North Terrace_NT31-Helen Mayo South_Third Floor_S303 _ Stairs | NT-NT31-05-S303 | NT31-05-S303-Stairs | North Terrace | NT | NT31 | Helen Mayo South | 05 | Third Floor | S303 | 99939 | Unusable Spaces | 99939 | Unusable Spaces | 20.12 | Stairs | 8 | Non Useable Floor Area Space Group | 805 | Non-usable - Circulation space |  | Unknown | 0.00 | NO
North Terrace_NT31-Helen Mayo South_Third Floor_S303A _ Plantroom | NT-NT31-05-S303A | NT31-05-S303A-Plantroom | North Terrace | NT | NT31 | Helen Mayo South | 05 | Third Floor | S303A | 99939 | Unusable Spaces | 99939 | Unusable Spaces | 5.07 | Plantroom | 8 | Non Useable Floor Area Space Group | 811 | Non-usable - Plant room other |  | Unknown | 0.00 | NO
North Terrace_NT31-Helen Mayo South_Third Floor_S303F _ VSR | NT-NT31-05-S303F | NT31-05-S303F-VSR | North Terrace | NT | NT31 | Helen Mayo South | 05 | Third Floor | S303F | 99939 | Unusable Spaces | 99939 | Unusable Spaces | 0.34 | VSR | 8 | Non Useable Floor Area Space Group | 840 | Non-usable - Service riser |  | Unknown | 0.00 | NO
North Terrace_NT31-Helen Mayo South_Third Floor_S304 _ IDF | NT-NT31-05-S304 | NT31-05-S304-IDF | North Terrace | NT | NT31 | Helen Mayo South | 05 | Third Floor | S304 | 99939 | Unusable Spaces | 99939 | Unusable Spaces | 2.13 | IDF | 8 | Non Useable Floor Area Space Group | 800 | Non-usable - Specific type not defined |  | Unknown | 0.00 | NO
North Terrace_NT31-Helen Mayo South_Third Floor_S305 _ Open Plan - circ | NT-NT31-05-S305 | NT31-05-S305-Open Plan - circ | North Terrace | NT | NT31 | Helen Mayo South | 05 | Third Floor | S305 | 384 | Medicine | 384 | Adelaide Medical School | 28.02 | Open Plan - circ | 1 | Office Space Group | 111 | Open Plan - Specific type not defined |  | Excellent | 6,984.99 | NO
North Terrace_NT31-Helen Mayo South_Third Floor_S305.01 _ Workstation | NT-NT31-05-S305.01 | NT31-05-S305.01-Workstation | North Terrace | NT | NT31 | Helen Mayo South | 05 | Third Floor | S305.01 | 384 | Medicine | 384 | Adelaide Medical School | 3.64 | Workstation | 1 | Office Space Group | 111 | Open Plan - Specific type not defined |  | Excellent | 907.40 | NO
North Terrace_NT31-Helen Mayo South_Third Floor_S305.02 _ Workstation | NT-NT31-05-S305.02 | NT31-05-S305.02-Workstation | North Terrace | NT | NT31 | Helen Mayo South | 05 | Third Floor | S305.02 | 384 | Medicine | 384 | Adelaide Medical School | 3.26 | Workstation | 1 | Office Space Group | 111 | Open Plan - Specific type not defined |  | Excellent | 812.67 | NO
North Terrace_NT31-Helen Mayo South_Third Floor_S305.03 _ Workstation | NT-NT31-05-S305.03 | NT31-05-S305.03-Workstation | North Terrace | NT | NT31 | Helen Mayo South | 05 | Third Floor | S305.03 | 384 | Medicine | 384 | Adelaide Medical School | 3.6 | Workstation | 1 | Office Space Group | 111 | Open Plan - Specific type not defined |  | Excellent | 897.43 | NO
North Terrace_NT31-Helen Mayo South_Third Floor_S305.04 _ Workstation | NT-NT31-05-S305.04 | NT31-05-S305.04-Workstation | North Terrace | NT | NT31 | Helen Mayo South | 05 | Third Floor | S305.04 | 384 | Medicine | 384 | Adelaide Medical School | 3.22 | Workstation | 1 | Office Space Group | 111 | Open Plan - Specific type not defined |  | Excellent | 802.70 | NO
North Terrace_NT31-Helen Mayo South_Third Floor_S306 _ Office | NT-NT31-05-S306 | NT31-05-S306-Office | North Terrace | NT | NT31 | Helen Mayo South | 05 | Third Floor | S306 | 384 | Medicine | 384 | Adelaide Medical School | 10.67 | Office | 1 | Office Space Group | 102 | Office - Research Staff |  | Excellent | 2,659.88 | NO
North Terrace_NT31-Helen Mayo South_Third Floor_S307 _ Office | NT-NT31-05-S307 | NT31-05-S307-Office | North Terrace | NT | NT31 | Helen Mayo South | 05 | Third Floor | S307 | 384 | Medicine | 384 | Adelaide Medical School | 10.48 | Office | 1 | Office Space Group | 102 | Office - Research Staff |  | Excellent | 2,612.51 | NO
North Terrace_NT31-Helen Mayo South_Third Floor_S308 _ Office | NT-NT31-05-S308 | NT31-05-S308-Office | North Terrace | NT | NT31 | Helen Mayo South | 05 | Third Floor | S308 | 384 | Medicine | 384 | Adelaide Medical School | 15.16 | Office | 1 | Office Space Group | 102 | Office - Research Staff |  | Excellent | 3,779.17 | NO
North Terrace_NT31-Helen Mayo South_Third Floor_S309 _ Meeting | NT-NT31-05-S309 | NT31-05-S309-Meeting | North Terrace | NT | NT31 | Helen Mayo South | 05 | Third Floor | S309 | 384 | Medicine | 384 | Adelaide Medical School | 10.73 | Meeting | 6 | General Facility Space Group | 601 | General Facility - Committee/Conference/Meeting room |  | Excellent | 2,995.82 | NO
North Terrace_NT31-Helen Mayo South_Third Floor_S309A _ VSR | NT-NT31-05-S309A | NT31-05-S309A-VSR | North Terrace | NT | NT31 | Helen Mayo South | 05 | Third Floor | S309A | 99939 | Unusable Spaces | 99939 | Unusable Spaces | 0.23 | VSR | 8 | Non Useable Floor Area Space Group | 840 | Non-usable - Service riser |  | Unknown | 0.00 | NO
North Terrace_NT31-Helen Mayo South_Third Floor_S310 _ Open Plan - circ | NT-NT31-05-S310 | NT31-05-S310-Open Plan - circ | North Terrace | NT | NT31 | Helen Mayo South | 05 | Third Floor | S310 | 384 | Medicine | 384 | Adelaide Medical School | 55.65 | Open Plan - circ | 1 | Office Space Group | 111 | Open Plan - Specific type not defined |  | Excellent | 13,872.75 | NO
North Terrace_NT31-Helen Mayo South_Third Floor_S310.01 _ Workstation | NT-NT31-05-S310.01 | NT31-05-S310.01-Workstation | North Terrace | NT | NT31 | Helen Mayo South | 05 | Third Floor | S310.01 | 384 | Medicine | 384 | Adelaide Medical School | 3.15 | Workstation | 1 | Office Space Group | 111 | Open Plan - Specific type not defined |  | Excellent | 785.25 | NO
North Terrace_NT31-Helen Mayo South_Third Floor_S310.02 _ Workstation | NT-NT31-05-S310.02 | NT31-05-S310.02-Workstation | North Terrace | NT | NT31 | Helen Mayo South | 05 | Third Floor | S310.02 | 384 | Medicine | 384 | Adelaide Medical School | 3.15 | Workstation | 1 | Office Space Group | 111 | Open Plan - Specific type not defined |  | Excellent | 785.25 | NO
North Terrace_NT31-Helen Mayo South_Third Floor_S310.03 _ Workstation | NT-NT31-05-S310.03 | NT31-05-S310.03-Workstation | North Terrace | NT | NT31 | Helen Mayo South | 05 | Third Floor | S310.03 | 384 | Medicine | 384 | Adelaide Medical School | 3.15 | Workstation | 1 | Office Space Group | 111 | Open Plan - Specific type not defined |  | Excellent | 785.25 | NO
North Terrace_NT31-Helen Mayo South_Third Floor_S310.04 _ Workstation | NT-NT31-05-S310.04 | NT31-05-S310.04-Workstation | North Terrace | NT | NT31 | Helen Mayo South | 05 | Third Floor | S310.04 | 384 | Medicine | 384 | Adelaide Medical School | 3.15 | Workstation | 1 | Office Space Group | 111 | Open Plan - Specific type not defined |  | Excellent | 785.25 | NO
North Terrace_NT31-Helen Mayo South_Third Floor_S310.05 _ Workstation | NT-NT31-05-S310.05 | NT31-05-S310.05-Workstation | North Terrace | NT | NT31 | Helen Mayo South | 05 | Third Floor | S310.05 | 384 | Medicine | 384 | Adelaide Medical School | 3.15 | Workstation | 1 | Office Space Group | 111 | Open Plan - Specific type not defined |  | Excellent | 785.25 | NO
North Terrace_NT31-Helen Mayo South_Third Floor_S310.06 _ Workstation | NT-NT31-05-S310.06 | NT31-05-S310.06-Workstation | North Terrace | NT | NT31 | Helen Mayo South | 05 | Third Floor | S310.06 | 384 | Medicine | 384 | Adelaide Medical School | 3.15 | Workstation | 1 | Office Space Group | 111 | Open Plan - Specific type not defined |  | Excellent | 785.25 | NO
North Terrace_NT31-Helen Mayo South_Third Floor_S310.07 _ Workstation | NT-NT31-05-S310.07 | NT31-05-S310.07-Workstation | North Terrace | NT | NT31 | Helen Mayo South | 05 | Third Floor | S310.07 | 384 | Medicine | 384 | Adelaide Medical School | 3.15 | Workstation | 1 | Office Space Group | 111 | Open Plan - Specific type not defined |  | Excellent | 785.25 | NO
North Terrace_NT31-Helen Mayo South_Third Floor_S310.08 _ Workstation | NT-NT31-05-S310.08 | NT31-05-S310.08-Workstation | North Terrace | NT | NT31 | Helen Mayo South | 05 | Third Floor | S310.08 | 384 | Medicine | 384 | Adelaide Medical School | 3.15 | Workstation | 1 | Office Space Group | 111 | Open Plan - Specific type not defined |  | Excellent | 785.25 | NO
North Terrace_NT31-Helen Mayo South_Third Floor_S310.09 _ Workstation | NT-NT31-05-S310.09 | NT31-05-S310.09-Workstation | North Terrace | NT | NT31 | Helen Mayo South | 05 | Third Floor | S310.09 | 384 | Medicine | 384 | Adelaide Medical School | 3.15 | Workstation | 1 | Office Space Group | 111 | Open Plan - Specific type not defined |  | Excellent | 785.25 | NO
North Terrace_NT31-Helen Mayo South_Third Floor_S310.10 _ Workstation | NT-NT31-05-S310.10 | NT31-05-S310.10-Workstation | North Terrace | NT | NT31 | Helen Mayo South | 05 | Third Floor | S310.10 | 384 | Medicine | 384 | Adelaide Medical School | 3.15 | Workstation | 1 | Office Space Group | 111 | Open Plan - Specific type not defined |  | Excellent | 785.25 | NO
North Terrace_NT31-Helen Mayo South_Third Floor_S310.11 _ Workstation | NT-NT31-05-S310.11 | NT31-05-S310.11-Workstation | North Terrace | NT | NT31 | Helen Mayo South | 05 | Third Floor | S310.11 | 384 | Medicine | 384 | Adelaide Medical School | 3.15 | Workstation | 1 | Office Space Group | 111 | Open Plan - Specific type not defined |  | Excellent | 785.25 | NO
North Terrace_NT31-Helen Mayo South_Third Floor_S310.12 _ Workstation | NT-NT31-05-S310.12 | NT31-05-S310.12-Workstation | North Terrace | NT | NT31 | Helen Mayo South | 05 | Third Floor | S310.12 | 384 | Medicine | 384 | Adelaide Medical School | 3.15 | Workstation | 1 | Office Space Group | 111 | Open Plan - Specific type not defined |  | Excellent | 785.25 | NO
North Terrace_NT31-Helen Mayo South_Third Floor_S310.13 _ Workstation | NT-NT31-05-S310.13 | NT31-05-S310.13-Workstation | North Terrace | NT | NT31 | Helen Mayo South | 05 | Third Floor | S310.13 | 384 | Medicine | 384 | Adelaide Medical School | 3.15 | Workstation | 1 | Office Space Group | 111 | Open Plan - Specific type not defined |  | Excellent | 785.25 | NO
North Terrace_NT31-Helen Mayo South_Third Floor_S310.14 _ Workstation | NT-NT31-05-S310.14 | NT31-05-S310.14-Workstation | North Terrace | NT | NT31 | Helen Mayo South | 05 | Third Floor | S310.14 | 384 | Medicine | 384 | Adelaide Medical School | 3.15 | Workstation | 1 | Office Space Group | 111 | Open Plan - Specific type not defined |  | Excellent | 785.25 | NO
North Terrace_NT31-Helen Mayo South_Third Floor_S310.15 _ Workstation | NT-NT31-05-S310.15 | NT31-05-S310.15-Workstation | North Terrace | NT | NT31 | Helen Mayo South | 05 | Third Floor | S310.15 | 384 | Medicine | 384 | Adelaide Medical School | 3.15 | Workstation | 1 | Office Space Group | 111 | Open Plan - Specific type not defined |  | Excellent | 785.25 | NO
North Terrace_NT31-Helen Mayo South_Third Floor_S310.16 _ Workstation | NT-NT31-05-S310.16 | NT31-05-S310.16-Workstation | North Terrace | NT | NT31 | Helen Mayo South | 05 | Third Floor | S310.16 | 384 | Medicine | 384 | Adelaide Medical School | 3.15 | Workstation | 1 | Office Space Group | 111 | Open Plan - Specific type not defined |  | Excellent | 785.25 | NO
North Terrace_NT31-Helen Mayo South_Third Floor_S310.17 _ Workstation | NT-NT31-05-S310.17 | NT31-05-S310.17-Workstation | North Terrace | NT | NT31 | Helen Mayo South | 05 | Third Floor | S310.17 | 384 | Medicine | 384 | Adelaide Medical School | 3.15 | Workstation | 1 | Office Space Group | 111 | Open Plan - Specific type not defined |  | Excellent | 785.25 | NO
North Terrace_NT31-Helen Mayo South_Third Floor_S310.18 _ Workstation | NT-NT31-05-S310.18 | NT31-05-S310.18-Workstation | North Terrace | NT | NT31 | Helen Mayo South | 05 | Third Floor | S310.18 | 384 | Medicine | 384 | Adelaide Medical School | 3.15 | Workstation | 1 | Office Space Group | 111 | Open Plan - Specific type not defined |  | Excellent | 785.25 | NO
North Terrace_NT31-Helen Mayo South_Third Floor_S310A _ Informal Meeting | NT-NT31-05-S310A | NT31-05-S310A-Informal Meeting | North Terrace | NT | NT31 | Helen Mayo South | 05 | Third Floor | S310A | 384 | Medicine | 384 | Adelaide Medical School | 6.36 | Informal Meeting | 1 | Office Space Group | 111 | Open Plan - Specific type not defined |  | Excellent | 1,585.46 | NO
North Terrace_NT31-Helen Mayo South_Third Floor_S310B _ Office | NT-NT31-05-S310B | NT31-05-S310B-Office | North Terrace | NT | NT31 | Helen Mayo South | 05 | Third Floor | S310B | 384 | Medicine | 384 | Adelaide Medical School | 4.85 | Office | 1 | Office Space Group | 102 | Office - Research Staff |  | Excellent | 1,209.04 | NO
North Terrace_NT31-Helen Mayo South_Third Floor_S311 _ Office | NT-NT31-05-S311 | NT31-05-S311-Office | North Terrace | NT | NT31 | Helen Mayo South | 05 | Third Floor | S311 | 384 | Medicine | 384 | Adelaide Medical School | 12.98 | Office | 1 | Office Space Group | 102 | Office - Research Staff |  | Excellent | 3,235.73 | NO
North Terrace_NT31-Helen Mayo South_Third Floor_S312 _ Office | NT-NT31-05-S312 | NT31-05-S312-Office | North Terrace | NT | NT31 | Helen Mayo South | 05 | Third Floor | S312 | 384 | Medicine | 384 | Adelaide Medical School | 12.71 | Office | 1 | Office Space Group | 102 | Office - Research Staff |  | Excellent | 3,168.42 | NO
North Terrace_NT31-Helen Mayo South_Third Floor_S313 _ Office | NT-NT31-05-S313 | NT31-05-S313-Office | North Terrace | NT | NT31 | Helen Mayo South | 05 | Third Floor | S313 | 384 | Medicine | 384 | Adelaide Medical School | 12.83 | Office | 1 | Office Space Group | 102 | Office - Research Staff |  | Excellent | 3,198.34 | NO
North Terrace_NT31-Helen Mayo South_Third Floor_S314 _ Lunch Room | NT-NT31-05-S314 | NT31-05-S314-Lunch Room | North Terrace | NT | NT31 | Helen Mayo South | 05 | Third Floor | S314 | 384 | Medicine | 384 | Adelaide Medical School | 40.05 | Lunch Room | 6 | General Facility Space Group | 608 | General Facility - Kitchen/Servery/Food Storage |  | Good | 9,508.47 | NO
North Terrace_NT31-Helen Mayo South_Third Floor_S315 _ Utilities / Print Bay | NT-NT31-05-S315 | NT31-05-S315-Utilities / Print Bay | North Terrace | NT | NT31 | Helen Mayo South | 05 | Third Floor | S315 | 384 | Medicine | 384 | Adelaide Medical School | 18.69 | Utilities / Print Bay | 6 | General Facility Space Group | 603 | General Facility - Resource room |  | Excellent | 5,218.25 | NO
North Terrace_NT31-Helen Mayo South_Third Floor_S316 _ Hot Room | NT-NT31-05-S316 | NT31-05-S316-Hot Room | North Terrace | NT | NT31 | Helen Mayo South | 05 | Third Floor | S316 | 384 | Medicine | 384 | Adelaide Medical School | 7.97 | Hot Room | 4 | Ancillary Area Space Group | 401 | Ancillary Area - Laboratory Service and Preparation |  | Adequate | 1,189.38 | NO
North Terrace_NT31-Helen Mayo South_Third Floor_S317 _ Chemostat | NT-NT31-05-S317 | NT31-05-S317-Chemostat | North Terrace | NT | NT31 | Helen Mayo South | 05 | Third Floor | S317 | 384 | Medicine | 384 | Adelaide Medical School | 17.73 | Chemostat | 4 | Ancillary Area Space Group | 401 | Ancillary Area - Laboratory Service and Preparation |  | Adequate | 2,645.89 | NO
North Terrace_NT31-Helen Mayo South_Third Floor_S318 _ BioFilm | NT-NT31-05-S318 | NT31-05-S318-BioFilm | North Terrace | NT | NT31 | Helen Mayo South | 05 | Third Floor | S318 | 384 | Medicine | 384 | Adelaide Medical School | 11.25 | BioFilm | 4 | Ancillary Area Space Group | 405 | Ancillary Area - Constant Temperature/ Freezer/Cold/Warm Rooms |  | Adequate | 1,678.86 | NO
North Terrace_NT31-Helen Mayo South_Third Floor_S319 _ Laboratory | NT-NT31-05-S319 | NT31-05-S319-Laboratory | North Terrace | NT | NT31 | Helen Mayo South | 05 | Third Floor | S319 | 384 | Medicine | 384 | Adelaide Medical School | 59.48 | Laboratory | 3 | Specialist Teaching or Research Space Group | 312 | Laboratory - Research Only |  | Adequate | 13,415.37 | NO
North Terrace_NT31-Helen Mayo South_Third Floor_S320 _ Stair | NT-NT31-05-S320 | NT31-05-S320-Stair | North Terrace | NT | NT31 | Helen Mayo South | 05 | Third Floor | S320 | 99939 | Unusable Spaces | 99939 | Unusable Spaces | 20.84 | Stair | 8 | Non Useable Floor Area Space Group | 805 | Non-usable - Circulation space |  | Adequate | 0.00 | NO
North Terrace_NT31-Helen Mayo South_Third Floor_S320A _ WC - F | NT-NT31-05-S320A | NT31-05-S320A-WC - F | North Terrace | NT | NT31 | Helen Mayo South | 05 | Third Floor | S320A | 99939 | Unusable Spaces | 99939 | Unusable Spaces | 6.98 | WC - F | 8 | Non Useable Floor Area Space Group | 820 | Non-usable - Toilets/Amenities - Female |  | Adequate | 0.00 | NO
North Terrace_NT31-Helen Mayo South_Third Floor_S321 _ Store / Balance Room | NT-NT31-05-S321 | NT31-05-S321-Store / Balance Room | North Terrace | NT | NT31 | Helen Mayo South | 05 | Third Floor | S321 | 384 | Medicine | 384 | Adelaide Medical School | 8.78 | Store / Balance Room | 4 | Ancillary Area Space Group | 401 | Ancillary Area - Laboratory Service and Preparation |  | Adequate | 1,310.26 | NO
North Terrace_NT31-Helen Mayo South_Third Floor_S322 _ Laboratory | NT-NT31-05-S322 | NT31-05-S322-Laboratory | North Terrace | NT | NT31 | Helen Mayo South | 05 | Third Floor | S322 | 384 | Medicine | 384 | Adelaide Medical School | 49.47 | Laboratory | 3 | Specialist Teaching or Research Space Group | 312 | Laboratory - Research Only |  | Adequate | 11,157.67 | NO
North Terrace_NT31-Helen Mayo South_Third Floor_S323 _ Store / Freezer Room | NT-NT31-05-S323 | NT31-05-S323-Store / Freezer Room | North Terrace | NT | NT31 | Helen Mayo South | 05 | Third Floor | S323 | 384 | Medicine | 384 | Adelaide Medical School | 8.45 | Store / Freezer Room | 4 | Ancillary Area Space Group | 405 | Ancillary Area - Constant Temperature/ Freezer/Cold/Warm Rooms |  | Adequate | 1,261.01 | NO
North Terrace_NT31-Helen Mayo South_Third Floor_S324 _ Cold Room | NT-NT31-05-S324 | NT31-05-S324-Cold Room | North Terrace | NT | NT31 | Helen Mayo South | 05 | Third Floor | S324 | 384 | Medicine | 384 | Adelaide Medical School | 14.33 | Cold Room | 4 | Ancillary Area Space Group | 405 | Ancillary Area - Constant Temperature/ Freezer/Cold/Warm Rooms |  | Excellent | 3,143.59 | NO
North Terrace_NT31-Helen Mayo South_Third Floor_S324A _ VSR | NT-NT31-05-S324A | NT31-05-S324A-VSR | North Terrace | NT | NT31 | Helen Mayo South | 05 | Third Floor | S324A | 99939 | Unusable Spaces | 99939 | Unusable Spaces | 1.92 | VSR | 8 | Non Useable Floor Area Space Group | 800 | Non-usable - Specific type not defined |  | Unknown | 0.00 | NO
North Terrace_NT31-Helen Mayo South_Third Floor_S325 _ Cell Culture | NT-NT31-05-S325 | NT31-05-S325-Cell Culture | North Terrace | NT | NT31 | Helen Mayo South | 05 | Third Floor | S325 | 384 | Medicine | 384 | Adelaide Medical School | 15.06 | Cell Culture | 4 | Ancillary Area Space Group | 405 | Ancillary Area - Constant Temperature/ Freezer/Cold/Warm Rooms |  | Adequate | 2,247.44 | NO
North Terrace_NT31-Helen Mayo South_Third Floor_S325A _ Services | NT-NT31-05-S325A | NT31-05-S325A-Services | North Terrace | NT | NT31 | Helen Mayo South | 05 | Third Floor | S325A | 99939 | Unusable Spaces | 99939 | Unusable Spaces | 0.66 | Services | 8 | Non Useable Floor Area Space Group | 800 | Non-usable - Specific type not defined |  | Unknown | 0.00 | NO
North Terrace_NT31-Helen Mayo South_Third Floor_S326 _ Mass Spectrometer | NT-NT31-05-S326 | NT31-05-S326-Mass Spectrometer | North Terrace | NT | NT31 | Helen Mayo South | 05 | Third Floor | S326 | 384 | Medicine | 384 | Adelaide Medical School | 14.22 | Mass Spectrometer | 3 | Specialist Teaching or Research Space Group | 312 | Laboratory - Research Only |  | Adequate | 3,207.24 | NO
North Terrace_NT31-Helen Mayo South_Third Floor_S327 _ Laboratory - Class 'C' | NT-NT31-05-S327 | NT31-05-S327-Laboratory - Class 'C' | North Terrace | NT | NT31 | Helen Mayo South | 05 | Third Floor | S327 | 384 | Medicine | 384 | Adelaide Medical School | 48.78 | Laboratory - Class 'C' | 3 | Specialist Teaching or Research Space Group | 312 | Laboratory - Research Only |  | Excellent | 16,173.01 | NO
North Terrace_NT31-Helen Mayo South_Third Floor_S328 _ PCR Room | NT-NT31-05-S328 | NT31-05-S328-PCR Room | North Terrace | NT | NT31 | Helen Mayo South | 05 | Third Floor | S328 | 384 | Medicine | 384 | Adelaide Medical School | 14.86 | PCR Room | 4 | Ancillary Area Space Group | 405 | Ancillary Area - Constant Temperature/ Freezer/Cold/Warm Rooms |  | Excellent | 3,259.86 | NO
North Terrace_NT31-Helen Mayo South_Third Floor_S329 _ Laboratory - Forensic | NT-NT31-05-S329 | NT31-05-S329-Laboratory - Forensic | North Terrace | NT | NT31 | Helen Mayo South | 05 | Third Floor | S329 | 384 | Medicine | 384 | Adelaide Medical School | 51.72 | Laboratory - Forensic | 3 | Specialist Teaching or Research Space Group | 312 | Laboratory - Research Only |  | Excellent | 17,147.77 | NO
North Terrace_NT31-Helen Mayo South_Third Floor_S330 _ Laboratory | NT-NT31-05-S330 | NT31-05-S330-Laboratory | North Terrace | NT | NT31 | Helen Mayo South | 05 | Third Floor | S330 | 384 | Medicine | 384 | Adelaide Medical School | 51.91 | Laboratory | 3 | Specialist Teaching or Research Space Group | 312 | Laboratory - Research Only |  | Excellent | 17,210.76 | NO
North Terrace_NT31-Helen Mayo South_Third Floor_S330A _ Services | NT-NT31-05-S330A | NT31-05-S330A-Services | North Terrace | NT | NT31 | Helen Mayo South | 05 | Third Floor | S330A | 99939 | Unusable Spaces | 99939 | Unusable Spaces | 0.66 | Services | 8 | Non Useable Floor Area Space Group | 800 | Non-usable - Specific type not defined |  | Unknown | 0.00 | NO
North Terrace_NT31-Helen Mayo South_Third Floor_S331 _ Laboratory - Craniofacial Biolog | NT-NT31-05-S331 | NT31-05-S331-Laboratory - Craniofacial Biolog | North Terrace | NT | NT31 | Helen Mayo South | 05 | Third Floor | S331 | 384 | Medicine | 384 | Adelaide Medical School | 67.7 | Laboratory - Craniofacial Biolog | 3 | Specialist Teaching or Research Space Group | 312 | Laboratory - Research Only |  | Excellent | 22,445.94 | NO
North Terrace_NT31-Helen Mayo South_Third Floor_S331D _ VSR | NT-NT31-05-S331D | NT31-05-S331D-VSR | North Terrace | NT | NT31 | Helen Mayo South | 05 | Third Floor | S331D | 99939 | Unusable Spaces | 99939 | Unusable Spaces | 0.89 | VSR | 8 | Non Useable Floor Area Space Group | 840 | Non-usable - Service riser |  | Unknown | 0.00 | NO
North Terrace_NT31-Helen Mayo South_Third Floor_S332 _ Laboratory | NT-NT31-05-S332 | NT31-05-S332-Laboratory | North Terrace | NT | NT31 | Helen Mayo South | 05 | Third Floor | S332 | 384 | Medicine | 384 | Adelaide Medical School | 30.93 | Laboratory | 3 | Specialist Teaching or Research Space Group | 312 | Laboratory - Research Only |  | Excellent | 10,254.84 | NO
North Terrace_NT31-Helen Mayo South_Third Floor_S333 _ Store | NT-NT31-05-S333 | NT31-05-S333-Store | North Terrace | NT | NT31 | Helen Mayo South | 05 | Third Floor | S333 | 384 | Medicine | 384 | Adelaide Medical School | 3.23 | Store | 4 | Ancillary Area Space Group | 418 | Ancillary Area - Dangerous goods storage |  | Adequate | 482.02 | NO
North Terrace_NT31-Helen Mayo South_Third Floor_S333A _ Corr. | NT-NT31-05-S333A | NT31-05-S333A-Corr. | North Terrace | NT | NT31 | Helen Mayo South | 05 | Third Floor | S333A | 99939 | Unusable Spaces | 99939 | Unusable Spaces | 2.22 | Corr. | 8 | Non Useable Floor Area Space Group | 805 | Non-usable - Circulation space |  | Excellent | 0.00 | NO
North Terrace_NT31-Helen Mayo South_Third Floor_S334 _ Chemical Store | NT-NT31-05-S334 | NT31-05-S334-Chemical Store | North Terrace | NT | NT31 | Helen Mayo South | 05 | Third Floor | S334 | 384 | Medicine | 384 | Adelaide Medical School | 5.77 | Chemical Store | 4 | Ancillary Area Space Group | 418 | Ancillary Area - Dangerous goods storage |  | Adequate | 861.07 | NO
North Terrace_NT31-Helen Mayo South_Third Floor_S335 _ Freezer Room | NT-NT31-05-S335 | NT31-05-S335-Freezer Room | North Terrace | NT | NT31 | Helen Mayo South | 05 | Third Floor | S335 | 384 | Medicine | 384 | Adelaide Medical School | 25.94 | Freezer Room | 4 | Ancillary Area Space Group | 405 | Ancillary Area - Constant Temperature/ Freezer/Cold/Warm Rooms |  | Adequate | 3,871.09 | NO
North Terrace_NT31-Helen Mayo South_Third Floor_S336A _ Seminar 2 | NT-NT31-05-S336A | NT31-05-S336A-Seminar 2 | North Terrace | NT | NT31 | Helen Mayo South | 05 | Third Floor | S336A | 384 | Medicine | 384 | Adelaide Medical School | 37.76 | Seminar 2 | 2 | Teaching Space Group | 206 | Lecture/Seminar/Tutorial/Class Room (<30) Flat Floor |  | Good | 9,765.22 | NO
North Terrace_NT31-Helen Mayo South_Third Floor_S336B _ Seminar 1 | NT-NT31-05-S336B | NT31-05-S336B-Seminar 1 | North Terrace | NT | NT31 | Helen Mayo South | 05 | Third Floor | S336B | 384 | Medicine | 384 | Adelaide Medical School | 60.25 | Seminar 1 | 2 | Teaching Space Group | 206 | Lecture/Seminar/Tutorial/Class Room (<30) Flat Floor |  | Good | 15,581.42 | NO
North Terrace_NT31-Helen Mayo South_Third Floor_S337 _ WC - U - Access | NT-NT31-05-S337 | NT31-05-S337-WC - U - Access | North Terrace | NT | NT31 | Helen Mayo South | 05 | Third Floor | S337 | 99939 | Unusable Spaces | 99939 | Unusable Spaces | 5.66 | WC - U - Access | 8 | Non Useable Floor Area Space Group | 822 | Non-usable - Toilets/Amenities - Unisex |  | Good | 0.00 | NO
North Terrace_NT31-Helen Mayo South_Third Floor_S338 _ A/L | NT-NT31-05-S338 | NT31-05-S338-A/L | North Terrace | NT | NT31 | Helen Mayo South | 05 | Third Floor | S338 | 99939 | Unusable Spaces | 99939 | Unusable Spaces | 2.81 | A/L | 8 | Non Useable Floor Area Space Group | 822 | Non-usable - Toilets/Amenities - Unisex |  | Good | 0.00 | NO
North Terrace_NT31-Helen Mayo South_Third Floor_S338A _ WC - M | NT-NT31-05-S338A | NT31-05-S338A-WC - M | North Terrace | NT | NT31 | Helen Mayo South | 05 | Third Floor | S338A | 99939 | Unusable Spaces | 99939 | Unusable Spaces | 2.36 | WC - M | 8 | Non Useable Floor Area Space Group | 821 | Non-usable - Toilets/Amenities - Male |  | Good | 0.00 | NO
North Terrace_NT31-Helen Mayo South_Third Floor_S338B _ WC - M | NT-NT31-05-S338B | NT31-05-S338B-WC - M | North Terrace | NT | NT31 | Helen Mayo South | 05 | Third Floor | S338B | 99939 | Unusable Spaces | 99939 | Unusable Spaces | 2.35 | WC - M | 8 | Non Useable Floor Area Space Group | 821 | Non-usable - Toilets/Amenities - Male |  | Good | 0.00 | NO
North Terrace_NT31-Helen Mayo South_Third Floor_S339 _ A/L | NT-NT31-05-S339 | NT31-05-S339-A/L | North Terrace | NT | NT31 | Helen Mayo South | 05 | Third Floor | S339 | 99939 | Unusable Spaces | 99939 | Unusable Spaces | 2.92 | A/L | 8 | Non Useable Floor Area Space Group | 805 | Non-usable - Circulation space |  | Good | 0.00 | NO
North Terrace_NT31-Helen Mayo South_Third Floor_S339A _ WC - F | NT-NT31-05-S339A | NT31-05-S339A-WC - F | North Terrace | NT | NT31 | Helen Mayo South | 05 | Third Floor | S339A | 99939 | Unusable Spaces | 99939 | Unusable Spaces | 2.34 | WC - F | 8 | Non Useable Floor Area Space Group | 820 | Non-usable - Toilets/Amenities - Female |  | Good | 0.00 | NO
North Terrace_NT31-Helen Mayo South_Third Floor_S339B _ WC - F | NT-NT31-05-S339B | NT31-05-S339B-WC - F | North Terrace | NT | NT31 | Helen Mayo South | 05 | Third Floor | S339B | 99939 | Unusable Spaces | 99939 | Unusable Spaces | 2.35 | WC - F | 8 | Non Useable Floor Area Space Group | 820 | Non-usable - Toilets/Amenities - Female |  | Good | 0.00 | NO
North Terrace_NT31-Helen Mayo South_Third Floor_S339C _ Cupboard | NT-NT31-05-S339C | NT31-05-S339C-Cupboard | North Terrace | NT | NT31 | Helen Mayo South | 05 | Third Floor | S339C | 384 | Medicine | 384 | Adelaide Medical School | 1.15 | Cupboard | 4 | Ancillary Area Space Group | 419 | Ancillary Area - Store Room - Generic |  | Good | 214.52 | NO
North Terrace_NT31-Helen Mayo South_Third Floor_S340 _ Laboratory - Core Facility | NT-NT31-05-S340 | NT31-05-S340-Laboratory - Core Facility | North Terrace | NT | NT31 | Helen Mayo South | 05 | Third Floor | S340 | 384 | Medicine | 384 | Adelaide Medical School | 74.61 | Laboratory - Core Facility | 3 | Specialist Teaching or Research Space Group | 312 | Laboratory - Research Only |  | Excellent | 24,736.95 | NO
North Terrace_NT31-Helen Mayo South_Third Floor_S341 _ Laboratory | NT-NT31-05-S341 | NT31-05-S341-Laboratory | North Terrace | NT | NT31 | Helen Mayo South | 05 | Third Floor | S341 | 384 | Medicine | 384 | Adelaide Medical School | 10.88 | Laboratory | 3 | Specialist Teaching or Research Space Group | 312 | Laboratory - Research Only |  | Excellent | 3,607.26 | NO
North Terrace_NT31-Helen Mayo South_Third Floor_S342 _ BioBank Freezer Room | NT-NT31-05-S342 | NT31-05-S342-BioBank Freezer Room | North Terrace | NT | NT31 | Helen Mayo South | 05 | Third Floor | S342 | 384 | Medicine | 384 | Adelaide Medical School | 38.32 | BioBank Freezer Room | 4 | Ancillary Area Space Group | 405 | Ancillary Area - Constant Temperature/ Freezer/Cold/Warm Rooms |  | Good | 7,148.23 | NO
North Terrace_NT31-Helen Mayo South_Fourth Floor_S401 _ Lift Lobby | NT-NT31-06-S401 | NT31-06-S401-Lift Lobby | North Terrace | NT | NT31 | Helen Mayo South | 06 | Fourth Floor | S401 | 99939 | Unusable Spaces | 99939 | Unusable Spaces | 22.96 | Lift Lobby | 8 | Non Useable Floor Area Space Group | 805 | Non-usable - Circulation space |  | Excellent | 0.00 | NO
North Terrace_NT31-Helen Mayo South_Fourth Floor_S401A _ Corr. | NT-NT31-06-S401A | NT31-06-S401A-Corr. | North Terrace | NT | NT31 | Helen Mayo South | 06 | Fourth Floor | S401A | 99939 | Unusable Spaces | 99939 | Unusable Spaces | 58.94 | Corr. | 8 | Non Useable Floor Area Space Group | 805 | Non-usable - Circulation space |  | Excellent | 0.00 | NO
North Terrace_NT31-Helen Mayo South_Fourth Floor_S401B _ Corr. (Fire Isolated) | NT-NT31-06-S401B | NT31-06-S401B-Corr. (Fire Isolated) | North Terrace | NT | NT31 | Helen Mayo South | 06 | Fourth Floor | S401B | 99939 | Unusable Spaces | 99939 | Unusable Spaces | 11.54 | Corr. (Fire Isolated) | 8 | Non Useable Floor Area Space Group | 805 | Non-usable - Circulation space |  | Unknown | 0.00 | NO
North Terrace_NT31-Helen Mayo South_Fourth Floor_S401C _ Corr. | NT-NT31-06-S401C | NT31-06-S401C-Corr. | North Terrace | NT | NT31 | Helen Mayo South | 06 | Fourth Floor | S401C | 99939 | Unusable Spaces | 99939 | Unusable Spaces | 35.26 | Corr. | 8 | Non Useable Floor Area Space Group | 805 | Non-usable - Circulation space |  | Excellent | 0.00 | NO
North Terrace_NT31-Helen Mayo South_Fourth Floor_S401D _ VSR | NT-NT31-06-S401D | NT31-06-S401D-VSR | North Terrace | NT | NT31 | Helen Mayo South | 06 | Fourth Floor | S401D | 99939 | Unusable Spaces | 99939 | Unusable Spaces | 0.31 | VSR | 8 | Non Useable Floor Area Space Group | 840 | Non-usable - Service riser |  | Unknown | 0.00 | NO
North Terrace_NT31-Helen Mayo South_Fourth Floor_S402 _ Stair | NT-NT31-06-S402 | NT31-06-S402-Stair | North Terrace | NT | NT31 | Helen Mayo South | 06 | Fourth Floor | S402 | 99939 | Unusable Spaces | 99939 | Unusable Spaces | 20.09 | Stair | 8 | Non Useable Floor Area Space Group | 805 | Non-usable - Circulation space |  | Unknown | 0.00 | NO
North Terrace_NT31-Helen Mayo South_Fourth Floor_S402A _ Cleaner | NT-NT31-06-S402A | NT31-06-S402A-Cleaner | North Terrace | NT | NT31 | Helen Mayo South | 06 | Fourth Floor | S402A | 99939 | Unusable Spaces | 99939 | Unusable Spaces | 5.2 | Cleaner | 8 | Non Useable Floor Area Space Group | 806 | Non-usable - Cleaners room |  | Adequate | 0.00 | NO
North Terrace_NT31-Helen Mayo South_Fourth Floor_S403 _ IDF/Switchroom | NT-NT31-06-S403 | NT31-06-S403-IDF/Switchroom | North Terrace | NT | NT31 | Helen Mayo South | 06 | Fourth Floor | S403 | 99939 | Unusable Spaces | 99939 | Unusable Spaces | 1.93 | IDF/Switchroom | 8 | Non Useable Floor Area Space Group | 815 | Non-usable - Switch room |  | Unknown | 0.00 | NO
North Terrace_NT31-Helen Mayo South_Fourth Floor_S404 _ Workroom | NT-NT31-06-S404 | NT31-06-S404-Workroom | North Terrace | NT | NT31 | Helen Mayo South | 06 | Fourth Floor | S404 | 384 | Medicine | 384 | Adelaide Medical School | 25.03 | Workroom | 1 | Office Space Group | 100 | Office - Specific type not defined |  | Excellent | 6,239.62 | NO
North Terrace_NT31-Helen Mayo South_Fourth Floor_S404A _ VSR | NT-NT31-06-S404A | NT31-06-S404A-VSR | North Terrace | NT | NT31 | Helen Mayo South | 06 | Fourth Floor | S404A | 99939 | Unusable Spaces | 99939 | Unusable Spaces | 0.58 | VSR | 8 | Non Useable Floor Area Space Group | 840 | Non-usable - Service riser |  | Unknown | 0.00 | NO
North Terrace_NT31-Helen Mayo South_Fourth Floor_S405 _ E-Phys | NT-NT31-06-S405 | NT31-06-S405-E-Phys | North Terrace | NT | NT31 | Helen Mayo South | 06 | Fourth Floor | S405 | 384 | Medicine | 384 | Adelaide Medical School | 14.04 | E-Phys | 1 | Office Space Group | 100 | Office - Specific type not defined |  | Excellent | 3,499.97 | NO
North Terrace_NT31-Helen Mayo South_Fourth Floor_S406 _ Laboratory | NT-NT31-06-S406 | NT31-06-S406-Laboratory | North Terrace | NT | NT31 | Helen Mayo South | 06 | Fourth Floor | S406 | 384 | Medicine | 384 | Adelaide Medical School | 99.28 | Laboratory | 3 | Specialist Teaching or Research Space Group | 300 | Laboratory - Specialist teaching and research - type not defined |  | Excellent | 32,916.29 | NO
North Terrace_NT31-Helen Mayo South_Fourth Floor_S406A _ VSR | NT-NT31-06-S406A | NT31-06-S406A-VSR | North Terrace | NT | NT31 | Helen Mayo South | 06 | Fourth Floor | S406A | 99939 | Unusable Spaces | 99939 | Unusable Spaces | 0.19 | VSR | 8 | Non Useable Floor Area Space Group | 840 | Non-usable - Service riser |  | Unknown | 0.00 | NO
North Terrace_NT31-Helen Mayo South_Fourth Floor_S406B _ VSR | NT-NT31-06-S406B | NT31-06-S406B-VSR | North Terrace | NT | NT31 | Helen Mayo South | 06 | Fourth Floor | S406B | 99939 | Unusable Spaces | 99939 | Unusable Spaces | 0.2 | VSR | 8 | Non Useable Floor Area Space Group | 840 | Non-usable - Service riser |  | Unknown | 0.00 | NO
North Terrace_NT31-Helen Mayo South_Fourth Floor_S407 _ E-Phys | NT-NT31-06-S407 | NT31-06-S407-E-Phys | North Terrace | NT | NT31 | Helen Mayo South | 06 | Fourth Floor | S407 | 384 | Medicine | 384 | Adelaide Medical School | 15.32 | E-Phys | 1 | Office Space Group | 100 | Office - Specific type not defined |  | Excellent | 3,819.06 | NO
North Terrace_NT31-Helen Mayo South_Fourth Floor_S407A _ VSR | NT-NT31-06-S407A | NT31-06-S407A-VSR | North Terrace | NT | NT31 | Helen Mayo South | 06 | Fourth Floor | S407A | 99939 | Unusable Spaces | 99939 | Unusable Spaces | 0.19 | VSR | 8 | Non Useable Floor Area Space Group | 805 | Non-usable - Circulation space |  | Unknown | 0.00 | NO
North Terrace_NT31-Helen Mayo South_Fourth Floor_S407B _ VSR | NT-NT31-06-S407B | NT31-06-S407B-VSR | North Terrace | NT | NT31 | Helen Mayo South | 06 | Fourth Floor | S407B | 99939 | Unusable Spaces | 99939 | Unusable Spaces | 0.07 | VSR | 8 | Non Useable Floor Area Space Group | 840 | Non-usable - Service riser |  | Unknown | 0.00 | NO
North Terrace_NT31-Helen Mayo South_Fourth Floor_S408 _ Laboratory - Prep | NT-NT31-06-S408 | NT31-06-S408-Laboratory - Prep | North Terrace | NT | NT31 | Helen Mayo South | 06 | Fourth Floor | S408 | 384 | Medicine | 384 | Adelaide Medical School | 26.34 | Laboratory - Prep | 4 | Ancillary Area Space Group | 401 | Ancillary Area - Laboratory Service and Preparation |  | Excellent | 5,778.24 | NO
North Terrace_NT31-Helen Mayo South_Fourth Floor_S409 _ Stairs | NT-NT31-06-S409 | NT31-06-S409-Stairs | North Terrace | NT | NT31 | Helen Mayo South | 06 | Fourth Floor | S409 | 99939 | Unusable Spaces | 99939 | Unusable Spaces | 16.6 | Stairs | 8 | Non Useable Floor Area Space Group | 805 | Non-usable - Circulation space |  | Unknown | 0.00 | NO
North Terrace_NT31-Helen Mayo South_Fourth Floor_S409A _ WC - M | NT-NT31-06-S409A | NT31-06-S409A-WC - M | North Terrace | NT | NT31 | Helen Mayo South | 06 | Fourth Floor | S409A | 99939 | Unusable Spaces | 99939 | Unusable Spaces | 6.92 | WC - M | 8 | Non Useable Floor Area Space Group | 840 | Non-usable - Service riser |  | Unknown | 0.00 | NO
North Terrace_NT31-Helen Mayo South_Fourth Floor_S409B _ VSR | NT-NT31-06-S409B | NT31-06-S409B-VSR | North Terrace | NT | NT31 | Helen Mayo South | 06 | Fourth Floor | S409B | 99939 | Unusable Spaces | 99939 | Unusable Spaces | 0.28 | VSR | 8 | Non Useable Floor Area Space Group | 840 | Non-usable - Service riser |  | Unknown | 0.00 | NO
North Terrace_NT31-Helen Mayo South_Fourth Floor_S410 _ Foyer | NT-NT31-06-S410 | NT31-06-S410-Foyer | North Terrace | NT | NT31 | Helen Mayo South | 06 | Fourth Floor | S410 | 99939 | Unusable Spaces | 99939 | Unusable Spaces | 33.21 | Foyer | 8 | Non Useable Floor Area Space Group | 805 | Non-usable - Circulation space |  | Excellent | 0.00 | NO
North Terrace_NT31-Helen Mayo South_Fourth Floor_S410A _ Quiet Room | NT-NT31-06-S410A | NT31-06-S410A-Quiet Room | North Terrace | NT | NT31 | Helen Mayo South | 06 | Fourth Floor | S410A | 384 | Medicine | 384 | Adelaide Medical School | 7.3 | Quiet Room | 1 | Office Space Group | 119 | Informal Work Space |  | Excellent | 1,819.79 | NO
North Terrace_NT31-Helen Mayo South_Fourth Floor_S410B _ Informal Learning | NT-NT31-06-S410B | NT31-06-S410B-Informal Learning | North Terrace | NT | NT31 | Helen Mayo South | 06 | Fourth Floor | S410B | 99956 | Faculty of Health & Medical Sciences - Shared Space | 340 | Health & Medical Sciences Faculty Office | 24.27 | Informal Learning | 5 | Library, IT and Learning Space Group | 517 | Informal Learning | INFORMAL-PRIM-C | Excellent | 6,776.18 | NO
North Terrace_NT31-Helen Mayo South_Fourth Floor_S411 _ Practical Room | NT-NT31-06-S411 | NT31-06-S411-Practical Room | North Terrace | NT | NT31 | Helen Mayo South | 06 | Fourth Floor | S411 | 99956 | Faculty of Health & Medical Sciences - Shared Space | 340 | Health & Medical Sciences Faculty Office | 90.24 | Practical Room | 3 | Specialist Teaching or Research Space Group | 300 | Laboratory - Specialist teaching and research - type not defined |  | Adequate | 20,353.11 | NO
North Terrace_NT31-Helen Mayo South_Fourth Floor_S411A _ VSR | NT-NT31-06-S411A | NT31-06-S411A-VSR | North Terrace | NT | NT31 | Helen Mayo South | 06 | Fourth Floor | S411A | 99939 | Unusable Spaces | 99939 | Unusable Spaces | 0.22 | VSR | 8 | Non Useable Floor Area Space Group | 840 | Non-usable - Service riser |  | Unknown | 0.00 | NO
North Terrace_NT31-Helen Mayo South_Fourth Floor_S412 _ Practical Room | NT-NT31-06-S412 | NT31-06-S412-Practical Room | North Terrace | NT | NT31 | Helen Mayo South | 06 | Fourth Floor | S412 | 99956 | Faculty of Health & Medical Sciences - Shared Space | 340 | Health & Medical Sciences Faculty Office | 73.97 | Practical Room | 3 | Specialist Teaching or Research Space Group | 300 | Laboratory - Specialist teaching and research - type not defined |  | Good | 20,854.38 | NO
North Terrace_NT31-Helen Mayo South_Fourth Floor_S413 _ Store - Teaching Resource | NT-NT31-06-S413 | NT31-06-S413-Store - Teaching Resource | North Terrace | NT | NT31 | Helen Mayo South | 06 | Fourth Floor | S413 | 384 | Medicine | 384 | Adelaide Medical School | 17.02 | Store - Teaching Resource | 4 | Ancillary Area Space Group | 419 | Ancillary Area - Store Room - Generic |  | Excellent | 3,733.70 | NO
North Terrace_NT31-Helen Mayo South_Fourth Floor_S413A _ VSR | NT-NT31-06-S413A | NT31-06-S413A-VSR | North Terrace | NT | NT31 | Helen Mayo South | 06 | Fourth Floor | S413A | 99939 | Unusable Spaces | 99939 | Unusable Spaces | 0.14 | VSR | 8 | Non Useable Floor Area Space Group | 840 | Non-usable - Service riser |  | Unknown | 0.00 | NO
North Terrace_NT31-Helen Mayo South_Fourth Floor_S414 _ Teaching Resource Centre | NT-NT31-06-S414 | NT31-06-S414-Teaching Resource Centre | North Terrace | NT | NT31 | Helen Mayo South | 06 | Fourth Floor | S414 | 340 | Health & Medical Sciences Faculty Office Administration | 340 | Health & Medical Sciences Faculty Office | 17.24 | Teaching Resource Centre | 3 | Specialist Teaching or Research Space Group | 300 | Laboratory - Specialist teaching and research - type not defined |  | Adequate | 3,888.38 | NO
North Terrace_NT31-Helen Mayo South_Fourth Floor_S414A _ VSR | NT-NT31-06-S414A | NT31-06-S414A-VSR | North Terrace | NT | NT31 | Helen Mayo South | 06 | Fourth Floor | S414A | 99939 | Unusable Spaces | 99939 | Unusable Spaces | 0.22 | VSR | 8 | Non Useable Floor Area Space Group | 840 | Non-usable - Service riser |  | Unknown | 0.00 | NO
North Terrace_NT31-Helen Mayo South_Fourth Floor_S415 _ Practical Room | NT-NT31-06-S415 | NT31-06-S415-Practical Room | North Terrace | NT | NT31 | Helen Mayo South | 06 | Fourth Floor | S415 | 99956 | Faculty of Health & Medical Sciences - Shared Space | 340 | Health & Medical Sciences Faculty Office | 74.57 | Practical Room | 3 | Specialist Teaching or Research Space Group | 300 | Laboratory - Specialist teaching and research - type not defined |  | Adequate | 16,818.83 | NO
North Terrace_NT31-Helen Mayo South_Fourth Floor_S416 _ Practical Room | NT-NT31-06-S416 | NT31-06-S416-Practical Room | North Terrace | NT | NT31 | Helen Mayo South | 06 | Fourth Floor | S416 | 99956 | Faculty of Health & Medical Sciences - Shared Space | 340 | Health & Medical Sciences Faculty Office | 71.74 | Practical Room | 3 | Specialist Teaching or Research Space Group | 300 | Laboratory - Specialist teaching and research - type not defined |  | Adequate | 16,180.54 | NO
North Terrace_NT31-Helen Mayo South_Fourth Floor_S417 _ Open Plan - circ | NT-NT31-06-S417 | NT31-06-S417-Open Plan - circ | North Terrace | NT | NT31 | Helen Mayo South | 06 | Fourth Floor | S417 | 384 | Medicine | 384 | Adelaide Medical School | 20.41 | Open Plan - circ | 1 | Office Space Group | 111 | Open Plan - Specific type not defined |  | Adequate | 3,461.17 | NO
North Terrace_NT31-Helen Mayo South_Fourth Floor_S417.01 _ Workstation | NT-NT31-06-S417.01 | NT31-06-S417.01-Workstation | North Terrace | NT | NT31 | Helen Mayo South | 06 | Fourth Floor | S417.01 | 384 | Medicine | 384 | Adelaide Medical School | 3.06 | Workstation | 1 | Office Space Group | 111 | Open Plan - Specific type not defined |  | Excellent | 762.81 | NO
North Terrace_NT31-Helen Mayo South_Fourth Floor_S417.02 _ Workstation | NT-NT31-06-S417.02 | NT31-06-S417.02-Workstation | North Terrace | NT | NT31 | Helen Mayo South | 06 | Fourth Floor | S417.02 | 384 | Medicine | 384 | Adelaide Medical School | 3.06 | Workstation | 1 | Office Space Group | 111 | Open Plan - Specific type not defined |  | Excellent | 762.81 | NO
North Terrace_NT31-Helen Mayo South_Fourth Floor_S417.03 _ Workstation | NT-NT31-06-S417.03 | NT31-06-S417.03-Workstation | North Terrace | NT | NT31 | Helen Mayo South | 06 | Fourth Floor | S417.03 | 384 | Medicine | 384 | Adelaide Medical School | 3.06 | Workstation | 1 | Office Space Group | 111 | Open Plan - Specific type not defined |  | Excellent | 762.81 | NO
North Terrace_NT31-Helen Mayo South_Fourth Floor_S417.04 _ Workstation | NT-NT31-06-S417.04 | NT31-06-S417.04-Workstation | North Terrace | NT | NT31 | Helen Mayo South | 06 | Fourth Floor | S417.04 | 384 | Medicine | 384 | Adelaide Medical School | 3.06 | Workstation | 1 | Office Space Group | 111 | Open Plan - Specific type not defined |  | Excellent | 762.81 | NO
North Terrace_NT31-Helen Mayo South_Fourth Floor_S418 _ Office | NT-NT31-06-S418 | NT31-06-S418-Office | North Terrace | NT | NT31 | Helen Mayo South | 06 | Fourth Floor | S418 | 384 | Medicine | 384 | Adelaide Medical School | 9.55 | Office | 1 | Office Space Group | 100 | Office - Specific type not defined |  | Adequate | 1,619.51 | NO
North Terrace_NT31-Helen Mayo South_Fourth Floor_S418A _ VSR | NT-NT31-06-S418A | NT31-06-S418A-VSR | North Terrace | NT | NT31 | Helen Mayo South | 06 | Fourth Floor | S418A | 99939 | Unusable Spaces | 99939 | Unusable Spaces | 0.2 | VSR | 8 | Non Useable Floor Area Space Group | 840 | Non-usable - Service riser |  | Unknown | 0.00 | NO
North Terrace_NT31-Helen Mayo South_Fourth Floor_S418B _ VSR | NT-NT31-06-S418B | NT31-06-S418B-VSR | North Terrace | NT | NT31 | Helen Mayo South | 06 | Fourth Floor | S418B | 99939 | Unusable Spaces | 99939 | Unusable Spaces | 0.14 | VSR | 8 | Non Useable Floor Area Space Group | 840 | Non-usable - Service riser |  | Unknown | 0.00 | NO
North Terrace_NT31-Helen Mayo South_Fourth Floor_S419 _ Office | NT-NT31-06-S419 | NT31-06-S419-Office | North Terrace | NT | NT31 | Helen Mayo South | 06 | Fourth Floor | S419 | 384 | Medicine | 384 | Adelaide Medical School | 9.97 | Office | 1 | Office Space Group | 100 | Office - Specific type not defined |  | Adequate | 1,690.73 | NO
North Terrace_NT31-Helen Mayo South_Fourth Floor_S420 _ Open Plan - circ | NT-NT31-06-S420 | NT31-06-S420-Open Plan - circ | North Terrace | NT | NT31 | Helen Mayo South | 06 | Fourth Floor | S420 | 393 | Allied Health Administration | 393 | School of Allied Health Practice and Science | 26.96 | Open Plan - circ | 1 | Office Space Group | 111 | Open Plan - Specific type not defined |  | Excellent | 6,720.74 | NO
North Terrace_NT31-Helen Mayo South_Fourth Floor_S420.01 _ Workstation | NT-NT31-06-S420.01 | NT31-06-S420.01-Workstation | North Terrace | NT | NT31 | Helen Mayo South | 06 | Fourth Floor | S420.01 | 393 | Allied Health Administration | 393 | School of Allied Health Practice and Science | 3.06 | Workstation | 1 | Office Space Group | 111 | Open Plan - Specific type not defined |  | Excellent | 762.81 | NO
North Terrace_NT31-Helen Mayo South_Fourth Floor_S420.02 _ Workstation | NT-NT31-06-S420.02 | NT31-06-S420.02-Workstation | North Terrace | NT | NT31 | Helen Mayo South | 06 | Fourth Floor | S420.02 | 393 | Allied Health Administration | 393 | School of Allied Health Practice and Science | 3.06 | Workstation | 1 | Office Space Group | 111 | Open Plan - Specific type not defined |  | Excellent | 762.81 | NO
North Terrace_NT31-Helen Mayo South_Fourth Floor_S420.03 _ Workstation | NT-NT31-06-S420.03 | NT31-06-S420.03-Workstation | North Terrace | NT | NT31 | Helen Mayo South | 06 | Fourth Floor | S420.03 | 393 | Allied Health Administration | 393 | School of Allied Health Practice and Science | 3.06 | Workstation | 1 | Office Space Group | 111 | Open Plan - Specific type not defined |  | Excellent | 762.81 | NO
North Terrace_NT31-Helen Mayo South_Fourth Floor_S420.04 _ Workstation | NT-NT31-06-S420.04 | NT31-06-S420.04-Workstation | North Terrace | NT | NT31 | Helen Mayo South | 06 | Fourth Floor | S420.04 | 393 | Allied Health Administration | 393 | School of Allied Health Practice and Science | 3.06 | Workstation | 1 | Office Space Group | 111 | Open Plan - Specific type not defined |  | Excellent | 762.81 | NO
North Terrace_NT31-Helen Mayo South_Fourth Floor_S420.05 _ Workstation | NT-NT31-06-S420.05 | NT31-06-S420.05-Workstation | North Terrace | NT | NT31 | Helen Mayo South | 06 | Fourth Floor | S420.05 | 393 | Allied Health Administration | 393 | School of Allied Health Practice and Science | 3.06 | Workstation | 1 | Office Space Group | 111 | Open Plan - Specific type not defined |  | Excellent | 762.81 | NO
North Terrace_NT31-Helen Mayo South_Fourth Floor_S420.06 _ Workstation | NT-NT31-06-S420.06 | NT31-06-S420.06-Workstation | North Terrace | NT | NT31 | Helen Mayo South | 06 | Fourth Floor | S420.06 | 393 | Allied Health Administration | 393 | School of Allied Health Practice and Science | 3.06 | Workstation | 1 | Office Space Group | 111 | Open Plan - Specific type not defined |  | Excellent | 762.81 | NO
North Terrace_NT31-Helen Mayo South_Fourth Floor_S420.07 _ Workstation | NT-NT31-06-S420.07 | NT31-06-S420.07-Workstation | North Terrace | NT | NT31 | Helen Mayo South | 06 | Fourth Floor | S420.07 | 393 | Allied Health Administration | 393 | School of Allied Health Practice and Science | 3.06 | Workstation | 1 | Office Space Group | 111 | Open Plan - Specific type not defined |  | Excellent | 762.81 | NO
North Terrace_NT31-Helen Mayo South_Fourth Floor_S420.08 _ Workstation | NT-NT31-06-S420.08 | NT31-06-S420.08-Workstation | North Terrace | NT | NT31 | Helen Mayo South | 06 | Fourth Floor | S420.08 | 393 | Allied Health Administration | 393 | School of Allied Health Practice and Science | 3.06 | Workstation | 1 | Office Space Group | 111 | Open Plan - Specific type not defined |  | Excellent | 762.81 | NO
North Terrace_NT31-Helen Mayo South_Fourth Floor_S420.09 _ Workstation | NT-NT31-06-S420.09 | NT31-06-S420.09-Workstation | North Terrace | NT | NT31 | Helen Mayo South | 06 | Fourth Floor | S420.09 | 393 | Allied Health Administration | 393 | School of Allied Health Practice and Science | 3.06 | Workstation | 1 | Office Space Group | 111 | Open Plan - Specific type not defined |  | Excellent | 762.81 | NO
North Terrace_NT31-Helen Mayo South_Fourth Floor_S420.10 _ Workstation | NT-NT31-06-S420.10 | NT31-06-S420.10-Workstation | North Terrace | NT | NT31 | Helen Mayo South | 06 | Fourth Floor | S420.10 | 393 | Allied Health Administration | 393 | School of Allied Health Practice and Science | 3.06 | Workstation | 1 | Office Space Group | 111 | Open Plan - Specific type not defined |  | Excellent | 762.81 | NO
North Terrace_NT31-Helen Mayo South_Fourth Floor_S420.11 _ Workstation | NT-NT31-06-S420.11 | NT31-06-S420.11-Workstation | North Terrace | NT | NT31 | Helen Mayo South | 06 | Fourth Floor | S420.11 | 393 | Allied Health Administration | 393 | School of Allied Health Practice and Science | 3.06 | Workstation | 1 | Office Space Group | 111 | Open Plan - Specific type not defined |  | Excellent | 762.81 | NO
North Terrace_NT31-Helen Mayo South_Fourth Floor_S420.12 _ Workstation | NT-NT31-06-S420.12 | NT31-06-S420.12-Workstation | North Terrace | NT | NT31 | Helen Mayo South | 06 | Fourth Floor | S420.12 | 393 | Allied Health Administration | 393 | School of Allied Health Practice and Science | 3.06 | Workstation | 1 | Office Space Group | 111 | Open Plan - Specific type not defined |  | Excellent | 762.81 | NO
North Terrace_NT31-Helen Mayo South_Fourth Floor_S421 _ Laboratory | NT-NT31-06-S421 | NT31-06-S421-Laboratory | North Terrace | NT | NT31 | Helen Mayo South | 06 | Fourth Floor | S421 | 384 | Medicine | 384 | Adelaide Medical School | 12.63 | Laboratory | 3 | Specialist Teaching or Research Space Group | 300 | Laboratory - Specialist teaching and research - type not defined |  | Adequate | 2,848.62 | NO
North Terrace_NT31-Helen Mayo South_Fourth Floor_S421C _ VSR | NT-NT31-06-S421C | NT31-06-S421C-VSR | North Terrace | NT | NT31 | Helen Mayo South | 06 | Fourth Floor | S421C | 99939 | Unusable Spaces | 99939 | Unusable Spaces | 0.18 | VSR | 8 | Non Useable Floor Area Space Group | 840 | Non-usable - Service riser |  | Unknown | 0.00 | NO
North Terrace_NT31-Helen Mayo South_Fourth Floor_S422 _ Laboratory | NT-NT31-06-S422 | NT31-06-S422-Laboratory | North Terrace | NT | NT31 | Helen Mayo South | 06 | Fourth Floor | S422 | 384 | Medicine | 384 | Adelaide Medical School | 19.38 | Laboratory | 3 | Specialist Teaching or Research Space Group | 300 | Laboratory - Specialist teaching and research - type not defined |  | Excellent | 6,425.44 | NO
North Terrace_NT31-Helen Mayo South_Fourth Floor_S423 _ Laboratory | NT-NT31-06-S423 | NT31-06-S423-Laboratory | North Terrace | NT | NT31 | Helen Mayo South | 06 | Fourth Floor | S423 | 384 | Medicine | 384 | Adelaide Medical School | 24.41 | Laboratory | 3 | Specialist Teaching or Research Space Group | 300 | Laboratory - Specialist teaching and research - type not defined |  | Excellent | 8,093.14 | NO
North Terrace_NT31-Helen Mayo South_Fourth Floor_S423A _ VSR | NT-NT31-06-S423A | NT31-06-S423A-VSR | North Terrace | NT | NT31 | Helen Mayo South | 06 | Fourth Floor | S423A | 99939 | Unusable Spaces | 99939 | Unusable Spaces | 0.25 | VSR | 8 | Non Useable Floor Area Space Group | 840 | Non-usable - Service riser |  | Unknown | 0.00 | NO
North Terrace_NT31-Helen Mayo South_Fourth Floor_S424 _ Computer Room | NT-NT31-06-S424 | NT31-06-S424-Computer Room | North Terrace | NT | NT31 | Helen Mayo South | 06 | Fourth Floor | S424 | 384 | Medicine | 384 | Adelaide Medical School | 11.16 | Computer Room | 4 | Ancillary Area Space Group | 401 | Ancillary Area - Laboratory Service and Preparation |  | Excellent | 2,448.19 | NO
North Terrace_NT31-Helen Mayo South_Fourth Floor_S425 _ Quiet Room | NT-NT31-06-S425 | NT31-06-S425-Quiet Room | North Terrace | NT | NT31 | Helen Mayo South | 06 | Fourth Floor | S425 | 384 | Medicine | 384 | Adelaide Medical School | 12.19 | Quiet Room | 1 | Office Space Group | 119 | Informal Work Space |  | Excellent | 3,038.79 | NO
North Terrace_NT31-Helen Mayo South_Fourth Floor_S426 _ Comms | NT-NT31-06-S426 | NT31-06-S426-Comms | North Terrace | NT | NT31 | Helen Mayo South | 06 | Fourth Floor | S426 | 864 | ITDS Operations & Digital Services | 869 | Information Technology and Digital Services | 12.55 | Comms | 8 | Non Useable Floor Area Space Group | 812 | Non-usable - Comms/network system/Telephone/PABX |  | Excellent | 0.00 | NO
North Terrace_NT31-Helen Mayo South_Fourth Floor_S427 _ Open Plan - circ | NT-NT31-06-S427 | NT31-06-S427-Open Plan - circ | North Terrace | NT | NT31 | Helen Mayo South | 06 | Fourth Floor | S427 | 384 | Medicine | 384 | Adelaide Medical School | 29.92 | Open Plan - circ | 1 | Office Space Group | 111 | Open Plan - Specific type not defined |  | Excellent | 7,458.63 | NO
North Terrace_NT31-Helen Mayo South_Fourth Floor_S427.01 _ Workstation | NT-NT31-06-S427.01 | NT31-06-S427.01-Workstation | North Terrace | NT | NT31 | Helen Mayo South | 06 | Fourth Floor | S427.01 | 384 | Medicine | 384 | Adelaide Medical School | 3.13 | Workstation | 1 | Office Space Group | 111 | Open Plan - Specific type not defined |  | Excellent | 780.26 | NO
North Terrace_NT31-Helen Mayo South_Fourth Floor_S427.02 _ Workstation | NT-NT31-06-S427.02 | NT31-06-S427.02-Workstation | North Terrace | NT | NT31 | Helen Mayo South | 06 | Fourth Floor | S427.02 | 384 | Medicine | 384 | Adelaide Medical School | 3.13 | Workstation | 1 | Office Space Group | 111 | Open Plan - Specific type not defined |  | Excellent | 780.26 | NO
North Terrace_NT31-Helen Mayo South_Fourth Floor_S427.03 _ Workstation | NT-NT31-06-S427.03 | NT31-06-S427.03-Workstation | North Terrace | NT | NT31 | Helen Mayo South | 06 | Fourth Floor | S427.03 | 384 | Medicine | 384 | Adelaide Medical School | 3.1 | Workstation | 1 | Office Space Group | 111 | Open Plan - Specific type not defined |  | Excellent | 772.79 | NO
North Terrace_NT31-Helen Mayo South_Fourth Floor_S427.04 _ Workstation | NT-NT31-06-S427.04 | NT31-06-S427.04-Workstation | North Terrace | NT | NT31 | Helen Mayo South | 06 | Fourth Floor | S427.04 | 384 | Medicine | 384 | Adelaide Medical School | 3.1 | Workstation | 1 | Office Space Group | 111 | Open Plan - Specific type not defined |  | Excellent | 772.79 | NO
North Terrace_NT31-Helen Mayo South_Fourth Floor_S427.05 _ Workstation | NT-NT31-06-S427.05 | NT31-06-S427.05-Workstation | North Terrace | NT | NT31 | Helen Mayo South | 06 | Fourth Floor | S427.05 | 384 | Medicine | 384 | Adelaide Medical School | 3.99 | Workstation | 1 | Office Space Group | 111 | Open Plan - Specific type not defined |  | Excellent | 994.65 | NO
North Terrace_NT31-Helen Mayo South_Fourth Floor_S427.06 _ Workstation | NT-NT31-06-S427.06 | NT31-06-S427.06-Workstation | North Terrace | NT | NT31 | Helen Mayo South | 06 | Fourth Floor | S427.06 | 384 | Medicine | 384 | Adelaide Medical School | 3.93 | Workstation | 1 | Office Space Group | 111 | Open Plan - Specific type not defined |  | Excellent | 979.69 | NO
North Terrace_NT31-Helen Mayo South_Fourth Floor_S427A _ Corr. | NT-NT31-06-S427A | NT31-06-S427A-Corr. | North Terrace | NT | NT31 | Helen Mayo South | 06 | Fourth Floor | S427A | 99939 | Unusable Spaces | 99939 | Unusable Spaces | 11.98 | Corr. | 8 | Non Useable Floor Area Space Group | 805 | Non-usable - Circulation space |  | Excellent | 0.00 | NO
North Terrace_NT31-Helen Mayo South_Fourth Floor_S428 _ Meeting | NT-NT31-06-S428 | NT31-06-S428-Meeting | North Terrace | NT | NT31 | Helen Mayo South | 06 | Fourth Floor | S428 | 384 | Medicine | 384 | Adelaide Medical School | 26.29 | Meeting | 6 | General Facility Space Group | 601 | General Facility - Committee/Conference/Meeting room |  | Excellent | 7,340.17 | NO
North Terrace_NT31-Helen Mayo South_Fourth Floor_S428A _ VSR | NT-NT31-06-S428A | NT31-06-S428A-VSR | North Terrace | NT | NT31 | Helen Mayo South | 06 | Fourth Floor | S428A | 99939 | Unusable Spaces | 99939 | Unusable Spaces | 0.29 | VSR | 8 | Non Useable Floor Area Space Group | 840 | Non-usable - Service riser |  | Unknown | 0.00 | NO
North Terrace_NT31-Helen Mayo South_Fourth Floor_S428B _ VSR | NT-NT31-06-S428B | NT31-06-S428B-VSR | North Terrace | NT | NT31 | Helen Mayo South | 06 | Fourth Floor | S428B | 99939 | Unusable Spaces | 99939 | Unusable Spaces | 1.25 | VSR | 8 | Non Useable Floor Area Space Group | 840 | Non-usable - Service riser |  | Unknown | 0.00 | NO
North Terrace_NT31-Helen Mayo South_Fourth Floor_S429 _ Office | NT-NT31-06-S429 | NT31-06-S429-Office | North Terrace | NT | NT31 | Helen Mayo South | 06 | Fourth Floor | S429 | 384 | Medicine | 384 | Adelaide Medical School | 14.52 | Office | 1 | Office Space Group | 101 | Office - Academic Staff |  | Excellent | 3,619.63 | NO
North Terrace_NT31-Helen Mayo South_Fourth Floor_S430 _ Office | NT-NT31-06-S430 | NT31-06-S430-Office | North Terrace | NT | NT31 | Helen Mayo South | 06 | Fourth Floor | S430 | 384 | Medicine | 384 | Adelaide Medical School | 12.87 | Office | 1 | Office Space Group | 101 | Office - Academic Staff |  | Excellent | 3,208.31 | NO
North Terrace_NT31-Helen Mayo South_Fourth Floor_S430A _ VSR | NT-NT31-06-S430A | NT31-06-S430A-VSR | North Terrace | NT | NT31 | Helen Mayo South | 06 | Fourth Floor | S430A | 99939 | Unusable Spaces | 99939 | Unusable Spaces | 0.05 | VSR | 8 | Non Useable Floor Area Space Group | 840 | Non-usable - Service riser |  | Unknown | 0.00 | NO
North Terrace_NT31-Helen Mayo South_Fourth Floor_S430B _ VSR | NT-NT31-06-S430B | NT31-06-S430B-VSR | North Terrace | NT | NT31 | Helen Mayo South | 06 | Fourth Floor | S430B | 99939 | Unusable Spaces | 99939 | Unusable Spaces | 0.34 | VSR | 8 | Non Useable Floor Area Space Group | 840 | Non-usable - Service riser |  | Unknown | 0.00 | NO
North Terrace_NT31-Helen Mayo South_Fourth Floor_S431 _ Office | NT-NT31-06-S431 | NT31-06-S431-Office | North Terrace | NT | NT31 | Helen Mayo South | 06 | Fourth Floor | S431 | 384 | Medicine | 384 | Adelaide Medical School | 13.83 | Office | 1 | Office Space Group | 101 | Office - Academic Staff |  | Excellent | 3,447.62 | NO
North Terrace_NT31-Helen Mayo South_Fourth Floor_S432 _ Meeting | NT-NT31-06-S432 | NT31-06-S432-Meeting | North Terrace | NT | NT31 | Helen Mayo South | 06 | Fourth Floor | S432 | 384 | Medicine | 384 | Adelaide Medical School | 16.51 | Meeting | 6 | General Facility Space Group | 601 | General Facility - Committee/Conference/Meeting room |  | Excellent | 4,609.59 | NO
North Terrace_NT31-Helen Mayo South_Fourth Floor_S433 _ Open Plan - circ | NT-NT31-06-S433 | NT31-06-S433-Open Plan - circ | North Terrace | NT | NT31 | Helen Mayo South | 06 | Fourth Floor | S433 | 384 | Medicine | 384 | Adelaide Medical School | 8.47 | Open Plan - circ | 1 | Office Space Group | 111 | Open Plan - Specific type not defined |  | Excellent | 2,111.45 | NO
North Terrace_NT31-Helen Mayo South_Fourth Floor_S433.01 _ Workstation | NT-NT31-06-S433.01 | NT31-06-S433.01-Workstation | North Terrace | NT | NT31 | Helen Mayo South | 06 | Fourth Floor | S433.01 | 384 | Medicine | 384 | Adelaide Medical School | 3.64 | Workstation | 1 | Office Space Group | 111 | Open Plan - Specific type not defined |  | Excellent | 907.40 | NO
North Terrace_NT31-Helen Mayo South_Fourth Floor_S433.02 _ Workstation | NT-NT31-06-S433.02 | NT31-06-S433.02-Workstation | North Terrace | NT | NT31 | Helen Mayo South | 06 | Fourth Floor | S433.02 | 384 | Medicine | 384 | Adelaide Medical School | 3.64 | Workstation | 1 | Office Space Group | 111 | Open Plan - Specific type not defined |  | Excellent | 907.40 | NO
North Terrace_NT31-Helen Mayo South_Fourth Floor_S433.03 _ Workstation | NT-NT31-06-S433.03 | NT31-06-S433.03-Workstation | North Terrace | NT | NT31 | Helen Mayo South | 06 | Fourth Floor | S433.03 | 384 | Medicine | 384 | Adelaide Medical School | 3.64 | Workstation | 1 | Office Space Group | 111 | Open Plan - Specific type not defined |  | Excellent | 907.40 | NO
North Terrace_NT31-Helen Mayo South_Fourth Floor_S433.04 _ Workstation | NT-NT31-06-S433.04 | NT31-06-S433.04-Workstation | North Terrace | NT | NT31 | Helen Mayo South | 06 | Fourth Floor | S433.04 | 384 | Medicine | 384 | Adelaide Medical School | 3.58 | Workstation | 1 | Office Space Group | 111 | Open Plan - Specific type not defined |  | Excellent | 892.44 | NO
North Terrace_NT31-Helen Mayo South_Fourth Floor_S433.05 _ Workstation | NT-NT31-06-S433.05 | NT31-06-S433.05-Workstation | North Terrace | NT | NT31 | Helen Mayo South | 06 | Fourth Floor | S433.05 | 384 | Medicine | 384 | Adelaide Medical School | 3.64 | Workstation | 1 | Office Space Group | 111 | Open Plan - Specific type not defined |  | Excellent | 907.40 | NO
North Terrace_NT31-Helen Mayo South_Fourth Floor_S433.06 _ Workstation | NT-NT31-06-S433.06 | NT31-06-S433.06-Workstation | North Terrace | NT | NT31 | Helen Mayo South | 06 | Fourth Floor | S433.06 | 384 | Medicine | 384 | Adelaide Medical School | 3.64 | Workstation | 1 | Office Space Group | 111 | Open Plan - Specific type not defined |  | Excellent | 907.40 | NO
North Terrace_NT31-Helen Mayo South_Fourth Floor_S434 _ Utilities / Print Hub | NT-NT31-06-S434 | NT31-06-S434-Utilities / Print Hub | North Terrace | NT | NT31 | Helen Mayo South | 06 | Fourth Floor | S434 | 384 | Medicine | 384 | Adelaide Medical School | 14.52 | Utilities / Print Hub | 6 | General Facility Space Group | 603 | General Facility - Resource room |  | Excellent | 4,053.98 | NO
North Terrace_NT31-Helen Mayo South_Fourth Floor_S435 _ Kitchen - Staff | NT-NT31-06-S435 | NT31-06-S435-Kitchen - Staff | North Terrace | NT | NT31 | Helen Mayo South | 06 | Fourth Floor | S435 | 384 | Medicine | 384 | Adelaide Medical School | 12.17 | Kitchen - Staff | 6 | General Facility Space Group | 607 | General Facility - Cafeteria/Refectory/Canteen/Dining Room |  | Excellent | 3,397.86 | NO
North Terrace_NT31-Helen Mayo South_Fourth Floor_S435A _ VSR | NT-NT31-06-S435A | NT31-06-S435A-VSR | North Terrace | NT | NT31 | Helen Mayo South | 06 | Fourth Floor | S435A | 99939 | Unusable Spaces | 99939 | Unusable Spaces | 0.2 | VSR | 8 | Non Useable Floor Area Space Group | 840 | Non-usable - Service riser |  | Unknown | 0.00 | NO
North Terrace_NT31-Helen Mayo South_Fourth Floor_S436 _ Laboratory | NT-NT31-06-S436 | NT31-06-S436-Laboratory | North Terrace | NT | NT31 | Helen Mayo South | 06 | Fourth Floor | S436 | 384 | Medicine | 384 | Adelaide Medical School | 31.99 | Laboratory | 3 | Specialist Teaching or Research Space Group | 300 | Laboratory - Specialist teaching and research - type not defined |  | Excellent | 10,606.29 | NO
North Terrace_NT31-Helen Mayo South_Fourth Floor_S437 _ Laboratory | NT-NT31-06-S437 | NT31-06-S437-Laboratory | North Terrace | NT | NT31 | Helen Mayo South | 06 | Fourth Floor | S437 | 384 | Medicine | 384 | Adelaide Medical School | 14.24 | Laboratory | 3 | Specialist Teaching or Research Space Group | 300 | Laboratory - Specialist teaching and research - type not defined |  | Excellent | 4,721.27 | NO
North Terrace_NT31-Helen Mayo South_Fourth Floor_S438 _ Testing | NT-NT31-06-S438 | NT31-06-S438-Testing | North Terrace | NT | NT31 | Helen Mayo South | 06 | Fourth Floor | S438 | 384 | Medicine | 384 | Adelaide Medical School | 17.74 | Testing | 3 | Specialist Teaching or Research Space Group | 300 | Laboratory - Specialist teaching and research - type not defined |  | Excellent | 5,881.70 | NO
North Terrace_NT31-Helen Mayo South_Fourth Floor_S439 _ Laboratory | NT-NT31-06-S439 | NT31-06-S439-Laboratory | North Terrace | NT | NT31 | Helen Mayo South | 06 | Fourth Floor | S439 | 384 | Medicine | 384 | Adelaide Medical School | 13.5 | Laboratory | 3 | Specialist Teaching or Research Space Group | 300 | Laboratory - Specialist teaching and research - type not defined |  | Excellent | 4,475.93 | NO
North Terrace_NT31-Helen Mayo South_Fourth Floor_S440 _ Laboratory | NT-NT31-06-S440 | NT31-06-S440-Laboratory | North Terrace | NT | NT31 | Helen Mayo South | 06 | Fourth Floor | S440 | 384 | Medicine | 384 | Adelaide Medical School | 36.66 | Laboratory | 3 | Specialist Teaching or Research Space Group | 300 | Laboratory - Specialist teaching and research - type not defined |  | Excellent | 12,154.62 | NO
North Terrace_NT31-Helen Mayo South_Fourth Floor_S441 _ Open Plan - circ | NT-NT31-06-S441 | NT31-06-S441-Open Plan - circ | North Terrace | NT | NT31 | Helen Mayo South | 06 | Fourth Floor | S441 | 384 | Medicine | 384 | Adelaide Medical School | 15.08 | Open Plan - circ | 1 | Office Space Group | 111 | Open Plan - Specific type not defined |  | Excellent | 3,759.23 | NO
North Terrace_NT31-Helen Mayo South_Fourth Floor_S441.01 _ Workstation | NT-NT31-06-S441.01 | NT31-06-S441.01-Workstation | North Terrace | NT | NT31 | Helen Mayo South | 06 | Fourth Floor | S441.01 | 384 | Medicine | 384 | Adelaide Medical School | 3.27 | Workstation | 1 | Office Space Group | 111 | Open Plan - Specific type not defined |  | Excellent | 815.16 | NO
North Terrace_NT31-Helen Mayo South_Fourth Floor_S441.02 _ Workstation | NT-NT31-06-S441.02 | NT31-06-S441.02-Workstation | North Terrace | NT | NT31 | Helen Mayo South | 06 | Fourth Floor | S441.02 | 384 | Medicine | 384 | Adelaide Medical School | 3.21 | Workstation | 1 | Office Space Group | 111 | Open Plan - Specific type not defined |  | Excellent | 800.21 | NO
North Terrace_NT31-Helen Mayo South_Fourth Floor_S441.03 _ Workstation | NT-NT31-06-S441.03 | NT31-06-S441.03-Workstation | North Terrace | NT | NT31 | Helen Mayo South | 06 | Fourth Floor | S441.03 | 384 | Medicine | 384 | Adelaide Medical School | 2.63 | Workstation | 1 | Office Space Group | 111 | Open Plan - Specific type not defined |  | Excellent | 655.62 | NO
North Terrace_NT31-Helen Mayo South_Fourth Floor_S441.04 _ Workstation | NT-NT31-06-S441.04 | NT31-06-S441.04-Workstation | North Terrace | NT | NT31 | Helen Mayo South | 06 | Fourth Floor | S441.04 | 384 | Medicine | 384 | Adelaide Medical School | 2.63 | Workstation | 1 | Office Space Group | 111 | Open Plan - Specific type not defined |  | Excellent | 655.62 | NO
North Terrace_NT31-Helen Mayo South_Fourth Floor_S441.05 _ Workstation | NT-NT31-06-S441.05 | NT31-06-S441.05-Workstation | North Terrace | NT | NT31 | Helen Mayo South | 06 | Fourth Floor | S441.05 | 384 | Medicine | 384 | Adelaide Medical School | 2.63 | Workstation | 1 | Office Space Group | 111 | Open Plan - Specific type not defined |  | Excellent | 655.62 | NO
North Terrace_NT31-Helen Mayo South_Fourth Floor_S441.06 _ Workstation | NT-NT31-06-S441.06 | NT31-06-S441.06-Workstation | North Terrace | NT | NT31 | Helen Mayo South | 06 | Fourth Floor | S441.06 | 384 | Medicine | 384 | Adelaide Medical School | 2.63 | Workstation | 1 | Office Space Group | 111 | Open Plan - Specific type not defined |  | Excellent | 655.62 | NO
North Terrace_NT31-Helen Mayo South_Fourth Floor_S441.07 _ Workstation | NT-NT31-06-S441.07 | NT31-06-S441.07-Workstation | North Terrace | NT | NT31 | Helen Mayo South | 06 | Fourth Floor | S441.07 | 384 | Medicine | 384 | Adelaide Medical School | 3.15 | Workstation | 1 | Office Space Group | 111 | Open Plan - Specific type not defined |  | Excellent | 785.25 | NO
North Terrace_NT31-Helen Mayo South_Fourth Floor_S441.08 _ Workstation | NT-NT31-06-S441.08 | NT31-06-S441.08-Workstation | North Terrace | NT | NT31 | Helen Mayo South | 06 | Fourth Floor | S441.08 | 384 | Medicine | 384 | Adelaide Medical School | 3.08 | Workstation | 1 | Office Space Group | 111 | Open Plan - Specific type not defined |  | Excellent | 767.80 | NO
North Terrace_NT31-Helen Mayo South_Fourth Floor_S450 _ DB | NT-NT31-06-S450 | NT31-06-S450-DB | North Terrace | NT | NT31 | Helen Mayo South | 06 | Fourth Floor | S450 | 99939 | Unusable Spaces | 99939 | Unusable Spaces | 3.06 | DB | 8 | Non Useable Floor Area Space Group | 840 | Non-usable - Service riser |  | Unknown | 0.00 | NO
North Terrace_NT31-Helen Mayo South_Fifth Floor_S501 _ Lift Foyer | NT-NT31-07-S501 | NT31-07-S501-Lift Foyer | North Terrace | NT | NT31 | Helen Mayo South | 07 | Fifth Floor | S501 | 99939 | Unusable Spaces | 99939 | Unusable Spaces | 30.07 | Lift Foyer | 8 | Non Useable Floor Area Space Group | 805 | Non-usable - Circulation space |  | Unknown | 0.00 | NO
North Terrace_NT31-Helen Mayo South_Fifth Floor_S501A _ Corr. | NT-NT31-07-S501A | NT31-07-S501A-Corr. | North Terrace | NT | NT31 | Helen Mayo South | 07 | Fifth Floor | S501A | 99939 | Unusable Spaces | 99939 | Unusable Spaces | 62.04 | Corr. | 8 | Non Useable Floor Area Space Group | 805 | Non-usable - Circulation space |  | Unknown | 0.00 | NO
North Terrace_NT31-Helen Mayo South_Fifth Floor_S501B _ Corr. | NT-NT31-07-S501B | NT31-07-S501B-Corr. | North Terrace | NT | NT31 | Helen Mayo South | 07 | Fifth Floor | S501B | 99939 | Unusable Spaces | 99939 | Unusable Spaces | 37.16 | Corr. | 8 | Non Useable Floor Area Space Group | 805 | Non-usable - Circulation space |  | Unknown | 0.00 | NO
North Terrace_NT31-Helen Mayo South_Fifth Floor_S501C _ Corr. | NT-NT31-07-S501C | NT31-07-S501C-Corr. | North Terrace | NT | NT31 | Helen Mayo South | 07 | Fifth Floor | S501C | 99939 | Unusable Spaces | 99939 | Unusable Spaces | 13.54 | Corr. | 8 | Non Useable Floor Area Space Group | 805 | Non-usable - Circulation space |  | Unknown | 0.00 | NO
North Terrace_NT31-Helen Mayo South_Fifth Floor_S501D _ Corr. | NT-NT31-07-S501D | NT31-07-S501D-Corr. | North Terrace | NT | NT31 | Helen Mayo South | 07 | Fifth Floor | S501D | 99939 | Unusable Spaces | 99939 | Unusable Spaces | 31.22 | Corr. | 8 | Non Useable Floor Area Space Group | 805 | Non-usable - Circulation space |  | Unknown | 0.00 | NO
North Terrace_NT31-Helen Mayo South_Fifth Floor_S502 _ Stair | NT-NT31-07-S502 | NT31-07-S502-Stair | North Terrace | NT | NT31 | Helen Mayo South | 07 | Fifth Floor | S502 | 99939 | Unusable Spaces | 99939 | Unusable Spaces | 20.09 | Stair | 8 | Non Useable Floor Area Space Group | 805 | Non-usable - Circulation space |  | Unknown | 0.00 | NO
North Terrace_NT31-Helen Mayo South_Fifth Floor_S502A _ WC - F | NT-NT31-07-S502A | NT31-07-S502A-WC - F | North Terrace | NT | NT31 | Helen Mayo South | 07 | Fifth Floor | S502A | 99939 | Unusable Spaces | 99939 | Unusable Spaces | 4.94 | WC - F | 8 | Non Useable Floor Area Space Group | 820 | Non-usable - Toilets/Amenities - Female |  | Adequate | 0.00 | NO
North Terrace_NT31-Helen Mayo South_Fifth Floor_S502B _ VSR | NT-NT31-07-S502B | NT31-07-S502B-VSR | North Terrace | NT | NT31 | Helen Mayo South | 07 | Fifth Floor | S502B | 99939 | Unusable Spaces | 99939 | Unusable Spaces | 0.15 | VSR | 8 | Non Useable Floor Area Space Group | 840 | Non-usable - Service riser |  | Unknown | 0.00 | NO
North Terrace_NT31-Helen Mayo South_Fifth Floor_S503 _ Duct | NT-NT31-07-S503 | NT31-07-S503-Duct | North Terrace | NT | NT31 | Helen Mayo South | 07 | Fifth Floor | S503 | 99939 | Unusable Spaces | 99939 | Unusable Spaces | 1.49 | Duct | 8 | Non Useable Floor Area Space Group | 805 | Non-usable - Circulation space |  | Unknown | 0.00 | NO
North Terrace_NT31-Helen Mayo South_Fifth Floor_S504 _ Comms | NT-NT31-07-S504 | NT31-07-S504-Comms | North Terrace | NT | NT31 | Helen Mayo South | 07 | Fifth Floor | S504 | 850 | ITDS Branch Central Costs | 869 | Information Technology and Digital Services | 8.73 | Comms | 8 | Non Useable Floor Area Space Group | 812 | Non-usable - Comms/network system/Telephone/PABX |  | Adequate | 0.00 | NO
North Terrace_NT31-Helen Mayo South_Fifth Floor_S505 _ Autoclave / Media Preparation | NT-NT31-07-S505 | NT31-07-S505-Autoclave / Media Preparation | North Terrace | NT | NT31 | Helen Mayo South | 07 | Fifth Floor | S505 | 384 | Medicine | 384 | Adelaide Medical School | 25.05 | Autoclave / Media Preparation | 4 | Ancillary Area Space Group | 401 | Ancillary Area - Laboratory Service and Preparation |  | Adequate | 3,738.27 | NO
North Terrace_NT31-Helen Mayo South_Fifth Floor_S505C _ wall cavity | NT-NT31-07-S505C | NT31-07-S505C-wall cavity | North Terrace | NT | NT31 | Helen Mayo South | 07 | Fifth Floor | S505C | 99939 | Unusable Spaces | 99939 | Unusable Spaces | 0.36 | wall cavity | 8 | Non Useable Floor Area Space Group | 840 | Non-usable - Service riser |  | Unknown | 0.00 | NO
North Terrace_NT31-Helen Mayo South_Fifth Floor_S505D _ wall cavity | NT-NT31-07-S505D | NT31-07-S505D-wall cavity | North Terrace | NT | NT31 | Helen Mayo South | 07 | Fifth Floor | S505D | 99939 | Unusable Spaces | 99939 | Unusable Spaces | 0.17 | wall cavity | 8 | Non Useable Floor Area Space Group | 840 | Non-usable - Service riser |  | Unknown | 0.00 | NO
North Terrace_NT31-Helen Mayo South_Fifth Floor_S505E _ VSR | NT-NT31-07-S505E | NT31-07-S505E-VSR | North Terrace | NT | NT31 | Helen Mayo South | 07 | Fifth Floor | S505E | 99939 | Unusable Spaces | 99939 | Unusable Spaces | 0.07 | VSR | 8 | Non Useable Floor Area Space Group | 840 | Non-usable - Service riser |  | Unknown | 0.00 | NO
North Terrace_NT31-Helen Mayo South_Fifth Floor_S505F _ wall cavity | NT-NT31-07-S505F | NT31-07-S505F-wall cavity | North Terrace | NT | NT31 | Helen Mayo South | 07 | Fifth Floor | S505F | 99939 | Unusable Spaces | 99939 | Unusable Spaces | 0.23 | wall cavity | 8 | Non Useable Floor Area Space Group | 840 | Non-usable - Service riser |  | Unknown | 0.00 | NO
North Terrace_NT31-Helen Mayo South_Fifth Floor_S506 _ Wash Up Room | NT-NT31-07-S506 | NT31-07-S506-Wash Up Room | North Terrace | NT | NT31 | Helen Mayo South | 07 | Fifth Floor | S506 | 384 | Medicine | 384 | Adelaide Medical School | 16.35 | Wash Up Room | 4 | Ancillary Area Space Group | 401 | Ancillary Area - Laboratory Service and Preparation |  | Adequate | 2,439.95 | NO
North Terrace_NT31-Helen Mayo South_Fifth Floor_S507 _ Freezer Room | NT-NT31-07-S507 | NT31-07-S507-Freezer Room | North Terrace | NT | NT31 | Helen Mayo South | 07 | Fifth Floor | S507 | 384 | Medicine | 384 | Adelaide Medical School | 15.44 | Freezer Room | 4 | Ancillary Area Space Group | 405 | Ancillary Area - Constant Temperature/ Freezer/Cold/Warm Rooms |  | Adequate | 2,304.15 | NO
North Terrace_NT31-Helen Mayo South_Fifth Floor_S508 _ Instrument Room | NT-NT31-07-S508 | NT31-07-S508-Instrument Room | North Terrace | NT | NT31 | Helen Mayo South | 07 | Fifth Floor | S508 | 384 | Medicine | 384 | Adelaide Medical School | 7.97 | Instrument Room | 4 | Ancillary Area Space Group | 402 | Ancillary Area - Instrument Room |  | Adequate | 1,189.38 | NO
North Terrace_NT31-Helen Mayo South_Fifth Floor_S509 _ Freezer Room | NT-NT31-07-S509 | NT31-07-S509-Freezer Room | North Terrace | NT | NT31 | Helen Mayo South | 07 | Fifth Floor | S509 | 384 | Medicine | 384 | Adelaide Medical School | 43.84 | Freezer Room | 4 | Ancillary Area Space Group | 405 | Ancillary Area - Constant Temperature/ Freezer/Cold/Warm Rooms |  | Adequate | 6,542.34 | NO
North Terrace_NT31-Helen Mayo South_Fifth Floor_S510 _ Dark Room | NT-NT31-07-S510 | NT31-07-S510-Dark Room | North Terrace | NT | NT31 | Helen Mayo South | 07 | Fifth Floor | S510 | 384 | Medicine | 384 | Adelaide Medical School | 8.24 | Dark Room | 4 | Ancillary Area Space Group | 411 | Ancillary Area - Darkroom |  | Adequate | 1,229.67 | NO
North Terrace_NT31-Helen Mayo South_Fifth Floor_S510A _ void | NT-NT31-07-S510A | NT31-07-S510A-void | North Terrace | NT | NT31 | Helen Mayo South | 07 | Fifth Floor | S510A | 99939 | Unusable Spaces | 99939 | Unusable Spaces | 0.23 | void | 8 | Non Useable Floor Area Space Group | 800 | Non-usable - Specific type not defined |  | Unknown | 0.00 | NO
North Terrace_NT31-Helen Mayo South_Fifth Floor_S511 _ Laboratory - Write Up | NT-NT31-07-S511 | NT31-07-S511-Laboratory - Write Up | North Terrace | NT | NT31 | Helen Mayo South | 07 | Fifth Floor | S511 | 384 | Medicine | 384 | Adelaide Medical School | 15.75 | Laboratory - Write Up | 1 | Office Space Group | 101 | Office - Academic Staff |  | Adequate | 2,670.92 | NO
North Terrace_NT31-Helen Mayo South_Fifth Floor_S512 _ Laboratory | NT-NT31-07-S512 | NT31-07-S512-Laboratory | North Terrace | NT | NT31 | Helen Mayo South | 07 | Fifth Floor | S512 | 384 | Medicine | 384 | Adelaide Medical School | 37.9 | Laboratory | 3 | Specialist Teaching or Research Space Group | 312 | Laboratory - Research Only |  | Adequate | 8,548.13 | NO
North Terrace_NT31-Helen Mayo South_Fifth Floor_S513 _ Stair | NT-NT31-07-S513 | NT31-07-S513-Stair | North Terrace | NT | NT31 | Helen Mayo South | 07 | Fifth Floor | S513 | 99939 | Unusable Spaces | 99939 | Unusable Spaces | 20.57 | Stair | 8 | Non Useable Floor Area Space Group | 805 | Non-usable - Circulation space |  | Unknown | 0.00 | NO
North Terrace_NT31-Helen Mayo South_Fifth Floor_S513A _ WC - F | NT-NT31-07-S513A | NT31-07-S513A-WC - F | North Terrace | NT | NT31 | Helen Mayo South | 07 | Fifth Floor | S513A | 99939 | Unusable Spaces | 99939 | Unusable Spaces | 6.98 | WC - F | 8 | Non Useable Floor Area Space Group | 820 | Non-usable - Toilets/Amenities - Female |  | Adequate | 0.00 | NO
North Terrace_NT31-Helen Mayo South_Fifth Floor_S513D _ VSR | NT-NT31-07-S513D | NT31-07-S513D-VSR | North Terrace | NT | NT31 | Helen Mayo South | 07 | Fifth Floor | S513D | 99939 | Unusable Spaces | 99939 | Unusable Spaces | 0.07 | VSR | 8 | Non Useable Floor Area Space Group | 840 | Non-usable - Service riser |  | Unknown | 0.00 | NO
North Terrace_NT31-Helen Mayo South_Fifth Floor_S513F _ wall cavity | NT-NT31-07-S513F | NT31-07-S513F-wall cavity | North Terrace | NT | NT31 | Helen Mayo South | 07 | Fifth Floor | S513F | 99939 | Unusable Spaces | 99939 | Unusable Spaces | 0.19 | wall cavity | 8 | Non Useable Floor Area Space Group | 840 | Non-usable - Service riser |  | Unknown | 0.00 | NO
North Terrace_NT31-Helen Mayo South_Fifth Floor_S514 _ Laboratory - Cell Culture | NT-NT31-07-S514 | NT31-07-S514-Laboratory - Cell Culture | North Terrace | NT | NT31 | Helen Mayo South | 07 | Fifth Floor | S514 | 384 | Medicine | 384 | Adelaide Medical School | 62.49 | Laboratory - Cell Culture | 3 | Specialist Teaching or Research Space Group | 312 | Laboratory - Research Only |  | Adequate | 14,094.26 | NO
North Terrace_NT31-Helen Mayo South_Fifth Floor_S515 _ PCR Room | NT-NT31-07-S515 | NT31-07-S515-PCR Room | North Terrace | NT | NT31 | Helen Mayo South | 07 | Fifth Floor | S515 | 384 | Medicine | 384 | Adelaide Medical School | 15.97 | PCR Room | 3 | Specialist Teaching or Research Space Group | 312 | Laboratory - Research Only |  | Adequate | 3,601.94 | NO
North Terrace_NT31-Helen Mayo South_Fifth Floor_S515B _ wall cavity | NT-NT31-07-S515B | NT31-07-S515B-wall cavity | North Terrace | NT | NT31 | Helen Mayo South | 07 | Fifth Floor | S515B | 99939 | Unusable Spaces | 99939 | Unusable Spaces | 0.43 | wall cavity | 8 | Non Useable Floor Area Space Group | 840 | Non-usable - Service riser |  | Unknown | 0.00 | NO
North Terrace_NT31-Helen Mayo South_Fifth Floor_S515C _ wall cavity | NT-NT31-07-S515C | NT31-07-S515C-wall cavity | North Terrace | NT | NT31 | Helen Mayo South | 07 | Fifth Floor | S515C | 99939 | Unusable Spaces | 99939 | Unusable Spaces | 0.2 | wall cavity | 8 | Non Useable Floor Area Space Group | 840 | Non-usable - Service riser |  | Unknown | 0.00 | NO
North Terrace_NT31-Helen Mayo South_Fifth Floor_S515D _ VSR | NT-NT31-07-S515D | NT31-07-S515D-VSR | North Terrace | NT | NT31 | Helen Mayo South | 07 | Fifth Floor | S515D | 99939 | Unusable Spaces | 99939 | Unusable Spaces | 0.09 | VSR | 8 | Non Useable Floor Area Space Group | 840 | Non-usable - Service riser |  | Unknown | 0.00 | NO
North Terrace_NT31-Helen Mayo South_Fifth Floor_S515E _ wall cavity | NT-NT31-07-S515E | NT31-07-S515E-wall cavity | North Terrace | NT | NT31 | Helen Mayo South | 07 | Fifth Floor | S515E | 99939 | Unusable Spaces | 99939 | Unusable Spaces | 0.18 | wall cavity | 8 | Non Useable Floor Area Space Group | 840 | Non-usable - Service riser |  | Unknown | 0.00 | NO
North Terrace_NT31-Helen Mayo South_Fifth Floor_S516 _ Cleaners | NT-NT31-07-S516 | NT31-07-S516-Cleaners | North Terrace | NT | NT31 | Helen Mayo South | 07 | Fifth Floor | S516 | 99939 | Unusable Spaces | 99939 | Unusable Spaces | 4.11 | Cleaners | 8 | Non Useable Floor Area Space Group | 806 | Non-usable - Cleaners room |  | Adequate | 0.00 | NO
North Terrace_NT31-Helen Mayo South_Fifth Floor_S517 _ Training Room | NT-NT31-07-S517 | NT31-07-S517-Training Room | North Terrace | NT | NT31 | Helen Mayo South | 07 | Fifth Floor | S517 | 384 | Medicine | 384 | Adelaide Medical School | 72.38 | Training Room | 6 | General Facility Space Group | 601 | General Facility - Committee/Conference/Meeting room |  | Adequate | 13,747.28 | NO
North Terrace_NT31-Helen Mayo South_Fifth Floor_S517A _ Kitchenette | NT-NT31-07-S517A | NT31-07-S517A-Kitchenette | North Terrace | NT | NT31 | Helen Mayo South | 07 | Fifth Floor | S517A | 384 | Medicine | 384 | Adelaide Medical School | 3.05 | Kitchenette | 6 | General Facility Space Group | 608 | General Facility - Kitchen/Servery/Food Storage |  | Adequate | 579.29 | NO
North Terrace_NT31-Helen Mayo South_Fifth Floor_S518 _ Office - Open Plan | NT-NT31-07-S518 | NT31-07-S518-Office - Open Plan | North Terrace | NT | NT31 | Helen Mayo South | 07 | Fifth Floor | S518 | 384 | Medicine | 384 | Adelaide Medical School | 39.85 | Office - Open Plan | 1 | Office Space Group | 111 | Open Plan - Specific type not defined |  | Adequate | 6,757.85 | NO
North Terrace_NT31-Helen Mayo South_Fifth Floor_S519 _ Lab - Microscopy | NT-NT31-07-S519 | NT31-07-S519-Lab - Microscopy | North Terrace | NT | NT31 | Helen Mayo South | 07 | Fifth Floor | S519 | 384 | Medicine | 384 | Adelaide Medical School | 12.56 | Lab - Microscopy | 3 | Specialist Teaching or Research Space Group | 302 | Laboratory - Scientific/Medical/Engineering - DRY - Undergraduate |  | Adequate | 2,832.84 | NO
North Terrace_NT31-Helen Mayo South_Fifth Floor_S519C _ wall cavity | NT-NT31-07-S519C | NT31-07-S519C-wall cavity | North Terrace | NT | NT31 | Helen Mayo South | 07 | Fifth Floor | S519C | 99939 | Unusable Spaces | 99939 | Unusable Spaces | 0.16 | wall cavity | 8 | Non Useable Floor Area Space Group | 840 | Non-usable - Service riser |  | Unknown | 0.00 | NO
North Terrace_NT31-Helen Mayo South_Fifth Floor_S519D _ wall cavity | NT-NT31-07-S519D | NT31-07-S519D-wall cavity | North Terrace | NT | NT31 | Helen Mayo South | 07 | Fifth Floor | S519D | 99939 | Unusable Spaces | 99939 | Unusable Spaces | 1.08 | wall cavity | 8 | Non Useable Floor Area Space Group | 840 | Non-usable - Service riser |  | Unknown | 0.00 | NO
North Terrace_NT31-Helen Mayo South_Fifth Floor_S520 _ Store | NT-NT31-07-S520 | NT31-07-S520-Store | North Terrace | NT | NT31 | Helen Mayo South | 07 | Fifth Floor | S520 | 384 | Medicine | 384 | Adelaide Medical School | 2.68 | Store | 4 | Ancillary Area Space Group | 419 | Ancillary Area - Store Room - Generic |  | Adequate | 399.94 | NO
North Terrace_NT31-Helen Mayo South_Fifth Floor_S521 _ Office - Open Plan | NT-NT31-07-S521 | NT31-07-S521-Office - Open Plan | North Terrace | NT | NT31 | Helen Mayo South | 07 | Fifth Floor | S521 | 384 | Medicine | 384 | Adelaide Medical School | 27.45 | Office - Open Plan | 1 | Office Space Group | 111 | Open Plan - Specific type not defined |  | Adequate | 4,655.03 | NO
North Terrace_NT31-Helen Mayo South_Fifth Floor_S522 _ Laboratory | NT-NT31-07-S522 | NT31-07-S522-Laboratory | North Terrace | NT | NT31 | Helen Mayo South | 07 | Fifth Floor | S522 | 384 | Medicine | 384 | Adelaide Medical School | 57.29 | Laboratory | 3 | Specialist Teaching or Research Space Group | 312 | Laboratory - Research Only |  | Adequate | 12,921.43 | NO
North Terrace_NT31-Helen Mayo South_Fifth Floor_S522C _ HWS | NT-NT31-07-S522C | NT31-07-S522C-HWS | North Terrace | NT | NT31 | Helen Mayo South | 07 | Fifth Floor | S522C | 99939 | Unusable Spaces | 99939 | Unusable Spaces | 0.79 | HWS | 8 | Non Useable Floor Area Space Group | 840 | Non-usable - Service riser |  | Unknown | 0.00 | NO
North Terrace_NT31-Helen Mayo South_Fifth Floor_S523 _ Office | NT-NT31-07-S523 | NT31-07-S523-Office | North Terrace | NT | NT31 | Helen Mayo South | 07 | Fifth Floor | S523 | 384 | Medicine | 384 | Adelaide Medical School | 12.37 | Office | 1 | Office Space Group | 101 | Office - Academic Staff |  | Adequate | 2,097.73 | NO
North Terrace_NT31-Helen Mayo South_Fifth Floor_S523A _ VSR | NT-NT31-07-S523A | NT31-07-S523A-VSR | North Terrace | NT | NT31 | Helen Mayo South | 07 | Fifth Floor | S523A | 99939 | Unusable Spaces | 99939 | Unusable Spaces | 0.31 | VSR | 8 | Non Useable Floor Area Space Group | 840 | Non-usable - Service riser |  | Unknown | 0.00 | NO
North Terrace_NT31-Helen Mayo South_Fifth Floor_S524 _ Office - Open Plan | NT-NT31-07-S524 | NT31-07-S524-Office - Open Plan | North Terrace | NT | NT31 | Helen Mayo South | 07 | Fifth Floor | S524 | 384 | Medicine | 384 | Adelaide Medical School | 31.76 | Office - Open Plan | 1 | Office Space Group | 111 | Open Plan - Specific type not defined |  | Adequate | 5,385.93 | NO
North Terrace_NT31-Helen Mayo South_Fifth Floor_S524L _ VSR | NT-NT31-07-S524L | NT31-07-S524L-VSR | North Terrace | NT | NT31 | Helen Mayo South | 07 | Fifth Floor | S524L | 99939 | Unusable Spaces | 99939 | Unusable Spaces | 0.34 | VSR | 8 | Non Useable Floor Area Space Group | 840 | Non-usable - Service riser |  | Unknown | 0.00 | NO
North Terrace_NT31-Helen Mayo South_Fifth Floor_S525 _ Cool Room | NT-NT31-07-S525 | NT31-07-S525-Cool Room | North Terrace | NT | NT31 | Helen Mayo South | 07 | Fifth Floor | S525 | 384 | Medicine | 384 | Adelaide Medical School | 13.32 | Cool Room | 4 | Ancillary Area Space Group | 405 | Ancillary Area - Constant Temperature/ Freezer/Cold/Warm Rooms |  | Adequate | 1,987.77 | NO
North Terrace_NT31-Helen Mayo South_Fifth Floor_S526 _ Store | NT-NT31-07-S526 | NT31-07-S526-Store | North Terrace | NT | NT31 | Helen Mayo South | 07 | Fifth Floor | S526 | 384 | Medicine | 384 | Adelaide Medical School | 24.7 | Store | 4 | Ancillary Area Space Group | 419 | Ancillary Area - Store Room - Generic |  | Adequate | 3,686.04 | NO
North Terrace_NT31-Helen Mayo South_Fifth Floor_S527 _ Laboratory | NT-NT31-07-S527 | NT31-07-S527-Laboratory | North Terrace | NT | NT31 | Helen Mayo South | 07 | Fifth Floor | S527 | 384 | Medicine | 384 | Adelaide Medical School | 54.35 | Laboratory | 3 | Specialist Teaching or Research Space Group | 312 | Laboratory - Research Only |  | Adequate | 12,258.33 | NO
North Terrace_NT31-Helen Mayo South_Fifth Floor_S528 _ Laboratory | NT-NT31-07-S528 | NT31-07-S528-Laboratory | North Terrace | NT | NT31 | Helen Mayo South | 07 | Fifth Floor | S528 | 384 | Medicine | 384 | Adelaide Medical School | 51.83 | Laboratory | 3 | Specialist Teaching or Research Space Group | 312 | Laboratory - Research Only |  | Adequate | 11,689.96 | NO
North Terrace_NT31-Helen Mayo South_Fifth Floor_S529 _ Laboratory | NT-NT31-07-S529 | NT31-07-S529-Laboratory | North Terrace | NT | NT31 | Helen Mayo South | 07 | Fifth Floor | S529 | 384 | Medicine | 384 | Adelaide Medical School | 51.89 | Laboratory | 3 | Specialist Teaching or Research Space Group | 312 | Laboratory - Research Only |  | Adequate | 11,703.49 | NO
North Terrace_NT31-Helen Mayo South_Fifth Floor_S530 _ Office - Open Plan | NT-NT31-07-S530 | NT31-07-S530-Office - Open Plan | North Terrace | NT | NT31 | Helen Mayo South | 07 | Fifth Floor | S530 | 384 | Medicine | 384 | Adelaide Medical School | 52.75 | Office - Open Plan | 1 | Office Space Group | 111 | Open Plan - Specific type not defined |  | Adequate | 8,945.46 | NO
North Terrace_NT31-Helen Mayo South_Fifth Floor_S531 _ Laboratory | NT-NT31-07-S531 | NT31-07-S531-Laboratory | North Terrace | NT | NT31 | Helen Mayo South | 07 | Fifth Floor | S531 | 384 | Medicine | 384 | Adelaide Medical School | 60.88 | Laboratory | 3 | Specialist Teaching or Research Space Group | 312 | Laboratory - Research Only |  | Adequate | 13,731.13 | NO
North Terrace_NT31-Helen Mayo South_Fifth Floor_S532 _ Laboratory | NT-NT31-07-S532 | NT31-07-S532-Laboratory | North Terrace | NT | NT31 | Helen Mayo South | 07 | Fifth Floor | S532 | 384 | Medicine | 384 | Adelaide Medical School | 17.99 | Laboratory | 3 | Specialist Teaching or Research Space Group | 312 | Laboratory - Research Only |  | Good | 5,071.93 | NO
North Terrace_NT31-Helen Mayo South_Fifth Floor_S533 _ Laboratory | NT-NT31-07-S533 | NT31-07-S533-Laboratory | North Terrace | NT | NT31 | Helen Mayo South | 07 | Fifth Floor | S533 | 384 | Medicine | 384 | Adelaide Medical School | 133.04 | Laboratory | 3 | Specialist Teaching or Research Space Group | 312 | Laboratory - Research Only |  | Adequate | 30,006.41 | NO
North Terrace_NT31-Helen Mayo South_Fifth Floor_S534 _ Laboratory - Behavioral Teasting | NT-NT31-07-S534 | NT31-07-S534-Laboratory - Behavioral Teasting | North Terrace | NT | NT31 | Helen Mayo South | 07 | Fifth Floor | S534 | 384 | Medicine | 384 | Adelaide Medical School | 24.4 | Laboratory - Behavioral Teasting | 3 | Specialist Teaching or Research Space Group | 312 | Laboratory - Research Only |  | Adequate | 5,503.28 | NO
North Terrace_NT31-Helen Mayo South_Fifth Floor_S535 _ Laboratory - Animal Procedure | NT-NT31-07-S535 | NT31-07-S535-Laboratory - Animal Procedure | North Terrace | NT | NT31 | Helen Mayo South | 07 | Fifth Floor | S535 | 384 | Medicine | 384 | Adelaide Medical School | 24.61 | Laboratory - Animal Procedure | 3 | Specialist Teaching or Research Space Group | 312 | Laboratory - Research Only |  | Adequate | 5,550.64 | NO
North Terrace_NT31-Helen Mayo South_Fifth Floor_S536 _ Laboratory - Animal Testing | NT-NT31-07-S536 | NT31-07-S536-Laboratory - Animal Testing | North Terrace | NT | NT31 | Helen Mayo South | 07 | Fifth Floor | S536 | 384 | Medicine | 384 | Adelaide Medical School | 10.08 | Laboratory - Animal Testing | 3 | Specialist Teaching or Research Space Group | 312 | Laboratory - Research Only |  | Adequate | 2,273.49 | NO
North Terrace_NT31-Helen Mayo South_Fifth Floor_S537 _ Office - Open Plan | NT-NT31-07-S537 | NT31-07-S537-Office - Open Plan | North Terrace | NT | NT31 | Helen Mayo South | 07 | Fifth Floor | S537 | 384 | Medicine | 384 | Adelaide Medical School | 31.94 | Office - Open Plan | 1 | Office Space Group | 111 | Open Plan - Specific type not defined |  | Adequate | 5,416.45 | NO
North Terrace_NT31-Helen Mayo South_Fifth Floor_S538 _ Office - Open Plan | NT-NT31-07-S538 | NT31-07-S538-Office - Open Plan | North Terrace | NT | NT31 | Helen Mayo South | 07 | Fifth Floor | S538 | 384 | Medicine | 384 | Adelaide Medical School | 37.66 | Office - Open Plan | 1 | Office Space Group | 111 | Open Plan - Specific type not defined |  | Adequate | 6,386.46 | NO
North Terrace_NT31-Helen Mayo South_Fifth Floor_S550A _ DB | NT-NT31-07-S550A | NT31-07-S550A-DB | North Terrace | NT | NT31 | Helen Mayo South | 07 | Fifth Floor | S550A | 99939 | Unusable Spaces | 99939 | Unusable Spaces | 3.06 | DB | 8 | Non Useable Floor Area Space Group | 815 | Non-usable - Switch room |  | Adequate | 0.00 | NO
North Terrace_NT31-Helen Mayo South_Sixth Floor_S601 _ Stair | NT-NT31-08-S601 | NT31-08-S601-Stair | North Terrace | NT | NT31 | Helen Mayo South | 08 | Sixth Floor | S601 | 99939 | Unusable Spaces | 99939 | Unusable Spaces | 16.5 | Stair | 8 | Non Useable Floor Area Space Group | 805 | Non-usable - Circulation space |  | Unknown | 0.00 | NO
North Terrace_NT31-Helen Mayo South_Sixth Floor_S602 _ WC - M | NT-NT31-08-S602 | NT31-08-S602-WC - M | North Terrace | NT | NT31 | Helen Mayo South | 08 | Sixth Floor | S602 | 99939 | Unusable Spaces | 99939 | Unusable Spaces | 5.07 | WC - M | 8 | Non Useable Floor Area Space Group | 821 | Non-usable - Toilets/Amenities - Male |  | Unknown | 0.00 | NO
North Terrace_NT31-Helen Mayo South_Sixth Floor_S603 _ Lift Lobby | NT-NT31-08-S603 | NT31-08-S603-Lift Lobby | North Terrace | NT | NT31 | Helen Mayo South | 08 | Sixth Floor | S603 | 99939 | Unusable Spaces | 99939 | Unusable Spaces | 64.32 | Lift Lobby | 8 | Non Useable Floor Area Space Group | 805 | Non-usable - Circulation space |  | Unknown | 0.00 | NO
North Terrace_NT31-Helen Mayo South_Sixth Floor_S603A _ DSB | NT-NT31-08-S603A | NT31-08-S603A-DSB | North Terrace | NT | NT31 | Helen Mayo South | 08 | Sixth Floor | S603A | 99939 | Unusable Spaces | 99939 | Unusable Spaces | 2.81 | DSB | 8 | Non Useable Floor Area Space Group | 815 | Non-usable - Switch room |  | Unknown | 0.00 | NO
North Terrace_NT31-Helen Mayo South_Sixth Floor_S603B _ VSR | NT-NT31-08-S603B | NT31-08-S603B-VSR | North Terrace | NT | NT31 | Helen Mayo South | 08 | Sixth Floor | S603B | 99939 | Unusable Spaces | 99939 | Unusable Spaces | 1.32 | VSR | 8 | Non Useable Floor Area Space Group | 840 | Non-usable - Service riser |  | Unknown | 0.00 | NO
North Terrace_NT31-Helen Mayo South_Sixth Floor_S603C _ Purified Water (Shared Utility) | NT-NT31-08-S603C | NT31-08-S603C-Purified Water (Shared Utility) | North Terrace | NT | NT31 | Helen Mayo South | 08 | Sixth Floor | S603C | 859 | Infrastructure Office | 859 | Infrastructure | 5.05 | Purified Water (Shared Utility) | 4 | Ancillary Area Space Group | 401 | Ancillary Area - Laboratory Service and Preparation |  | Adequate | 753.62 | NO
North Terrace_NT31-Helen Mayo South_Sixth Floor_S603M _ Lift | NT-NT31-08-S603M | NT31-08-S603M-Lift | North Terrace | NT | NT31 | Helen Mayo South | 08 | Sixth Floor | S603M | 99939 | Unusable Spaces | 99939 | Unusable Spaces | 5.97 | Lift | 8 | Non Useable Floor Area Space Group | 838 | Non-usable - Lift |  | Unknown | 0.00 | NO
North Terrace_NT31-Helen Mayo South_Sixth Floor_S603N _ Lift | NT-NT31-08-S603N | NT31-08-S603N-Lift | North Terrace | NT | NT31 | Helen Mayo South | 08 | Sixth Floor | S603N | 99939 | Unusable Spaces | 99939 | Unusable Spaces | 6.8 | Lift | 8 | Non Useable Floor Area Space Group | 838 | Non-usable - Lift |  | Unknown | 0.00 | NO
North Terrace_NT31-Helen Mayo South_Sixth Floor_S604 _ Freezer Room | NT-NT31-08-S604 | NT31-08-S604-Freezer Room | North Terrace | NT | NT31 | Helen Mayo South | 08 | Sixth Floor | S604 | 384 | Medicine | 384 | Adelaide Medical School | 18.42 | Freezer Room | 4 | Ancillary Area Space Group | 405 | Ancillary Area - Constant Temperature/ Freezer/Cold/Warm Rooms |  | Adequate | 2,748.86 | NO
North Terrace_NT31-Helen Mayo South_Sixth Floor_S605 _ Corr. | NT-NT31-08-S605 | NT31-08-S605-Corr. | North Terrace | NT | NT31 | Helen Mayo South | 08 | Sixth Floor | S605 | 99939 | Unusable Spaces | 99939 | Unusable Spaces | 21.62 | Corr. | 8 | Non Useable Floor Area Space Group | 805 | Non-usable - Circulation space |  | Unknown | 0.00 | NO
North Terrace_NT31-Helen Mayo South_Sixth Floor_S605A _ Trolley Store | NT-NT31-08-S605A | NT31-08-S605A-Trolley Store | North Terrace | NT | NT31 | Helen Mayo South | 08 | Sixth Floor | S605A | 715 | Laboratory Animal Services | 715 | Laboratory Animal Services | 1.03 | Trolley Store | 4 | Ancillary Area Space Group | 419 | Ancillary Area - Store Room - Generic |  | Adequate | 153.71 | NO
North Terrace_NT31-Helen Mayo South_Sixth Floor_S606 _ Tea Room | NT-NT31-08-S606 | NT31-08-S606-Tea Room | North Terrace | NT | NT31 | Helen Mayo South | 08 | Sixth Floor | S606 | 715 | Laboratory Animal Services | 715 | Laboratory Animal Services | 17.36 | Tea Room | 6 | General Facility Space Group | 608 | General Facility - Kitchen/Servery/Food Storage |  | Adequate | 3,297.22 | NO
North Terrace_NT31-Helen Mayo South_Sixth Floor_S606A _ Lunch Room | NT-NT31-08-S606A | NT31-08-S606A-Lunch Room | North Terrace | NT | NT31 | Helen Mayo South | 08 | Sixth Floor | S606A | 715 | Laboratory Animal Services | 715 | Laboratory Animal Services | 17.09 | Lunch Room | 6 | General Facility Space Group | 608 | General Facility - Kitchen/Servery/Food Storage |  | Adequate | 3,245.94 | NO
North Terrace_NT31-Helen Mayo South_Sixth Floor_S606D _ VSR | NT-NT31-08-S606D | NT31-08-S606D-VSR | North Terrace | NT | NT31 | Helen Mayo South | 08 | Sixth Floor | S606D | 99939 | Unusable Spaces | 99939 | Unusable Spaces | 0.2 | VSR | 8 | Non Useable Floor Area Space Group | 840 | Non-usable - Service riser |  | Unknown | 0.00 | NO
North Terrace_NT31-Helen Mayo South_Sixth Floor_S606E _ VSR | NT-NT31-08-S606E | NT31-08-S606E-VSR | North Terrace | NT | NT31 | Helen Mayo South | 08 | Sixth Floor | S606E | 99939 | Unusable Spaces | 99939 | Unusable Spaces | 0.27 | VSR | 8 | Non Useable Floor Area Space Group | 840 | Non-usable - Service riser |  | Unknown | 0.00 | NO
North Terrace_NT31-Helen Mayo South_Sixth Floor_S607 _ Store | NT-NT31-08-S607 | NT31-08-S607-Store | North Terrace | NT | NT31 | Helen Mayo South | 08 | Sixth Floor | S607 | 715 | Laboratory Animal Services | 715 | Laboratory Animal Services | 14.86 | Store | 4 | Ancillary Area Space Group | 419 | Ancillary Area - Store Room - Generic |  | Adequate | 2,217.59 | NO
North Terrace_NT31-Helen Mayo South_Sixth Floor_S607A _ Office | NT-NT31-08-S607A | NT31-08-S607A-Office | North Terrace | NT | NT31 | Helen Mayo South | 08 | Sixth Floor | S607A | 715 | Laboratory Animal Services | 715 | Laboratory Animal Services | 13.23 | Office | 1 | Office Space Group | 101 | Office - Academic Staff |  | Adequate | 2,243.57 | NO
North Terrace_NT31-Helen Mayo South_Sixth Floor_S607B _ Shower | NT-NT31-08-S607B | NT31-08-S607B-Shower | North Terrace | NT | NT31 | Helen Mayo South | 08 | Sixth Floor | S607B | 715 | Laboratory Animal Services | 715 | Laboratory Animal Services | 4.1 | Shower | 8 | Non Useable Floor Area Space Group | 835 | Non-usable - Toilets/Amenities - Other |  | Adequate | 0.00 | NO
North Terrace_NT31-Helen Mayo South_Sixth Floor_S608 _ Changeroom | NT-NT31-08-S608 | NT31-08-S608-Changeroom | North Terrace | NT | NT31 | Helen Mayo South | 08 | Sixth Floor | S608 | 715 | Laboratory Animal Services | 715 | Laboratory Animal Services | 13.99 | Changeroom | 8 | Non Useable Floor Area Space Group | 835 | Non-usable - Toilets/Amenities - Other |  | Adequate | 0.00 | NO
North Terrace_NT31-Helen Mayo South_Sixth Floor_S609 _ Corr. / A/L [PC2-Cert] | NT-NT31-08-S609 | NT31-08-S609-Corr. / A/L [PC2-Cert] | North Terrace | NT | NT31 | Helen Mayo South | 08 | Sixth Floor | S609 | 99939 | Unusable Spaces | 99939 | Unusable Spaces | 4.26 | Corr. / A/L [PC2-Cert] | 8 | Non Useable Floor Area Space Group | 805 | Non-usable - Circulation space | RATED - PC2 | Unknown | 0.00 | NO
North Terrace_NT31-Helen Mayo South_Sixth Floor_S610 _ Corr. [PC2-Cert] | NT-NT31-08-S610 | NT31-08-S610-Corr. [PC2-Cert] | North Terrace | NT | NT31 | Helen Mayo South | 08 | Sixth Floor | S610 | 99939 | Unusable Spaces | 99939 | Unusable Spaces | 35.94 | Corr. [PC2-Cert] | 8 | Non Useable Floor Area Space Group | 805 | Non-usable - Circulation space | RATED - PC2 | Unknown | 0.00 | NO
North Terrace_NT31-Helen Mayo South_Sixth Floor_S611 _ Barrier Laboratory [PC2-Cert] | NT-NT31-08-S611 | NT31-08-S611-Barrier Laboratory [PC2-Cert] | North Terrace | NT | NT31 | Helen Mayo South | 08 | Sixth Floor | S611 | 715 | Laboratory Animal Services | 715 | Laboratory Animal Services | 22.53 | Barrier Laboratory [PC2-Cert] | 3 | Specialist Teaching or Research Space Group | 312 | Laboratory - Research Only | RATED - PC2 | Adequate | 5,081.51 | NO
North Terrace_NT31-Helen Mayo South_Sixth Floor_S612 _ Stair | NT-NT31-08-S612 | NT31-08-S612-Stair | North Terrace | NT | NT31 | Helen Mayo South | 08 | Sixth Floor | S612 | 99939 | Unusable Spaces | 99939 | Unusable Spaces | 11.17 | Stair | 8 | Non Useable Floor Area Space Group | 805 | Non-usable - Circulation space |  | Unknown | 0.00 | NO
North Terrace_NT31-Helen Mayo South_Sixth Floor_S613 _ WC - M | NT-NT31-08-S613 | NT31-08-S613-WC - M | North Terrace | NT | NT31 | Helen Mayo South | 08 | Sixth Floor | S613 | 99939 | Unusable Spaces | 99939 | Unusable Spaces | 8.09 | WC - M | 8 | Non Useable Floor Area Space Group | 821 | Non-usable - Toilets/Amenities - Male |  | Unknown | 0.00 | NO
North Terrace_NT31-Helen Mayo South_Sixth Floor_S614 _ Barrier Animal Holding [PC2-Cert] | NT-NT31-08-S614 | NT31-08-S614-Barrier Animal Holding [PC2-Cert] | North Terrace | NT | NT31 | Helen Mayo South | 08 | Sixth Floor | S614 | 715 | Laboratory Animal Services | 715 | Laboratory Animal Services | 20.82 | Barrier Animal Holding [PC2-Cert] | 4 | Ancillary Area Space Group | 404 | Ancillary Area - Animal Holding | RATED - PC2 | Adequate | 3,107.02 | NO
North Terrace_NT31-Helen Mayo South_Sixth Floor_S615 _ Barrier Animal Holding [PC2-Cert] | NT-NT31-08-S615 | NT31-08-S615-Barrier Animal Holding [PC2-Cert] | North Terrace | NT | NT31 | Helen Mayo South | 08 | Sixth Floor | S615 | 715 | Laboratory Animal Services | 715 | Laboratory Animal Services | 21.47 | Barrier Animal Holding [PC2-Cert] | 4 | Ancillary Area Space Group | 404 | Ancillary Area - Animal Holding | RATED - PC2 | Adequate | 3,204.02 | NO
North Terrace_NT31-Helen Mayo South_Sixth Floor_S616 _ Barrier Animal Holding [PC2-Cert] | NT-NT31-08-S616 | NT31-08-S616-Barrier Animal Holding [PC2-Cert] | North Terrace | NT | NT31 | Helen Mayo South | 08 | Sixth Floor | S616 | 715 | Laboratory Animal Services | 715 | Laboratory Animal Services | 22.12 | Barrier Animal Holding [PC2-Cert] | 4 | Ancillary Area Space Group | 404 | Ancillary Area - Animal Holding | RATED - PC2 | Adequate | 3,301.02 | NO
North Terrace_NT31-Helen Mayo South_Sixth Floor_S617 _ Barrier Animal Holding [PC2-Cert] | NT-NT31-08-S617 | NT31-08-S617-Barrier Animal Holding [PC2-Cert] | North Terrace | NT | NT31 | Helen Mayo South | 08 | Sixth Floor | S617 | 715 | Laboratory Animal Services | 715 | Laboratory Animal Services | 22.17 | Barrier Animal Holding [PC2-Cert] | 4 | Ancillary Area Space Group | 404 | Ancillary Area - Animal Holding | RATED - PC2 | Adequate | 3,308.48 | NO
North Terrace_NT31-Helen Mayo South_Sixth Floor_S618 _ Corr. / A/L [PC2-Cert] | NT-NT31-08-S618 | NT31-08-S618-Corr. / A/L [PC2-Cert] | North Terrace | NT | NT31 | Helen Mayo South | 08 | Sixth Floor | S618 | 99939 | Unusable Spaces | 99939 | Unusable Spaces | 7.13 | Corr. / A/L [PC2-Cert] | 3 | Specialist Teaching or Research Space Group | 312 | Laboratory - Research Only | RATED - PC2 | Unknown | 0.00 | NO
North Terrace_NT31-Helen Mayo South_Sixth Floor_S618A _ Barrier Animal Holding [PC2-Cert] | NT-NT31-08-S618A | NT31-08-S618A-Barrier Animal Holding [PC2-Cert] | North Terrace | NT | NT31 | Helen Mayo South | 08 | Sixth Floor | S618A | 715 | Laboratory Animal Services | 715 | Laboratory Animal Services | 31.26 | Barrier Animal Holding [PC2-Cert] | 4 | Ancillary Area Space Group | 404 | Ancillary Area - Animal Holding | RATED - PC2 | Adequate | 4,665.00 | NO
North Terrace_NT31-Helen Mayo South_Sixth Floor_S618B _ Barrier Animal Holding [PC2-Cert] | NT-NT31-08-S618B | NT31-08-S618B-Barrier Animal Holding [PC2-Cert] | North Terrace | NT | NT31 | Helen Mayo South | 08 | Sixth Floor | S618B | 715 | Laboratory Animal Services | 715 | Laboratory Animal Services | 13.53 | Barrier Animal Holding [PC2-Cert] | 4 | Ancillary Area Space Group | 404 | Ancillary Area - Animal Holding | RATED - PC2 | Adequate | 2,019.11 | NO
North Terrace_NT31-Helen Mayo South_Sixth Floor_S618C _ Barrier Animal Holding [PC2-Cert] | NT-NT31-08-S618C | NT31-08-S618C-Barrier Animal Holding [PC2-Cert] | North Terrace | NT | NT31 | Helen Mayo South | 08 | Sixth Floor | S618C | 715 | Laboratory Animal Services | 715 | Laboratory Animal Services | 12.5 | Barrier Animal Holding [PC2-Cert] | 4 | Ancillary Area Space Group | 404 | Ancillary Area - Animal Holding | RATED - PC2 | Adequate | 1,865.40 | NO
North Terrace_NT31-Helen Mayo South_Sixth Floor_S619 _ Barrier Supply Room [PC2-Cert] | NT-NT31-08-S619 | NT31-08-S619-Barrier Supply Room [PC2-Cert] | North Terrace | NT | NT31 | Helen Mayo South | 08 | Sixth Floor | S619 | 715 | Laboratory Animal Services | 715 | Laboratory Animal Services | 13.05 | Barrier Supply Room [PC2-Cert] | 4 | Ancillary Area Space Group | 401 | Ancillary Area - Laboratory Service and Preparation | RATED - PC2 | Adequate | 1,947.48 | NO
North Terrace_NT31-Helen Mayo South_Sixth Floor_S620 _ Autoclave Room [PC2-Cert] | NT-NT31-08-S620 | NT31-08-S620-Autoclave Room [PC2-Cert] | North Terrace | NT | NT31 | Helen Mayo South | 08 | Sixth Floor | S620 | 715 | Laboratory Animal Services | 715 | Laboratory Animal Services | 32.26 | Autoclave Room [PC2-Cert] | 4 | Ancillary Area Space Group | 419 | Ancillary Area - Store Room - Generic | RATED - PC2 | Adequate | 4,814.23 | NO
North Terrace_NT31-Helen Mayo South_Sixth Floor_S620A _ Corr. / A/L [PC2-Cert] | NT-NT31-08-S620A | NT31-08-S620A-Corr. / A/L [PC2-Cert] | North Terrace | NT | NT31 | Helen Mayo South | 08 | Sixth Floor | S620A | 99939 | Unusable Spaces | 99939 | Unusable Spaces | 4.78 | Corr. / A/L [PC2-Cert] | 8 | Non Useable Floor Area Space Group | 805 | Non-usable - Circulation space | RATED - PC2 | Unknown | 0.00 | NO
North Terrace_NT31-Helen Mayo South_Sixth Floor_S621 _ Washup Area | NT-NT31-08-S621 | NT31-08-S621-Washup Area | North Terrace | NT | NT31 | Helen Mayo South | 08 | Sixth Floor | S621 | 715 | Laboratory Animal Services | 715 | Laboratory Animal Services | 73.95 | Washup Area | 4 | Ancillary Area Space Group | 401 | Ancillary Area - Laboratory Service and Preparation |  | Adequate | 11,035.73 | NO
North Terrace_NT31-Helen Mayo South_Sixth Floor_S621A _ Autoclave | NT-NT31-08-S621A | NT31-08-S621A-Autoclave | North Terrace | NT | NT31 | Helen Mayo South | 08 | Sixth Floor | S621A | 715 | Laboratory Animal Services | 715 | Laboratory Animal Services | 4.62 | Autoclave | 4 | Ancillary Area Space Group | 401 | Ancillary Area - Laboratory Service and Preparation |  | Adequate | 689.45 | NO
North Terrace_NT31-Helen Mayo South_Sixth Floor_S622 _ Corr. | NT-NT31-08-S622 | NT31-08-S622-Corr. | North Terrace | NT | NT31 | Helen Mayo South | 08 | Sixth Floor | S622 | 99939 | Unusable Spaces | 99939 | Unusable Spaces | 12.11 | Corr. | 8 | Non Useable Floor Area Space Group | 805 | Non-usable - Circulation space |  | Unknown | 0.00 | NO
North Terrace_NT31-Helen Mayo South_Sixth Floor_S622A _ Corr. | NT-NT31-08-S622A | NT31-08-S622A-Corr. | North Terrace | NT | NT31 | Helen Mayo South | 08 | Sixth Floor | S622A | 99939 | Unusable Spaces | 99939 | Unusable Spaces | 8.05 | Corr. | 8 | Non Useable Floor Area Space Group | 805 | Non-usable - Circulation space |  | Unknown | 0.00 | NO
North Terrace_NT31-Helen Mayo South_Sixth Floor_S622B _ Trolley Store | NT-NT31-08-S622B | NT31-08-S622B-Trolley Store | North Terrace | NT | NT31 | Helen Mayo South | 08 | Sixth Floor | S622B | 715 | Laboratory Animal Services | 715 | Laboratory Animal Services | 1.09 | Trolley Store | 4 | Ancillary Area Space Group | 419 | Ancillary Area - Store Room - Generic |  | Adequate | 162.66 | NO
North Terrace_NT31-Helen Mayo South_Sixth Floor_S622D _ VSR | NT-NT31-08-S622D | NT31-08-S622D-VSR | North Terrace | NT | NT31 | Helen Mayo South | 08 | Sixth Floor | S622D | 99939 | Unusable Spaces | 99939 | Unusable Spaces | 1.19 | VSR | 8 | Non Useable Floor Area Space Group | 840 | Non-usable - Service riser |  | Unknown | 0.00 | NO
North Terrace_NT31-Helen Mayo South_Sixth Floor_S623 _ Cool Room | NT-NT31-08-S623 | NT31-08-S623-Cool Room | North Terrace | NT | NT31 | Helen Mayo South | 08 | Sixth Floor | S623 | 715 | Laboratory Animal Services | 715 | Laboratory Animal Services | 5.12 | Cool Room | 4 | Ancillary Area Space Group | 405 | Ancillary Area - Constant Temperature/ Freezer/Cold/Warm Rooms |  | Adequate | 764.07 | NO
North Terrace_NT31-Helen Mayo South_Sixth Floor_S624 _ Changeroom | NT-NT31-08-S624 | NT31-08-S624-Changeroom | North Terrace | NT | NT31 | Helen Mayo South | 08 | Sixth Floor | S624 | 715 | Laboratory Animal Services | 715 | Laboratory Animal Services | 10.87 | Changeroom | 8 | Non Useable Floor Area Space Group | 835 | Non-usable - Toilets/Amenities - Other |  | Adequate | 0.00 | NO
North Terrace_NT31-Helen Mayo South_Sixth Floor_S625 _ Corr. / A/L [PC2-Cert] | NT-NT31-08-S625 | NT31-08-S625-Corr. / A/L [PC2-Cert] | North Terrace | NT | NT31 | Helen Mayo South | 08 | Sixth Floor | S625 | 99939 | Unusable Spaces | 99939 | Unusable Spaces | 3.56 | Corr. / A/L [PC2-Cert] | 8 | Non Useable Floor Area Space Group | 805 | Non-usable - Circulation space | RATED - PC2 | Unknown | 0.00 | NO
North Terrace_NT31-Helen Mayo South_Sixth Floor_S626 _ Corr. [PC2-Cert] | NT-NT31-08-S626 | NT31-08-S626-Corr. [PC2-Cert] | North Terrace | NT | NT31 | Helen Mayo South | 08 | Sixth Floor | S626 | 99939 | Unusable Spaces | 99939 | Unusable Spaces | 20.9 | Corr. [PC2-Cert] | 8 | Non Useable Floor Area Space Group | 805 | Non-usable - Circulation space | RATED - PC2 | Unknown | 0.00 | NO
North Terrace_NT31-Helen Mayo South_Sixth Floor_S626A _ A/L | NT-NT31-08-S626A | NT31-08-S626A-A/L | North Terrace | NT | NT31 | Helen Mayo South | 08 | Sixth Floor | S626A | 99939 | Unusable Spaces | 99939 | Unusable Spaces | 14.6 | A/L | 8 | Non Useable Floor Area Space Group | 822 | Non-usable - Toilets/Amenities - Unisex |  | Unknown | 0.00 | NO
North Terrace_NT31-Helen Mayo South_Sixth Floor_S627 _ Procedures [PC2-Cert] | NT-NT31-08-S627 | NT31-08-S627-Procedures [PC2-Cert] | North Terrace | NT | NT31 | Helen Mayo South | 08 | Sixth Floor | S627 | 715 | Laboratory Animal Services | 715 | Laboratory Animal Services | 12.87 | Procedures [PC2-Cert] | 4 | Ancillary Area Space Group | 401 | Ancillary Area - Laboratory Service and Preparation | RATED - PC2 | Adequate | 1,920.62 | NO
North Terrace_NT31-Helen Mayo South_Sixth Floor_S628 _ Barrier Animal Holding [PC2-Cert] | NT-NT31-08-S628 | NT31-08-S628-Barrier Animal Holding [PC2-Cert] | North Terrace | NT | NT31 | Helen Mayo South | 08 | Sixth Floor | S628 | 715 | Laboratory Animal Services | 715 | Laboratory Animal Services | 19.02 | Barrier Animal Holding [PC2-Cert] | 4 | Ancillary Area Space Group | 404 | Ancillary Area - Animal Holding | RATED - PC2 | Adequate | 2,838.40 | NO
North Terrace_NT31-Helen Mayo South_Sixth Floor_S628A _ Procedures [PC2-Cert] | NT-NT31-08-S628A | NT31-08-S628A-Procedures [PC2-Cert] | North Terrace | NT | NT31 | Helen Mayo South | 08 | Sixth Floor | S628A | 715 | Laboratory Animal Services | 715 | Laboratory Animal Services | 11.36 | Procedures [PC2-Cert] | 3 | Specialist Teaching or Research Space Group | 300 | Laboratory - Specialist teaching and research - type not defined | RATED - PC2 | Adequate | 2,562.18 | NO
North Terrace_NT31-Helen Mayo South_Sixth Floor_S629 _ Barrier Animal Holding [PC2-Cert] | NT-NT31-08-S629 | NT31-08-S629-Barrier Animal Holding [PC2-Cert] | North Terrace | NT | NT31 | Helen Mayo South | 08 | Sixth Floor | S629 | 715 | Laboratory Animal Services | 715 | Laboratory Animal Services | 16.32 | Barrier Animal Holding [PC2-Cert] | 4 | Ancillary Area Space Group | 404 | Ancillary Area - Animal Holding | RATED - PC2 | Adequate | 2,435.47 | NO
North Terrace_NT31-Helen Mayo South_Sixth Floor_S630 _ Barrier Animal Holding [PC2-Cert] | NT-NT31-08-S630 | NT31-08-S630-Barrier Animal Holding [PC2-Cert] | North Terrace | NT | NT31 | Helen Mayo South | 08 | Sixth Floor | S630 | 715 | Laboratory Animal Services | 715 | Laboratory Animal Services | 19.29 | Barrier Animal Holding [PC2-Cert] | 4 | Ancillary Area Space Group | 404 | Ancillary Area - Animal Holding | RATED - PC2 | Adequate | 2,878.69 | NO
North Terrace_NT31-Helen Mayo South_Sixth Floor_S631 _ Barrier Animal Holding [PC2-Cert] | NT-NT31-08-S631 | NT31-08-S631-Barrier Animal Holding [PC2-Cert] | North Terrace | NT | NT31 | Helen Mayo South | 08 | Sixth Floor | S631 | 715 | Laboratory Animal Services | 715 | Laboratory Animal Services | 19.31 | Barrier Animal Holding [PC2-Cert] | 4 | Ancillary Area Space Group | 404 | Ancillary Area - Animal Holding | RATED - PC2 | Adequate | 2,881.68 | NO
North Terrace_NT31-Helen Mayo South_Sixth Floor_S632 _ Animal Holding Room [PC2-Cert] | NT-NT31-08-S632 | NT31-08-S632-Animal Holding Room [PC2-Cert] | North Terrace | NT | NT31 | Helen Mayo South | 08 | Sixth Floor | S632 | 715 | Laboratory Animal Services | 715 | Laboratory Animal Services | 11.72 | Animal Holding Room [PC2-Cert] | 4 | Ancillary Area Space Group | 404 | Ancillary Area - Animal Holding | RATED - PC2 | Adequate | 1,749.00 | NO
North Terrace_NT31-Helen Mayo South_Sixth Floor_S632A _ Animal Holding Room [PC2-Cert] | NT-NT31-08-S632A | NT31-08-S632A-Animal Holding Room [PC2-Cert] | North Terrace | NT | NT31 | Helen Mayo South | 08 | Sixth Floor | S632A | 715 | Laboratory Animal Services | 715 | Laboratory Animal Services | 19.65 | Animal Holding Room [PC2-Cert] | 4 | Ancillary Area Space Group | 404 | Ancillary Area - Animal Holding | RATED - PC2 | Adequate | 2,932.41 | NO
North Terrace_NT31-Helen Mayo South_Sixth Floor_S633 _ Animal Holding [PC2-Cert] | NT-NT31-08-S633 | NT31-08-S633-Animal Holding [PC2-Cert] | North Terrace | NT | NT31 | Helen Mayo South | 08 | Sixth Floor | S633 | 715 | Laboratory Animal Services | 715 | Laboratory Animal Services | 14.55 | Animal Holding [PC2-Cert] | 4 | Ancillary Area Space Group | 404 | Ancillary Area - Animal Holding | RATED - PC2 | Adequate | 2,171.33 | NO
North Terrace_NT31-Helen Mayo South_Sixth Floor_S634 _ Animal Holding [PC2-Cert] | NT-NT31-08-S634 | NT31-08-S634-Animal Holding [PC2-Cert] | North Terrace | NT | NT31 | Helen Mayo South | 08 | Sixth Floor | S634 | 715 | Laboratory Animal Services | 715 | Laboratory Animal Services | 14.8 | Animal Holding [PC2-Cert] | 4 | Ancillary Area Space Group | 404 | Ancillary Area - Animal Holding | RATED - PC2 | Adequate | 2,208.64 | NO
North Terrace_NT31-Helen Mayo South_Sixth Floor_S635 _ Corr. / A/L [PC2-Cert] | NT-NT31-08-S635 | NT31-08-S635-Corr. / A/L [PC2-Cert] | North Terrace | NT | NT31 | Helen Mayo South | 08 | Sixth Floor | S635 | 99939 | Unusable Spaces | 99939 | Unusable Spaces | 2.88 | Corr. / A/L [PC2-Cert] | 8 | Non Useable Floor Area Space Group | 805 | Non-usable - Circulation space | RATED - PC2 | Unknown | 0.00 | NO
North Terrace_NT31-Helen Mayo South_Sixth Floor_S636 _ Corr. [PC2-Cert] | NT-NT31-08-S636 | NT31-08-S636-Corr. [PC2-Cert] | North Terrace | NT | NT31 | Helen Mayo South | 08 | Sixth Floor | S636 | 99939 | Unusable Spaces | 99939 | Unusable Spaces | 19.46 | Corr. [PC2-Cert] | 8 | Non Useable Floor Area Space Group | 805 | Non-usable - Circulation space | RATED - PC2 | Unknown | 0.00 | NO
North Terrace_NT31-Helen Mayo South_Sixth Floor_S636A _ Corr. | NT-NT31-08-S636A | NT31-08-S636A-Corr. | North Terrace | NT | NT31 | Helen Mayo South | 08 | Sixth Floor | S636A | 99939 | Unusable Spaces | 99939 | Unusable Spaces | 14.49 | Corr. | 8 | Non Useable Floor Area Space Group | 805 | Non-usable - Circulation space |  | Unknown | 0.00 | NO
North Terrace_NT31-Helen Mayo South_Sixth Floor_S637 _ Procedures | NT-NT31-08-S637 | NT31-08-S637-Procedures | North Terrace | NT | NT31 | Helen Mayo South | 08 | Sixth Floor | S637 | 715 | Laboratory Animal Services | 715 | Laboratory Animal Services | 10.88 | Procedures | 4 | Ancillary Area Space Group | 401 | Ancillary Area - Laboratory Service and Preparation |  | Adequate | 1,623.65 | NO
North Terrace_NT31-Helen Mayo South_Sixth Floor_S638 _ Prep Room [PC2-Cert] | NT-NT31-08-S638 | NT31-08-S638-Prep Room [PC2-Cert] | North Terrace | NT | NT31 | Helen Mayo South | 08 | Sixth Floor | S638 | 715 | Laboratory Animal Services | 715 | Laboratory Animal Services | 5.46 | Prep Room [PC2-Cert] | 4 | Ancillary Area Space Group | 401 | Ancillary Area - Laboratory Service and Preparation | RATED - PC2 | Adequate | 814.81 | NO
North Terrace_NT31-Helen Mayo South_Sixth Floor_S638A _ Animal Holding [PC2-Cert] | NT-NT31-08-S638A | NT31-08-S638A-Animal Holding [PC2-Cert] | North Terrace | NT | NT31 | Helen Mayo South | 08 | Sixth Floor | S638A | 715 | Laboratory Animal Services | 715 | Laboratory Animal Services | 11.9 | Animal Holding [PC2-Cert] | 4 | Ancillary Area Space Group | 404 | Ancillary Area - Animal Holding | RATED - PC2 | Adequate | 1,775.86 | NO
North Terrace_NT31-Helen Mayo South_Sixth Floor_S639 _ Animal Holding Quar. [PC2-Cert] | NT-NT31-08-S639 | NT31-08-S639-Animal Holding Quar. [PC2-Cert] | North Terrace | NT | NT31 | Helen Mayo South | 08 | Sixth Floor | S639 | 715 | Laboratory Animal Services | 715 | Laboratory Animal Services | 16.74 | Animal Holding Quar. [PC2-Cert] | 4 | Ancillary Area Space Group | 404 | Ancillary Area - Animal Holding | RATED - PC2 | Adequate | 2,498.15 | NO
North Terrace_NT31-Helen Mayo South_Sixth Floor_S639A _ Animal Holding [PC2-Cert] | NT-NT31-08-S639A | NT31-08-S639A-Animal Holding [PC2-Cert] | North Terrace | NT | NT31 | Helen Mayo South | 08 | Sixth Floor | S639A | 715 | Laboratory Animal Services | 715 | Laboratory Animal Services | 16.74 | Animal Holding [PC2-Cert] | 4 | Ancillary Area Space Group | 404 | Ancillary Area - Animal Holding | RATED - PC2 | Adequate | 2,498.15 | NO
North Terrace_NT31-Helen Mayo South_Sixth Floor_S640 _ Washup Area | NT-NT31-08-S640 | NT31-08-S640-Washup Area | North Terrace | NT | NT31 | Helen Mayo South | 08 | Sixth Floor | S640 | 715 | Laboratory Animal Services | 715 | Laboratory Animal Services | 37.11 | Washup Area | 3 | Specialist Teaching or Research Space Group | 300 | Laboratory - Specialist teaching and research - type not defined |  | Adequate | 8,369.95 | NO
North Terrace_NT31-Helen Mayo South_Sixth Floor_S640A _ Chemical Store | NT-NT31-08-S640A | NT31-08-S640A-Chemical Store | North Terrace | NT | NT31 | Helen Mayo South | 08 | Sixth Floor | S640A | 715 | Laboratory Animal Services | 715 | Laboratory Animal Services | 4.91 | Chemical Store | 4 | Ancillary Area Space Group | 418 | Ancillary Area - Dangerous goods storage |  | Adequate | 732.73 | NO
North Terrace_NT31-Helen Mayo South_Sixth Floor_S640D _ VSR | NT-NT31-08-S640D | NT31-08-S640D-VSR | North Terrace | NT | NT31 | Helen Mayo South | 08 | Sixth Floor | S640D | 99939 | Unusable Spaces | 99939 | Unusable Spaces | 0.35 | VSR | 8 | Non Useable Floor Area Space Group | 840 | Non-usable - Service riser |  | Unknown | 0.00 | NO
North Terrace_NT31-Helen Mayo South_Sixth Floor_S641 _ Office | NT-NT31-08-S641 | NT31-08-S641-Office | North Terrace | NT | NT31 | Helen Mayo South | 08 | Sixth Floor | S641 | 715 | Laboratory Animal Services | 715 | Laboratory Animal Services | 11.83 | Office | 1 | Office Space Group | 101 | Office - Academic Staff |  | Adequate | 2,006.16 | NO
North Terrace_NT31-Helen Mayo South_Sixth Floor_S642 _ Corr. | NT-NT31-08-S642 | NT31-08-S642-Corr. | North Terrace | NT | NT31 | Helen Mayo South | 08 | Sixth Floor | S642 | 99939 | Unusable Spaces | 99939 | Unusable Spaces | 35.9 | Corr. | 8 | Non Useable Floor Area Space Group | 805 | Non-usable - Circulation space |  | Unknown | 0.00 | NO
North Terrace_NT31-Helen Mayo South_Sixth Floor_S642A _ Corr. | NT-NT31-08-S642A | NT31-08-S642A-Corr. | North Terrace | NT | NT31 | Helen Mayo South | 08 | Sixth Floor | S642A | 99939 | Unusable Spaces | 99939 | Unusable Spaces | 18.71 | Corr. | 8 | Non Useable Floor Area Space Group | 805 | Non-usable - Circulation space |  | Unknown | 0.00 | NO
North Terrace_NT31-Helen Mayo South_Sixth Floor_S642B _ Corr. | NT-NT31-08-S642B | NT31-08-S642B-Corr. | North Terrace | NT | NT31 | Helen Mayo South | 08 | Sixth Floor | S642B | 99939 | Unusable Spaces | 99939 | Unusable Spaces | 27.66 | Corr. | 8 | Non Useable Floor Area Space Group | 805 | Non-usable - Circulation space |  | Unknown | 0.00 | NO
North Terrace_NT31-Helen Mayo South_Sixth Floor_S642C _ Store | NT-NT31-08-S642C | NT31-08-S642C-Store | North Terrace | NT | NT31 | Helen Mayo South | 08 | Sixth Floor | S642C | 715 | Laboratory Animal Services | 715 | Laboratory Animal Services | 3.84 | Store | 4 | Ancillary Area Space Group | 419 | Ancillary Area - Store Room - Generic |  | Adequate | 573.05 | NO
North Terrace_NT31-Helen Mayo South_Sixth Floor_S643 _ Office | NT-NT31-08-S643 | NT31-08-S643-Office | North Terrace | NT | NT31 | Helen Mayo South | 08 | Sixth Floor | S643 | 715 | Laboratory Animal Services | 715 | Laboratory Animal Services | 8.48 | Office | 1 | Office Space Group | 101 | Office - Academic Staff |  | Adequate | 1,438.06 | NO
North Terrace_NT31-Helen Mayo South_Sixth Floor_S644 _ Animal Holding [PC1-Cert] | NT-NT31-08-S644 | NT31-08-S644-Animal Holding [PC1-Cert] | North Terrace | NT | NT31 | Helen Mayo South | 08 | Sixth Floor | S644 | 715 | Laboratory Animal Services | 715 | Laboratory Animal Services | 16.72 | Animal Holding [PC1-Cert] | 4 | Ancillary Area Space Group | 404 | Ancillary Area - Animal Holding | RATED - PC2 | Adequate | 2,495.16 | NO
North Terrace_NT31-Helen Mayo South_Sixth Floor_S645 _ Bathroom / Shower | NT-NT31-08-S645 | NT31-08-S645-Bathroom / Shower | North Terrace | NT | NT31 | Helen Mayo South | 08 | Sixth Floor | S645 | 99939 | Unusable Spaces | 99939 | Unusable Spaces | 4.67 | Bathroom / Shower | 8 | Non Useable Floor Area Space Group | 835 | Non-usable - Toilets/Amenities - Other |  | Unknown | 0.00 | NO
North Terrace_NT31-Helen Mayo South_Sixth Floor_S646 _ Training Suite/Procedure 3 | NT-NT31-08-S646 | NT31-08-S646-Training Suite/Procedure 3 | North Terrace | NT | NT31 | Helen Mayo South | 08 | Sixth Floor | S646 | 715 | Laboratory Animal Services | 715 | Laboratory Animal Services | 9.02 | Training Suite/Procedure 3 | 8 | Non Useable Floor Area Space Group | 835 | Non-usable - Toilets/Amenities - Other |  | Adequate | 0.00 | NO
North Terrace_NT31-Helen Mayo South_Sixth Floor_S647 _ Training Suite/Procedure 2 | NT-NT31-08-S647 | NT31-08-S647-Training Suite/Procedure 2 | North Terrace | NT | NT31 | Helen Mayo South | 08 | Sixth Floor | S647 | 715 | Laboratory Animal Services | 715 | Laboratory Animal Services | 10.61 | Training Suite/Procedure 2 | 4 | Ancillary Area Space Group | 410 | Ancillary Area - Operating Theatre Support |  | Adequate | 1,583.35 | NO
North Terrace_NT31-Helen Mayo South_Sixth Floor_S648 _ Training Suite/Procedure | NT-NT31-08-S648 | NT31-08-S648-Training Suite/Procedure | North Terrace | NT | NT31 | Helen Mayo South | 08 | Sixth Floor | S648 | 715 | Laboratory Animal Services | 715 | Laboratory Animal Services | 22.78 | Training Suite/Procedure | 3 | Specialist Teaching or Research Space Group | 314 | Clinical Areas Teaching Space - Undergraduate/Postgraduate |  | Adequate | 5,137.90 | NO
North Terrace_NT31-Helen Mayo South_Sixth Floor_S649 _ Training Suite/Procedure 1 | NT-NT31-08-S649 | NT31-08-S649-Training Suite/Procedure 1 | North Terrace | NT | NT31 | Helen Mayo South | 08 | Sixth Floor | S649 | 715 | Laboratory Animal Services | 715 | Laboratory Animal Services | 5.78 | Training Suite/Procedure 1 | 4 | Ancillary Area Space Group | 401 | Ancillary Area - Laboratory Service and Preparation |  | Adequate | 862.56 | NO
North Terrace_NT31-Helen Mayo South_Sixth Floor_S650 _ Corr. | NT-NT31-08-S650 | NT31-08-S650-Corr. | North Terrace | NT | NT31 | Helen Mayo South | 08 | Sixth Floor | S650 | 99939 | Unusable Spaces | 99939 | Unusable Spaces | 18.11 | Corr. | 8 | Non Useable Floor Area Space Group | 805 | Non-usable - Circulation space |  | Unknown | 0.00 | NO
North Terrace_NT31-Helen Mayo South_Sixth Floor_S651 _ Animal Holding | NT-NT31-08-S651 | NT31-08-S651-Animal Holding | North Terrace | NT | NT31 | Helen Mayo South | 08 | Sixth Floor | S651 | 715 | Laboratory Animal Services | 715 | Laboratory Animal Services | 20.56 | Animal Holding | 4 | Ancillary Area Space Group | 404 | Ancillary Area - Animal Holding |  | Adequate | 3,068.22 | NO
North Terrace_NT31-Helen Mayo South_Sixth Floor_S652 _ Animal Holding | NT-NT31-08-S652 | NT31-08-S652-Animal Holding | North Terrace | NT | NT31 | Helen Mayo South | 08 | Sixth Floor | S652 | 715 | Laboratory Animal Services | 715 | Laboratory Animal Services | 21.31 | Animal Holding | 4 | Ancillary Area Space Group | 404 | Ancillary Area - Animal Holding |  | Adequate | 3,180.14 | NO
North Terrace_NT31-Helen Mayo South_Sixth Floor_S653 _ Animal Holding | NT-NT31-08-S653 | NT31-08-S653-Animal Holding | North Terrace | NT | NT31 | Helen Mayo South | 08 | Sixth Floor | S653 | 715 | Laboratory Animal Services | 715 | Laboratory Animal Services | 16.8 | Animal Holding | 4 | Ancillary Area Space Group | 404 | Ancillary Area - Animal Holding |  | Adequate | 2,507.10 | NO
North Terrace_NT31-Helen Mayo South_Sixth Floor_S654 _ Procedure [PC2-Cert] | NT-NT31-08-S654 | NT31-08-S654-Procedure [PC2-Cert] | North Terrace | NT | NT31 | Helen Mayo South | 08 | Sixth Floor | S654 | 715 | Laboratory Animal Services | 715 | Laboratory Animal Services | 12.39 | Procedure [PC2-Cert] | 3 | Specialist Teaching or Research Space Group | 314 | Clinical Areas Teaching Space - Undergraduate/Postgraduate | RATED - PC2 | Adequate | 2,794.49 | NO
North Terrace_NT31-Helen Mayo South_Sixth Floor_S655 _ Animal Holding [PC1-Cert] | NT-NT31-08-S655 | NT31-08-S655-Animal Holding [PC1-Cert] | North Terrace | NT | NT31 | Helen Mayo South | 08 | Sixth Floor | S655 | 715 | Laboratory Animal Services | 715 | Laboratory Animal Services | 19.08 | Animal Holding [PC1-Cert] | 4 | Ancillary Area Space Group | 404 | Ancillary Area - Animal Holding | RATED - PC2 | Adequate | 2,847.35 | NO
North Terrace_NT31-Helen Mayo South_Sixth Floor_S656 _ Animal Holding [PC1-Cert] | NT-NT31-08-S656 | NT31-08-S656-Animal Holding [PC1-Cert] | North Terrace | NT | NT31 | Helen Mayo South | 08 | Sixth Floor | S656 | 715 | Laboratory Animal Services | 715 | Laboratory Animal Services | 12.28 | Animal Holding [PC1-Cert] | 4 | Ancillary Area Space Group | 404 | Ancillary Area - Animal Holding | RATED - PC2 | Adequate | 1,832.57 | NO
North Terrace_NT31-Helen Mayo South_Sixth Floor_S657 _ Animal Holding [PC1-Cert] | NT-NT31-08-S657 | NT31-08-S657-Animal Holding [PC1-Cert] | North Terrace | NT | NT31 | Helen Mayo South | 08 | Sixth Floor | S657 | 715 | Laboratory Animal Services | 715 | Laboratory Animal Services | 11.97 | Animal Holding [PC1-Cert] | 4 | Ancillary Area Space Group | 404 | Ancillary Area - Animal Holding | RATED - PC2 | Adequate | 1,786.31 | NO
North Terrace_NT31-Helen Mayo South_Sixth Floor_S658 _ Animal Holding [PC1-Cert] | NT-NT31-08-S658 | NT31-08-S658-Animal Holding [PC1-Cert] | North Terrace | NT | NT31 | Helen Mayo South | 08 | Sixth Floor | S658 | 715 | Laboratory Animal Services | 715 | Laboratory Animal Services | 11.99 | Animal Holding [PC1-Cert] | 4 | Ancillary Area Space Group | 404 | Ancillary Area - Animal Holding | RATED - PC2 | Adequate | 1,789.30 | NO
North Terrace_NT31-Helen Mayo South_Sixth Floor_S659 _ Corr. / A/L | NT-NT31-08-S659 | NT31-08-S659-Corr. / A/L | North Terrace | NT | NT31 | Helen Mayo South | 08 | Sixth Floor | S659 | 99939 | Unusable Spaces | 99939 | Unusable Spaces | 12.04 | Corr. / A/L | 8 | Non Useable Floor Area Space Group | 805 | Non-usable - Circulation space |  | Unknown | 0.00 | NO
North Terrace_NT31-Helen Mayo South_Sixth Floor_S659D _ VSR | NT-NT31-08-S659D | NT31-08-S659D-VSR | North Terrace | NT | NT31 | Helen Mayo South | 08 | Sixth Floor | S659D | 99939 | Unusable Spaces | 99939 | Unusable Spaces | 0.24 | VSR | 8 | Non Useable Floor Area Space Group | 840 | Non-usable - Service riser |  | Unknown | 0.00 | NO
North Terrace_NT31-Helen Mayo South_Sixth Floor_S660 _ Animal Holding | NT-NT31-08-S660 | NT31-08-S660-Animal Holding | North Terrace | NT | NT31 | Helen Mayo South | 08 | Sixth Floor | S660 | 715 | Laboratory Animal Services | 715 | Laboratory Animal Services | 12.33 | Animal Holding | 4 | Ancillary Area Space Group | 404 | Ancillary Area - Animal Holding |  | Adequate | 1,840.03 | NO
North Terrace_NT31-Helen Mayo South_Sixth Floor_S661 _ Animal Holding | NT-NT31-08-S661 | NT31-08-S661-Animal Holding | North Terrace | NT | NT31 | Helen Mayo South | 08 | Sixth Floor | S661 | 715 | Laboratory Animal Services | 715 | Laboratory Animal Services | 18.83 | Animal Holding | 4 | Ancillary Area Space Group | 404 | Ancillary Area - Animal Holding |  | Adequate | 2,810.04 | NO
North Terrace_NT31-Helen Mayo South_Roof Level_R.01 _ Services Zone 1 (NUFA) | NT-NT31-09-R.01 | NT31-09-R.01-Services Zone 1 (NUFA) | North Terrace | NT | NT31 | Helen Mayo South | 09 | Roof Level | R.01 | 99939 | Unusable Spaces | 99939 | Unusable Spaces | 183.99 | Services Zone 1 (NUFA) | 8 | Non Useable Floor Area Space Group | 811 | Non-usable - Plant room other |  | Unknown | 0.00 | NO
North Terrace_NT31-Helen Mayo South_Roof Level_R.02 _ Services Zone 2 (NUFA) | NT-NT31-09-R.02 | NT31-09-R.02-Services Zone 2 (NUFA) | North Terrace | NT | NT31 | Helen Mayo South | 09 | Roof Level | R.02 | 99939 | Unusable Spaces | 99939 | Unusable Spaces | 384.39 | Services Zone 2 (NUFA) | 8 | Non Useable Floor Area Space Group | 811 | Non-usable - Plant room other |  | Unknown | 0.00 | NO
North Terrace_NT31-Helen Mayo South_Roof Level_R.03 _ Services Zone 3 (NUFA) | NT-NT31-09-R.03 | NT31-09-R.03-Services Zone 3 (NUFA) | North Terrace | NT | NT31 | Helen Mayo South | 09 | Roof Level | R.03 | 99939 | Unusable Spaces | 99939 | Unusable Spaces | 159.47 | Services Zone 3 (NUFA) | 8 | Non Useable Floor Area Space Group | 811 | Non-usable - Plant room other |  | Unknown | 0.00 | NO
North Terrace_NT31-Helen Mayo South_Roof Level_S701 _ Stair | NT-NT31-09-S701 | NT31-09-S701-Stair | North Terrace | NT | NT31 | Helen Mayo South | 09 | Roof Level | S701 | 99939 | Unusable Spaces | 99939 | Unusable Spaces | 17.53 | Stair | 8 | Non Useable Floor Area Space Group | 805 | Non-usable - Circulation space |  | Unknown | 0.00 | NO
North Terrace_NT31-Helen Mayo South_Roof Level_S702 _ WC | NT-NT31-09-S702 | NT31-09-S702-WC | North Terrace | NT | NT31 | Helen Mayo South | 09 | Roof Level | S702 | 99939 | Unusable Spaces | 99939 | Unusable Spaces | 5.15 | WC | 8 | Non Useable Floor Area Space Group | 822 | Non-usable - Toilets/Amenities - Unisex |  | Unknown | 0.00 | NO
North Terrace_NT31-Helen Mayo South_Roof Level_S703 _ Lift Motor Room | NT-NT31-09-S703 | NT31-09-S703-Lift Motor Room | North Terrace | NT | NT31 | Helen Mayo South | 09 | Roof Level | S703 | 99939 | Unusable Spaces | 99939 | Unusable Spaces | 12.43 | Lift Motor Room | 8 | Non Useable Floor Area Space Group | 809 | Non-usable - Lift motor room |  | Unknown | 0.00 | NO
North Terrace_NT31-Helen Mayo South_Roof Level_S703A _ Plantroom | NT-NT31-09-S703A | NT31-09-S703A-Plantroom | North Terrace | NT | NT31 | Helen Mayo South | 09 | Roof Level | S703A | 99939 | Unusable Spaces | 99939 | Unusable Spaces | 10.74 | Plantroom | 8 | Non Useable Floor Area Space Group | 811 | Non-usable - Plant room other |  | Unknown | 0.00 | NO
North Terrace_NT31-Helen Mayo South_Roof Level_S703B _ VSR | NT-NT31-09-S703B | NT31-09-S703B-VSR | North Terrace | NT | NT31 | Helen Mayo South | 09 | Roof Level | S703B | 99939 | Unusable Spaces | 99939 | Unusable Spaces | 16.72 | VSR | 8 | Non Useable Floor Area Space Group | 840 | Non-usable - Service riser |  | Unknown | 0.00 | NO
North Terrace_NT31-Helen Mayo South_Roof Level_S704 _ Stair | NT-NT31-09-S704 | NT31-09-S704-Stair | North Terrace | NT | NT31 | Helen Mayo South | 09 | Roof Level | S704 | 99939 | Unusable Spaces | 99939 | Unusable Spaces | 15.49 | Stair | 8 | Non Useable Floor Area Space Group | 805 | Non-usable - Circulation space |  | Unknown | 0.00 | NO
North Terrace_NT31-Helen Mayo South_Roof Level_S705 _ WC | NT-NT31-09-S705 | NT31-09-S705-WC | North Terrace | NT | NT31 | Helen Mayo South | 09 | Roof Level | S705 | 99939 | Unusable Spaces | 99939 | Unusable Spaces | 8.34 | WC | 8 | Non Useable Floor Area Space Group | 822 | Non-usable - Toilets/Amenities - Unisex |  | Unknown | 0.00 | NO
North Terrace_NT31-Helen Mayo South_Roof Level_S706 _ Plantroom | NT-NT31-09-S706 | NT31-09-S706-Plantroom | North Terrace | NT | NT31 | Helen Mayo South | 09 | Roof Level | S706 | 99939 | Unusable Spaces | 99939 | Unusable Spaces | 4.08 | Plantroom | 8 | Non Useable Floor Area Space Group | 811 | Non-usable - Plant room other |  | Unknown | 0.00 | NO
North Terrace_NT31-Helen Mayo South_Roof Level_S707 _ Services Enclosure 1 | NT-NT31-09-S707 | NT31-09-S707-Services Enclosure 1 | North Terrace | NT | NT31 | Helen Mayo South | 09 | Roof Level | S707 | 99939 | Unusable Spaces | 99939 | Unusable Spaces | 12.99 | Services Enclosure 1 | 8 | Non Useable Floor Area Space Group | 811 | Non-usable - Plant room other |  | Unknown | 0.00 | NO
North Terrace_NT31-Helen Mayo South_Roof Level_S708 _ Services Enclosure 2 | NT-NT31-09-S708 | NT31-09-S708-Services Enclosure 2 | North Terrace | NT | NT31 | Helen Mayo South | 09 | Roof Level | S708 | 99939 | Unusable Spaces | 99939 | Unusable Spaces | 29.87 | Services Enclosure 2 | 8 | Non Useable Floor Area Space Group | 811 | Non-usable - Plant room other |  | Unknown | 0.00 | NO
North Terrace_NT32-Madley_Basement_B00 _ Foyer | NT-NT32-01-B00 | NT32-01-B00-Foyer | North Terrace | NT | NT32 | Madley | 01 | Basement | B00 | 99939 | Unusable Spaces | 99939 | Unusable Spaces | 15.21 | Foyer | 8 | Non Useable Floor Area Space Group | 805 | Non-usable - Circulation space |  | Adequate | 0.00 | NO
North Terrace_NT32-Madley_Basement_B00I _ Corr. | NT-NT32-01-B00I | NT32-01-B00I-Corr. | North Terrace | NT | NT32 | Madley | 01 | Basement | B00I | 99939 | Unusable Spaces | 99939 | Unusable Spaces | 8.3 | Corr. | 8 | Non Useable Floor Area Space Group | 805 | Non-usable - Circulation space |  | Adequate | 0.00 | NO
North Terrace_NT32-Madley_Basement_B00J _ Corr. | NT-NT32-01-B00J | NT32-01-B00J-Corr. | North Terrace | NT | NT32 | Madley | 01 | Basement | B00J | 99939 | Unusable Spaces | 99939 | Unusable Spaces | 6.1 | Corr. | 8 | Non Useable Floor Area Space Group | 805 | Non-usable - Circulation space |  | Adequate | 0.00 | NO
North Terrace_NT32-Madley_Basement_B01 _ Green Room | NT-NT32-01-B01 | NT32-01-B01-Green Room | North Terrace | NT | NT32 | Madley | 01 | Basement | B01 | 99998 | Central Common Teaching Areas (In Use) | 952 | Corporate Services Division Admin | 22.18 | Green Room | 6 | General Facility Space Group | 614 | General Facility - Theatre support room |  | Adequate | 4,212.69 | NO
North Terrace_NT32-Madley_Basement_B02 _ Dressing Room - M | NT-NT32-01-B02 | NT32-01-B02-Dressing Room - M | North Terrace | NT | NT32 | Madley | 01 | Basement | B02 | 99998 | Central Common Teaching Areas (In Use) | 952 | Corporate Services Division Admin | 68.82 | Dressing Room - M | 6 | General Facility Space Group | 614 | General Facility - Theatre support room |  | Adequate | 13,071.12 | NO
North Terrace_NT32-Madley_Basement_B03 _ Dressing Room | NT-NT32-01-B03 | NT32-01-B03-Dressing Room | North Terrace | NT | NT32 | Madley | 01 | Basement | B03 | 99998 | Central Common Teaching Areas (In Use) | 952 | Corporate Services Division Admin | 11.16 | Dressing Room | 6 | General Facility Space Group | 614 | General Facility - Theatre support room |  | Adequate | 2,119.64 | NO
North Terrace_NT32-Madley_Basement_B04 _ Costume Room | NT-NT32-01-B04 | NT32-01-B04-Costume Room | North Terrace | NT | NT32 | Madley | 01 | Basement | B04 | 99998 | Central Common Teaching Areas (In Use) | 952 | Corporate Services Division Admin | 12.43 | Costume Room | 6 | General Facility Space Group | 614 | General Facility - Theatre support room |  | Adequate | 2,360.85 | NO
North Terrace_NT32-Madley_Basement_B05 _ Corr. | NT-NT32-01-B05 | NT32-01-B05-Corr. | North Terrace | NT | NT32 | Madley | 01 | Basement | B05 | 99939 | Unusable Spaces | 99939 | Unusable Spaces | 14.06 | Corr. | 8 | Non Useable Floor Area Space Group | 805 | Non-usable - Circulation space |  | Adequate | 0.00 | NO
North Terrace_NT32-Madley_Basement_B05D _ Stair - round | NT-NT32-01-B05D | NT32-01-B05D-Stair - round | North Terrace | NT | NT32 | Madley | 01 | Basement | B05D | 99939 | Unusable Spaces | 99939 | Unusable Spaces | 5.76 | Stair - round | 8 | Non Useable Floor Area Space Group | 805 | Non-usable - Circulation space |  | Good | 0.00 | NO
North Terrace_NT32-Madley_Basement_B05E _ Stair | NT-NT32-01-B05E | NT32-01-B05E-Stair | North Terrace | NT | NT32 | Madley | 01 | Basement | B05E | 99939 | Unusable Spaces | 99939 | Unusable Spaces | 2.4 | Stair | 8 | Non Useable Floor Area Space Group | 805 | Non-usable - Circulation space |  | Unknown | 0.00 | NO
North Terrace_NT32-Madley_Basement_B06 _ Gel Stock & Store | NT-NT32-01-B06 | NT32-01-B06-Gel Stock & Store | North Terrace | NT | NT32 | Madley | 01 | Basement | B06 | 99998 | Central Common Teaching Areas (In Use) | 952 | Corporate Services Division Admin | 26.55 | Gel Stock & Store | 4 | Ancillary Area Space Group | 419 | Ancillary Area - Store Room - Generic |  | Adequate | 3,962.12 | NO
North Terrace_NT32-Madley_Basement_B07 _ Dressing Room - F | NT-NT32-01-B07 | NT32-01-B07-Dressing Room - F | North Terrace | NT | NT32 | Madley | 01 | Basement | B07 | 99998 | Central Common Teaching Areas (In Use) | 952 | Corporate Services Division Admin | 66.32 | Dressing Room - F | 6 | General Facility Space Group | 614 | General Facility - Theatre support room |  | Adequate | 12,596.29 | NO
North Terrace_NT32-Madley_Basement_B08 _ Teaching / Practice Room | NT-NT32-01-B08 | NT32-01-B08-Teaching / Practice Room | North Terrace | NT | NT32 | Madley | 01 | Basement | B08 | 540 | Elder Conservatorium of Music | 540 | Elder Conservatorium School Performing Arts | 33.42 | Teaching / Practice Room | 3 | Specialist Teaching or Research Space Group | 336 | Music Practice Rooms - Teaching |  | Adequate | 7,537.69 | NO
North Terrace_NT32-Madley_Basement_B09 _ Teaching / Practice Room | NT-NT32-01-B09 | NT32-01-B09-Teaching / Practice Room | North Terrace | NT | NT32 | Madley | 01 | Basement | B09 | 540 | Elder Conservatorium of Music | 540 | Elder Conservatorium School Performing Arts | 28.72 | Teaching / Practice Room | 3 | Specialist Teaching or Research Space Group | 336 | Music Practice Rooms - Teaching |  | Adequate | 6,477.63 | NO
North Terrace_NT32-Madley_Basement_B14 _ Teaching / Practice Room | NT-NT32-01-B14 | NT32-01-B14-Teaching / Practice Room | North Terrace | NT | NT32 | Madley | 01 | Basement | B14 | 540 | Elder Conservatorium of Music | 540 | Elder Conservatorium School Performing Arts | 91.95 | Teaching / Practice Room | 3 | Specialist Teaching or Research Space Group | 336 | Music Practice Rooms - Teaching |  | Adequate | 20,738.79 | NO
North Terrace_NT32-Madley_Basement_B15 _ Drum Kit Lockers | NT-NT32-01-B15 | NT32-01-B15-Drum Kit Lockers | North Terrace | NT | NT32 | Madley | 01 | Basement | B15 | 540 | Elder Conservatorium of Music | 540 | Elder Conservatorium School Performing Arts | 20.8 | Drum Kit Lockers | 4 | Ancillary Area Space Group | 419 | Ancillary Area - Store Room - Generic |  | Adequate | 3,104.03 | NO
North Terrace_NT32-Madley_Basement_B17 _ Store | NT-NT32-01-B17 | NT32-01-B17-Store | North Terrace | NT | NT32 | Madley | 01 | Basement | B17 | 540 | Elder Conservatorium of Music | 540 | Elder Conservatorium School Performing Arts | 15.94 | Store | 4 | Ancillary Area Space Group | 419 | Ancillary Area - Store Room - Generic |  | Good | 2,973.45 | NO
North Terrace_NT32-Madley_Basement_B18 _ Meeting | NT-NT32-01-B18 | NT32-01-B18-Meeting | North Terrace | NT | NT32 | Madley | 01 | Basement | B18 | 540 | Elder Conservatorium of Music | 540 | Elder Conservatorium School Performing Arts | 26.83 | Meeting | 6 | General Facility Space Group | 601 | General Facility - Committee/Conference/Meeting room |  | Adequate | 5,095.88 | NO
North Terrace_NT32-Madley_Basement_B19 _ Office | NT-NT32-01-B19 | NT32-01-B19-Office | North Terrace | NT | NT32 | Madley | 01 | Basement | B19 | 540 | Elder Conservatorium of Music | 540 | Elder Conservatorium School Performing Arts | 34.54 | Office | 1 | Office Space Group | 101 | Office - Academic Staff |  | Adequate | 5,857.37 | NO
North Terrace_NT32-Madley_Basement_B20 _ Drum Kit Studio | NT-NT32-01-B20 | NT32-01-B20-Drum Kit Studio | North Terrace | NT | NT32 | Madley | 01 | Basement | B20 | 540 | Elder Conservatorium of Music | 540 | Elder Conservatorium School Performing Arts | 40.46 | Drum Kit Studio | 3 | Specialist Teaching or Research Space Group | 336 | Music Practice Rooms - Teaching |  | Adequate | 9,125.52 | NO
North Terrace_NT32-Madley_Basement_B20B _ VSR | NT-NT32-01-B20B | NT32-01-B20B-VSR | North Terrace | NT | NT32 | Madley | 01 | Basement | B20B | 99939 | Unusable Spaces | 99939 | Unusable Spaces | 1.37 | VSR | 8 | Non Useable Floor Area Space Group | 840 | Non-usable - Service riser |  | Unknown | 0.00 | NO
North Terrace_NT32-Madley_Basement_B21 _ Store | NT-NT32-01-B21 | NT32-01-B21-Store | North Terrace | NT | NT32 | Madley | 01 | Basement | B21 | 540 | Elder Conservatorium of Music | 540 | Elder Conservatorium School Performing Arts | 6.68 | Store | 4 | Ancillary Area Space Group | 419 | Ancillary Area - Store Room - Generic |  | Adequate | 996.87 | NO
North Terrace_NT32-Madley_Basement_B21A _ Comms | NT-NT32-01-B21A | NT32-01-B21A-Comms | North Terrace | NT | NT32 | Madley | 01 | Basement | B21A | 850 | ITDS Branch Central Costs | 869 | Information Technology and Digital Services | 7.4 | Comms | 8 | Non Useable Floor Area Space Group | 812 | Non-usable - Comms/network system/Telephone/PABX |  | Good | 0.00 | NO
North Terrace_NT32-Madley_Basement_B21B _ VSR | NT-NT32-01-B21B | NT32-01-B21B-VSR | North Terrace | NT | NT32 | Madley | 01 | Basement | B21B | 99939 | Unusable Spaces | 99939 | Unusable Spaces | 2.25 | VSR | 8 | Non Useable Floor Area Space Group | 840 | Non-usable - Service riser |  | Unknown | 0.00 | NO
North Terrace_NT32-Madley_Basement_B22 _ Teaching / Practice Room | NT-NT32-01-B22 | NT32-01-B22-Teaching / Practice Room | North Terrace | NT | NT32 | Madley | 01 | Basement | B22 | 540 | Elder Conservatorium of Music | 540 | Elder Conservatorium School Performing Arts | 124.63 | Teaching / Practice Room | 3 | Specialist Teaching or Research Space Group | 336 | Music Practice Rooms - Teaching |  | Adequate | 28,109.58 | NO
North Terrace_NT32-Madley_Basement_B23 _ Store | NT-NT32-01-B23 | NT32-01-B23-Store | North Terrace | NT | NT32 | Madley | 01 | Basement | B23 | 99998 | Central Common Teaching Areas (In Use) | 952 | Corporate Services Division Admin | 16.65 | Store | 4 | Ancillary Area Space Group | 419 | Ancillary Area - Store Room - Generic |  | Adequate | 2,484.72 | NO
North Terrace_NT32-Madley_Basement_B24 _ WC - M | NT-NT32-01-B24 | NT32-01-B24-WC - M | North Terrace | NT | NT32 | Madley | 01 | Basement | B24 | 99998 | Central Common Teaching Areas (In Use) | 952 | Corporate Services Division Admin | 18.47 | WC - M | 8 | Non Useable Floor Area Space Group | 821 | Non-usable - Toilets/Amenities - Male |  | Adequate | 0.00 | NO
North Terrace_NT32-Madley_Basement_B24A _ Lockers - A/L | NT-NT32-01-B24A | NT32-01-B24A-Lockers - A/L | North Terrace | NT | NT32 | Madley | 01 | Basement | B24A | 99939 | Unusable Spaces | 99939 | Unusable Spaces | 14.12 | Lockers - A/L | 4 | Ancillary Area Space Group | 416 | Ancillary Area - Locker Storage/Room |  | Excellent | 3,097.52 | NO
North Terrace_NT32-Madley_Basement_B25 _ WC - F | NT-NT32-01-B25 | NT32-01-B25-WC - F | North Terrace | NT | NT32 | Madley | 01 | Basement | B25 | 99998 | Central Common Teaching Areas (In Use) | 952 | Corporate Services Division Admin | 15.11 | WC - F | 8 | Non Useable Floor Area Space Group | 820 | Non-usable - Toilets/Amenities - Female |  | Adequate | 0.00 | NO
North Terrace_NT32-Madley_Basement_B26 _ WC - F | NT-NT32-01-B26 | NT32-01-B26-WC - F | North Terrace | NT | NT32 | Madley | 01 | Basement | B26 | 99998 | Central Common Teaching Areas (In Use) | 952 | Corporate Services Division Admin | 19.42 | WC - F | 8 | Non Useable Floor Area Space Group | 820 | Non-usable - Toilets/Amenities - Female |  | Adequate | 0.00 | NO
North Terrace_NT32-Madley_Basement_B27 _ Entry - A/L | NT-NT32-01-B27 | NT32-01-B27-Entry - A/L | North Terrace | NT | NT32 | Madley | 01 | Basement | B27 | 99939 | Unusable Spaces | 99939 | Unusable Spaces | 12.36 | Entry - A/L | 8 | Non Useable Floor Area Space Group | 805 | Non-usable - Circulation space |  | Adequate | 0.00 | NO
North Terrace_NT32-Madley_Basement_B28 _ Corr. | NT-NT32-01-B28 | NT32-01-B28-Corr. | North Terrace | NT | NT32 | Madley | 01 | Basement | B28 | 99939 | Unusable Spaces | 99939 | Unusable Spaces | 16.69 | Corr. | 8 | Non Useable Floor Area Space Group | 805 | Non-usable - Circulation space |  | Adequate | 0.00 | NO
North Terrace_NT32-Madley_Basement_B29 _ Corr. | NT-NT32-01-B29 | NT32-01-B29-Corr. | North Terrace | NT | NT32 | Madley | 01 | Basement | B29 | 99939 | Unusable Spaces | 99939 | Unusable Spaces | 18.67 | Corr. | 8 | Non Useable Floor Area Space Group | 805 | Non-usable - Circulation space |  | Adequate | 0.00 | NO
North Terrace_NT32-Madley_Basement_B30 _ Corr. | NT-NT32-01-B30 | NT32-01-B30-Corr. | North Terrace | NT | NT32 | Madley | 01 | Basement | B30 | 99939 | Unusable Spaces | 99939 | Unusable Spaces | 16.74 | Corr. | 8 | Non Useable Floor Area Space Group | 805 | Non-usable - Circulation space |  | Unknown | 0.00 | NO
North Terrace_NT32-Madley_Basement_B30A _ Lockers | NT-NT32-01-B30A | NT32-01-B30A-Lockers | North Terrace | NT | NT32 | Madley | 01 | Basement | B30A | 540 | Elder Conservatorium of Music | 540 | Elder Conservatorium School Performing Arts | 19.51 | Lockers | 4 | Ancillary Area Space Group | 416 | Ancillary Area - Locker Storage/Room |  | Adequate | 2,911.52 | NO
North Terrace_NT32-Madley_Basement_B30B _ Corr. | NT-NT32-01-B30B | NT32-01-B30B-Corr. | North Terrace | NT | NT32 | Madley | 01 | Basement | B30B | 99939 | Unusable Spaces | 99939 | Unusable Spaces | 12.03 | Corr. | 8 | Non Useable Floor Area Space Group | 805 | Non-usable - Circulation space |  | Adequate | 0.00 | NO
North Terrace_NT32-Madley_Basement_B30C _ Corr. | NT-NT32-01-B30C | NT32-01-B30C-Corr. | North Terrace | NT | NT32 | Madley | 01 | Basement | B30C | 99939 | Unusable Spaces | 99939 | Unusable Spaces | 2.03 | Corr. | 8 | Non Useable Floor Area Space Group | 805 | Non-usable - Circulation space |  | Adequate | 0.00 | NO
North Terrace_NT32-Madley_Basement_B30D _ Corr. | NT-NT32-01-B30D | NT32-01-B30D-Corr. | North Terrace | NT | NT32 | Madley | 01 | Basement | B30D | 99939 | Unusable Spaces | 99939 | Unusable Spaces | 12.78 | Corr. | 8 | Non Useable Floor Area Space Group | 805 | Non-usable - Circulation space |  | Adequate | 0.00 | NO
North Terrace_NT32-Madley_Basement_B31 _ Stair - East | NT-NT32-01-B31 | NT32-01-B31-Stair - East | North Terrace | NT | NT32 | Madley | 01 | Basement | B31 | 99939 | Unusable Spaces | 99939 | Unusable Spaces | 15.68 | Stair - East | 8 | Non Useable Floor Area Space Group | 805 | Non-usable - Circulation space |  | Adequate | 0.00 | NO
North Terrace_NT32-Madley_Basement_B32 _ Plantroom | NT-NT32-01-B32 | NT32-01-B32-Plantroom | North Terrace | NT | NT32 | Madley | 01 | Basement | B32 | 99939 | Unusable Spaces | 99939 | Unusable Spaces | 10 | Plantroom | 8 | Non Useable Floor Area Space Group | 811 | Non-usable - Plant room other |  | Unknown | 0.00 | NO
North Terrace_NT32-Madley_Basement_B35 _ Corr. | NT-NT32-01-B35 | NT32-01-B35-Corr. | North Terrace | NT | NT32 | Madley | 01 | Basement | B35 | 99939 | Unusable Spaces | 99939 | Unusable Spaces | 3.88 | Corr. | 8 | Non Useable Floor Area Space Group | 805 | Non-usable - Circulation space |  | Adequate | 0.00 | NO
North Terrace_NT32-Madley_Ground Floor_G01 _ Corr. | NT-NT32-02-G01 | NT32-02-G01-Corr. | North Terrace | NT | NT32 | Madley | 02 | Ground Floor | G01 | 99939 | Unusable Spaces | 99939 | Unusable Spaces | 80.44 | Corr. | 8 | Non Useable Floor Area Space Group | 805 | Non-usable - Circulation space |  | Unknown | 0.00 | NO
North Terrace_NT32-Madley_Ground Floor_G01A _ Corr. | NT-NT32-02-G01A | NT32-02-G01A-Corr. | North Terrace | NT | NT32 | Madley | 02 | Ground Floor | G01A | 99939 | Unusable Spaces | 99939 | Unusable Spaces | 5.38 | Corr. | 8 | Non Useable Floor Area Space Group | 805 | Non-usable - Circulation space |  | Unknown | 0.00 | NO
North Terrace_NT32-Madley_Ground Floor_G02 _ "Madley Rehearsal Studio" | NT-NT32-02-G02 | NT32-02-G02-"Madley Rehearsal Studio" | North Terrace | NT | NT32 | Madley | 02 | Ground Floor | G02 | 540 | Elder Conservatorium of Music | 540 | Elder Conservatorium School Performing Arts | 190.71 | "Madley Rehearsal Studio" | 2 | Teaching Space Group | 204 | Lecture/Seminar/Tutorial (>70 seats) Flat Floor |  | Good | 49,320.04 | NO
North Terrace_NT32-Madley_Ground Floor_G03 _ Practice Room | NT-NT32-02-G03 | NT32-02-G03-Practice Room | North Terrace | NT | NT32 | Madley | 02 | Ground Floor | G03 | 540 | Elder Conservatorium of Music | 540 | Elder Conservatorium School Performing Arts | 17.25 | Practice Room | 3 | Specialist Teaching or Research Space Group | 336 | Music Practice Rooms - Teaching |  | Good | 4,863.30 | NO
North Terrace_NT32-Madley_Ground Floor_G04 _ Practice Room | NT-NT32-02-G04 | NT32-02-G04-Practice Room | North Terrace | NT | NT32 | Madley | 02 | Ground Floor | G04 | 540 | Elder Conservatorium of Music | 540 | Elder Conservatorium School Performing Arts | 17.25 | Practice Room | 3 | Specialist Teaching or Research Space Group | 336 | Music Practice Rooms - Teaching |  | Good | 4,863.30 | NO
North Terrace_NT32-Madley_Ground Floor_G05 _ Practice Room | NT-NT32-02-G05 | NT32-02-G05-Practice Room | North Terrace | NT | NT32 | Madley | 02 | Ground Floor | G05 | 540 | Elder Conservatorium of Music | 540 | Elder Conservatorium School Performing Arts | 17.25 | Practice Room | 3 | Specialist Teaching or Research Space Group | 336 | Music Practice Rooms - Teaching |  | Adequate | 3,890.64 | NO
North Terrace_NT32-Madley_Ground Floor_G06 _ Practice Room | NT-NT32-02-G06 | NT32-02-G06-Practice Room | North Terrace | NT | NT32 | Madley | 02 | Ground Floor | G06 | 540 | Elder Conservatorium of Music | 540 | Elder Conservatorium School Performing Arts | 17.19 | Practice Room | 3 | Specialist Teaching or Research Space Group | 336 | Music Practice Rooms - Teaching |  | Adequate | 3,877.11 | NO
North Terrace_NT32-Madley_Ground Floor_G07 _ Practice Room | NT-NT32-02-G07 | NT32-02-G07-Practice Room | North Terrace | NT | NT32 | Madley | 02 | Ground Floor | G07 | 540 | Elder Conservatorium of Music | 540 | Elder Conservatorium School Performing Arts | 17.14 | Practice Room | 3 | Specialist Teaching or Research Space Group | 336 | Music Practice Rooms - Teaching |  | Adequate | 3,865.83 | NO
North Terrace_NT32-Madley_Ground Floor_G08 _ Office | NT-NT32-02-G08 | NT32-02-G08-Office | North Terrace | NT | NT32 | Madley | 02 | Ground Floor | G08 | 540 | Elder Conservatorium of Music | 540 | Elder Conservatorium School Performing Arts | 15.25 | Office | 1 | Office Space Group | 101 | Office - Academic Staff |  | Good | 3,232.66 | NO
North Terrace_NT32-Madley_Ground Floor_G09 _ Practice Room | NT-NT32-02-G09 | NT32-02-G09-Practice Room | North Terrace | NT | NT32 | Madley | 02 | Ground Floor | G09 | 540 | Elder Conservatorium of Music | 540 | Elder Conservatorium School Performing Arts | 14.38 | Practice Room | 3 | Specialist Teaching or Research Space Group | 336 | Music Practice Rooms - Teaching |  | Good | 4,054.16 | NO
North Terrace_NT32-Madley_Ground Floor_G10 _ Practice Room | NT-NT32-02-G10 | NT32-02-G10-Practice Room | North Terrace | NT | NT32 | Madley | 02 | Ground Floor | G10 | 540 | Elder Conservatorium of Music | 540 | Elder Conservatorium School Performing Arts | 15.79 | Practice Room | 3 | Specialist Teaching or Research Space Group | 336 | Music Practice Rooms - Teaching |  | Adequate | 3,561.34 | NO
North Terrace_NT32-Madley_Ground Floor_G11 _ Practice Room | NT-NT32-02-G11 | NT32-02-G11-Practice Room | North Terrace | NT | NT32 | Madley | 02 | Ground Floor | G11 | 540 | Elder Conservatorium of Music | 540 | Elder Conservatorium School Performing Arts | 15.79 | Practice Room | 3 | Specialist Teaching or Research Space Group | 336 | Music Practice Rooms - Teaching |  | Adequate | 3,561.34 | NO
North Terrace_NT32-Madley_Ground Floor_G12 _ Percussion Studio | NT-NT32-02-G12 | NT32-02-G12-Percussion Studio | North Terrace | NT | NT32 | Madley | 02 | Ground Floor | G12 | 540 | Elder Conservatorium of Music | 540 | Elder Conservatorium School Performing Arts | 118.19 | Percussion Studio | 3 | Specialist Teaching or Research Space Group | 336 | Music Practice Rooms - Teaching |  | Adequate | 26,657.07 | NO
North Terrace_NT32-Madley_Ground Floor_G13 _ Stair | NT-NT32-02-G13 | NT32-02-G13-Stair | North Terrace | NT | NT32 | Madley | 02 | Ground Floor | G13 | 99939 | Unusable Spaces | 99939 | Unusable Spaces | 11.74 | Stair | 8 | Non Useable Floor Area Space Group | 805 | Non-usable - Circulation space |  | Unknown | 0.00 | NO
North Terrace_NT32-Madley_Ground Floor_G13A _ Corr. | NT-NT32-02-G13A | NT32-02-G13A-Corr. | North Terrace | NT | NT32 | Madley | 02 | Ground Floor | G13A | 99998 | Central Common Teaching Areas (In Use) | 952 | Corporate Services Division Admin | 16.32 | Corr. | 8 | Non Useable Floor Area Space Group | 805 | Non-usable - Circulation space |  | Good | 0.00 | NO
North Terrace_NT32-Madley_Ground Floor_G14 _ Practice Room | NT-NT32-02-G14 | NT32-02-G14-Practice Room | North Terrace | NT | NT32 | Madley | 02 | Ground Floor | G14 | 540 | Elder Conservatorium of Music | 540 | Elder Conservatorium School Performing Arts | 21.06 | Practice Room | 3 | Specialist Teaching or Research Space Group | 336 | Music Practice Rooms - Teaching |  | Good | 5,937.45 | NO
North Terrace_NT32-Madley_Ground Floor_G15 _ Practice Room | NT-NT32-02-G15 | NT32-02-G15-Practice Room | North Terrace | NT | NT32 | Madley | 02 | Ground Floor | G15 | 540 | Elder Conservatorium of Music | 540 | Elder Conservatorium School Performing Arts | 16.88 | Practice Room | 3 | Specialist Teaching or Research Space Group | 336 | Music Practice Rooms - Teaching |  | Good | 4,758.98 | NO
North Terrace_NT32-Madley_Ground Floor_G16 _ Practice Room | NT-NT32-02-G16 | NT32-02-G16-Practice Room | North Terrace | NT | NT32 | Madley | 02 | Ground Floor | G16 | 540 | Elder Conservatorium of Music | 540 | Elder Conservatorium School Performing Arts | 17.49 | Practice Room | 3 | Specialist Teaching or Research Space Group | 336 | Music Practice Rooms - Teaching |  | Good | 4,930.96 | NO
North Terrace_NT32-Madley_Ground Floor_G17 _ Store (Scott Theatre) | NT-NT32-02-G17 | NT32-02-G17-Store (Scott Theatre) | North Terrace | NT | NT32 | Madley | 02 | Ground Floor | G17 | 99998 | Central Common Teaching Areas (In Use) | 952 | Corporate Services Division Admin | 51.84 | Store (Scott Theatre) | 4 | Ancillary Area Space Group | 419 | Ancillary Area - Store Room - Generic |  | Good | 9,670.25 | NO
North Terrace_NT32-Madley_Roof Plan_R.01 _ Services Zone 1 (NUFA) | NT-NT32-03-R.01 | NT32-03-R.01-Services Zone 1 (NUFA) | North Terrace | NT | NT32 | Madley | 03 | Roof Plan | R.01 | 99939 | Unusable Spaces | 99939 | Unusable Spaces | 19.46 | Services Zone 1 (NUFA) | 8 | Non Useable Floor Area Space Group | 811 | Non-usable - Plant room other |  | Unknown | 0.00 | NO
North Terrace_NT32-Madley_Roof Plan_R.02 _ Services Zone 2 (NUFA) | NT-NT32-03-R.02 | NT32-03-R.02-Services Zone 2 (NUFA) | North Terrace | NT | NT32 | Madley | 03 | Roof Plan | R.02 | 99939 | Unusable Spaces | 99939 | Unusable Spaces | 49.24 | Services Zone 2 (NUFA) | 8 | Non Useable Floor Area Space Group | 811 | Non-usable - Plant room other |  | Unknown | 0.00 | NO
North Terrace_NT33-Napier_Lower Ground_LG01 _ Lift Lobby | NT-NT33-01-LG01 | NT33-01-LG01-Lift Lobby | North Terrace | NT | NT33 | Napier | 01 | Lower Ground | LG01 | 99939 | Unusable Spaces | 99939 | Unusable Spaces | 8.36 | Lift Lobby | 8 | Non Useable Floor Area Space Group | 805 | Non-usable - Circulation space |  | Unknown | 0.00 | NO
North Terrace_NT33-Napier_Lower Ground_LG01A _ Corr. | NT-NT33-01-LG01A | NT33-01-LG01A-Corr. | North Terrace | NT | NT33 | Napier | 01 | Lower Ground | LG01A | 99939 | Unusable Spaces | 99939 | Unusable Spaces | 7.04 | Corr. | 8 | Non Useable Floor Area Space Group | 805 | Non-usable - Circulation space |  | Unknown | 0.00 | NO
North Terrace_NT33-Napier_Lower Ground_LG01B _ VSR | NT-NT33-01-LG01B | NT33-01-LG01B-VSR | North Terrace | NT | NT33 | Napier | 01 | Lower Ground | LG01B | 99939 | Unusable Spaces | 99939 | Unusable Spaces | 1.76 | VSR | 8 | Non Useable Floor Area Space Group | 840 | Non-usable - Service riser |  | Unknown | 0.00 | NO
North Terrace_NT33-Napier_Lower Ground_LG01C _ Corr. | NT-NT33-01-LG01C | NT33-01-LG01C-Corr. | North Terrace | NT | NT33 | Napier | 01 | Lower Ground | LG01C | 99939 | Unusable Spaces | 99939 | Unusable Spaces | 14.15 | Corr. | 8 | Non Useable Floor Area Space Group | 805 | Non-usable - Circulation space |  | Unknown | 0.00 | NO
North Terrace_NT33-Napier_Lower Ground_LG01D _ Corr. - East | NT-NT33-01-LG01D | NT33-01-LG01D-Corr. - East | North Terrace | NT | NT33 | Napier | 01 | Lower Ground | LG01D | 99939 | Unusable Spaces | 99939 | Unusable Spaces | 32.32 | Corr. - East | 8 | Non Useable Floor Area Space Group | 805 | Non-usable - Circulation space |  | Unknown | 0.00 | NO
North Terrace_NT33-Napier_Lower Ground_LG01E _ Main Foyer | NT-NT33-01-LG01E | NT33-01-LG01E-Main Foyer | North Terrace | NT | NT33 | Napier | 01 | Lower Ground | LG01E | 99939 | Unusable Spaces | 99939 | Unusable Spaces | 152.3 | Main Foyer | 8 | Non Useable Floor Area Space Group | 805 | Non-usable - Circulation space |  | Unknown | 0.00 | NO
North Terrace_NT33-Napier_Lower Ground_LG01F _ Fire Hydrant | NT-NT33-01-LG01F | NT33-01-LG01F-Fire Hydrant | North Terrace | NT | NT33 | Napier | 01 | Lower Ground | LG01F | 99939 | Unusable Spaces | 99939 | Unusable Spaces | 0.17 | Fire Hydrant | 8 | Non Useable Floor Area Space Group | 840 | Non-usable - Service riser |  | Unknown | 0.00 | NO
North Terrace_NT33-Napier_Lower Ground_LG01G _ DB | NT-NT33-01-LG01G | NT33-01-LG01G-DB | North Terrace | NT | NT33 | Napier | 01 | Lower Ground | LG01G | 99939 | Unusable Spaces | 99939 | Unusable Spaces | 0.29 | DB | 8 | Non Useable Floor Area Space Group | 815 | Non-usable - Switch room |  | Unknown | 0.00 | NO
North Terrace_NT33-Napier_Lower Ground_LG01H _ Fire Hydrant | NT-NT33-01-LG01H | NT33-01-LG01H-Fire Hydrant | North Terrace | NT | NT33 | Napier | 01 | Lower Ground | LG01H | 99939 | Unusable Spaces | 99939 | Unusable Spaces | 0.19 | Fire Hydrant | 8 | Non Useable Floor Area Space Group | 840 | Non-usable - Service riser |  | Unknown | 0.00 | NO
North Terrace_NT33-Napier_Lower Ground_LG01J _ Lobby | NT-NT33-01-LG01J | NT33-01-LG01J-Lobby | North Terrace | NT | NT33 | Napier | 01 | Lower Ground | LG01J | 99939 | Unusable Spaces | 99939 | Unusable Spaces | 16.14 | Lobby | 8 | Non Useable Floor Area Space Group | 805 | Non-usable - Circulation space |  | Unknown | 0.00 | NO
North Terrace_NT33-Napier_Lower Ground_LG01K _ Entrance | NT-NT33-01-LG01K | NT33-01-LG01K-Entrance | North Terrace | NT | NT33 | Napier | 01 | Lower Ground | LG01K | 99939 | Unusable Spaces | 99939 | Unusable Spaces | 8.94 | Entrance | 8 | Non Useable Floor Area Space Group | 805 | Non-usable - Circulation space |  | Unknown | 0.00 | NO
North Terrace_NT33-Napier_Lower Ground_LG01L _ Corr. - West | NT-NT33-01-LG01L | NT33-01-LG01L-Corr. - West | North Terrace | NT | NT33 | Napier | 01 | Lower Ground | LG01L | 99939 | Unusable Spaces | 99939 | Unusable Spaces | 25.22 | Corr. - West | 8 | Non Useable Floor Area Space Group | 805 | Non-usable - Circulation space |  | Unknown | 0.00 | NO
North Terrace_NT33-Napier_Lower Ground_LG01O _ Plantroom | NT-NT33-01-LG01O | NT33-01-LG01O-Plantroom | North Terrace | NT | NT33 | Napier | 01 | Lower Ground | LG01O | 99939 | Unusable Spaces | 99939 | Unusable Spaces | 2.54 | Plantroom | 8 | Non Useable Floor Area Space Group | 811 | Non-usable - Plant room other |  | Unknown | 0.00 | NO
North Terrace_NT33-Napier_Lower Ground_LG01P _ Entry - A/L | NT-NT33-01-LG01P | NT33-01-LG01P-Entry - A/L | North Terrace | NT | NT33 | Napier | 01 | Lower Ground | LG01P | 99939 | Unusable Spaces | 99939 | Unusable Spaces | 10.85 | Entry - A/L | 8 | Non Useable Floor Area Space Group | 805 | Non-usable - Circulation space |  | Unknown | 0.00 | NO
North Terrace_NT33-Napier_Lower Ground_LG01Q _ Vending Machine - Cold Drink | NT-NT33-01-LG01Q | NT33-01-LG01Q-Vending Machine - Cold Drink | North Terrace | NT | NT33 | Napier | 01 | Lower Ground | LG01Q | 99994 | Uni of Adelaide Student Union Association | 859 | Infrastructure | 2.25 | Vending Machine - Cold Drink | 6 | General Facility Space Group | 611 | General Facility - Commercial/Business/Retail Facilities |  | Good | 534.18 | NO
North Terrace_NT33-Napier_Lower Ground_LG01R _ Vending Machine - Snack | NT-NT33-01-LG01R | NT33-01-LG01R-Vending Machine - Snack | North Terrace | NT | NT33 | Napier | 01 | Lower Ground | LG01R | 99994 | Uni of Adelaide Student Union Association | 859 | Infrastructure | 1.5 | Vending Machine - Snack | 6 | General Facility Space Group | 611 | General Facility - Commercial/Business/Retail Facilities |  | Good | 356.12 | NO
North Terrace_NT33-Napier_Lower Ground_LG02 _ Plantroom - A/C | NT-NT33-01-LG02 | NT33-01-LG02-Plantroom - A/C | North Terrace | NT | NT33 | Napier | 01 | Lower Ground | LG02 | 99939 | Unusable Spaces | 99939 | Unusable Spaces | 130.89 | Plantroom - A/C | 8 | Non Useable Floor Area Space Group | 810 | Non-usable - Mechanical plant room |  | Unknown | 0.00 | NO
North Terrace_NT33-Napier_Lower Ground_LG02A _ A/L | NT-NT33-01-LG02A | NT33-01-LG02A-A/L | North Terrace | NT | NT33 | Napier | 01 | Lower Ground | LG02A | 99939 | Unusable Spaces | 99939 | Unusable Spaces | 4.95 | A/L | 8 | Non Useable Floor Area Space Group | 805 | Non-usable - Circulation space |  | Unknown | 0.00 | NO
North Terrace_NT33-Napier_Lower Ground_LG02D _ Services Area | NT-NT33-01-LG02D | NT33-01-LG02D-Services Area | North Terrace | NT | NT33 | Napier | 01 | Lower Ground | LG02D | 99939 | Unusable Spaces | 99939 | Unusable Spaces | 1.09 | Services Area | 8 | Non Useable Floor Area Space Group | 811 | Non-usable - Plant room other |  | Unknown | 0.00 | NO
North Terrace_NT33-Napier_Lower Ground_LG03 _ Plantroom - Mech | NT-NT33-01-LG03 | NT33-01-LG03-Plantroom - Mech | North Terrace | NT | NT33 | Napier | 01 | Lower Ground | LG03 | 99939 | Unusable Spaces | 99939 | Unusable Spaces | 137.79 | Plantroom - Mech | 8 | Non Useable Floor Area Space Group | 810 | Non-usable - Mechanical plant room |  | Unknown | 0.00 | NO
North Terrace_NT33-Napier_Lower Ground_LG04 _ Plantroom - Mech | NT-NT33-01-LG04 | NT33-01-LG04-Plantroom - Mech | North Terrace | NT | NT33 | Napier | 01 | Lower Ground | LG04 | 99939 | Unusable Spaces | 99939 | Unusable Spaces | 96.46 | Plantroom - Mech | 8 | Non Useable Floor Area Space Group | 810 | Non-usable - Mechanical plant room |  | Unknown | 0.00 | NO
North Terrace_NT33-Napier_Lower Ground_LG05 _ PABX | NT-NT33-01-LG05 | NT33-01-LG05-PABX | North Terrace | NT | NT33 | Napier | 01 | Lower Ground | LG05 | 850 | ITDS Branch Central Costs | 869 | Information Technology and Digital Services | 30 | PABX | 8 | Non Useable Floor Area Space Group | 812 | Non-usable - Comms/network system/Telephone/PABX |  | Good | 0.00 | NO
North Terrace_NT33-Napier_Lower Ground_LG05C _ PABX | NT-NT33-01-LG05C | NT33-01-LG05C-PABX | North Terrace | NT | NT33 | Napier | 01 | Lower Ground | LG05C | 850 | ITDS Branch Central Costs | 869 | Information Technology and Digital Services | 44.88 | PABX | 8 | Non Useable Floor Area Space Group | 812 | Non-usable - Comms/network system/Telephone/PABX |  | Good | 0.00 | NO
North Terrace_NT33-Napier_Lower Ground_LG06 _ Store | NT-NT33-01-LG06 | NT33-01-LG06-Store | North Terrace | NT | NT33 | Napier | 01 | Lower Ground | LG06 | 401 | School of Social Sciences Office | 401 | School of Social Sciences | 9.45 | Store | 4 | Ancillary Area Space Group | 419 | Ancillary Area - Store Room - Generic |  | Good | 1,762.81 | NO
North Terrace_NT33-Napier_Lower Ground_LG06A _ Services Area | NT-NT33-01-LG06A | NT33-01-LG06A-Services Area | North Terrace | NT | NT33 | Napier | 01 | Lower Ground | LG06A | 99939 | Unusable Spaces | 99939 | Unusable Spaces | 0.68 | Services Area | 8 | Non Useable Floor Area Space Group | 811 | Non-usable - Plant room other |  | Unknown | 0.00 | NO
North Terrace_NT33-Napier_Lower Ground_LG06C _ Store Entry | NT-NT33-01-LG06C | NT33-01-LG06C-Store Entry | North Terrace | NT | NT33 | Napier | 01 | Lower Ground | LG06C | 401 | School of Social Sciences Office | 401 | School of Social Sciences | 4.48 | Store Entry | 4 | Ancillary Area Space Group | 419 | Ancillary Area - Store Room - Generic |  | Good | 835.70 | NO
North Terrace_NT33-Napier_Lower Ground_LG07 _ Tutorial | NT-NT33-01-LG07 | NT33-01-LG07-Tutorial | North Terrace | NT | NT33 | Napier | 01 | Lower Ground | LG07 | 99998 | Central Common Teaching Areas (In Use) | 952 | Corporate Services Division Admin | 25.69 | Tutorial | 2 | Teaching Space Group | 206 | Lecture/Seminar/Tutorial/Class Room (<30) Flat Floor |  | Adequate | 5,315.01 | NO
North Terrace_NT33-Napier_Lower Ground_LG09 _ Tutorial | NT-NT33-01-LG09 | NT33-01-LG09-Tutorial | North Terrace | NT | NT33 | Napier | 01 | Lower Ground | LG09 | 99998 | Central Common Teaching Areas (In Use) | 952 | Corporate Services Division Admin | 38.49 | Tutorial | 2 | Teaching Space Group | 206 | Lecture/Seminar/Tutorial/Class Room (<30) Flat Floor |  | Adequate | 7,963.20 | NO
North Terrace_NT33-Napier_Lower Ground_LG11 _ Tutorial | NT-NT33-01-LG11 | NT33-01-LG11-Tutorial | North Terrace | NT | NT33 | Napier | 01 | Lower Ground | LG11 | 99998 | Central Common Teaching Areas (In Use) | 952 | Corporate Services Division Admin | 38.49 | Tutorial | 2 | Teaching Space Group | 206 | Lecture/Seminar/Tutorial/Class Room (<30) Flat Floor |  | Adequate | 7,963.20 | NO
North Terrace_NT33-Napier_Lower Ground_LG12 _ Tutorial | NT-NT33-01-LG12 | NT33-01-LG12-Tutorial | North Terrace | NT | NT33 | Napier | 01 | Lower Ground | LG12 | 99998 | Central Common Teaching Areas (In Use) | 952 | Corporate Services Division Admin | 41.63 | Tutorial | 2 | Teaching Space Group | 206 | Lecture/Seminar/Tutorial/Class Room (<30) Flat Floor |  | Adequate | 8,612.84 | NO
North Terrace_NT33-Napier_Lower Ground_LG14 _ "Eric Russell Seminar Room" | NT-NT33-01-LG14 | NT33-01-LG14-"Eric Russell Seminar Room" | North Terrace | NT | NT33 | Napier | 01 | Lower Ground | LG14 | 99998 | Central Common Teaching Areas (In Use) | 952 | Corporate Services Division Admin | 63.01 | "Eric Russell Seminar Room" | 2 | Teaching Space Group | 205 | Lecture/Seminar/Tutorial/Class Room (31 to 69) Flat Floor |  | Adequate | 13,036.15 | NO
North Terrace_NT33-Napier_Lower Ground_LG15 _ Tutorial | NT-NT33-01-LG15 | NT33-01-LG15-Tutorial | North Terrace | NT | NT33 | Napier | 01 | Lower Ground | LG15 | 99998 | Central Common Teaching Areas (In Use) | 952 | Corporate Services Division Admin | 54.39 | Tutorial | 2 | Teaching Space Group | 206 | Lecture/Seminar/Tutorial/Class Room (<30) Flat Floor |  | Adequate | 11,252.76 | NO
North Terrace_NT33-Napier_Lower Ground_LG17 _ Stair | NT-NT33-01-LG17 | NT33-01-LG17-Stair | North Terrace | NT | NT33 | Napier | 01 | Lower Ground | LG17 | 99939 | Unusable Spaces | 99939 | Unusable Spaces | 20.22 | Stair | 8 | Non Useable Floor Area Space Group | 805 | Non-usable - Circulation space |  | Unknown | 0.00 | NO
North Terrace_NT33-Napier_Lower Ground_LG17A _ Tea Room | NT-NT33-01-LG17A | NT33-01-LG17A-Tea Room | North Terrace | NT | NT33 | Napier | 01 | Lower Ground | LG17A | 99939 | Unusable Spaces | 99939 | Unusable Spaces | 3.06 | Tea Room | 6 | General Facility Space Group | 608 | General Facility - Kitchen/Servery/Food Storage |  | Unknown | 0.00 | NO
North Terrace_NT33-Napier_Lower Ground_LG17D _ VSR | NT-NT33-01-LG17D | NT33-01-LG17D-VSR | North Terrace | NT | NT33 | Napier | 01 | Lower Ground | LG17D | 99939 | Unusable Spaces | 99939 | Unusable Spaces | 1.66 | VSR | 8 | Non Useable Floor Area Space Group | 840 | Non-usable - Service riser |  | Unknown | 0.00 | NO
North Terrace_NT33-Napier_Lower Ground_LG18 _ Tutorial | NT-NT33-01-LG18 | NT33-01-LG18-Tutorial | North Terrace | NT | NT33 | Napier | 01 | Lower Ground | LG18 | 99998 | Central Common Teaching Areas (In Use) | 952 | Corporate Services Division Admin | 38.32 | Tutorial | 2 | Teaching Space Group | 206 | Lecture/Seminar/Tutorial/Class Room (<30) Flat Floor |  | Adequate | 7,928.03 | NO
North Terrace_NT33-Napier_Lower Ground_LG19 _ Tutorial | NT-NT33-01-LG19 | NT33-01-LG19-Tutorial | North Terrace | NT | NT33 | Napier | 01 | Lower Ground | LG19 | 99998 | Central Common Teaching Areas (In Use) | 952 | Corporate Services Division Admin | 38.34 | Tutorial | 2 | Teaching Space Group | 206 | Lecture/Seminar/Tutorial/Class Room (<30) Flat Floor |  | Adequate | 7,932.17 | NO
North Terrace_NT33-Napier_Lower Ground_LG21 _ Tutorial | NT-NT33-01-LG21 | NT33-01-LG21-Tutorial | North Terrace | NT | NT33 | Napier | 01 | Lower Ground | LG21 | 99998 | Central Common Teaching Areas (In Use) | 952 | Corporate Services Division Admin | 49.97 | Tutorial | 2 | Teaching Space Group | 206 | Lecture/Seminar/Tutorial/Class Room (<30) Flat Floor |  | Adequate | 10,338.30 | NO
North Terrace_NT33-Napier_Lower Ground_LG23 _ Small Group Discovery Experience | NT-NT33-01-LG23 | NT33-01-LG23-Small Group Discovery Experience | North Terrace | NT | NT33 | Napier | 01 | Lower Ground | LG23 | 99998 | Central Common Teaching Areas (In Use) | 952 | Corporate Services Division Admin | 61.78 | Small Group Discovery Experience | 2 | Teaching Space Group | 205 | Lecture/Seminar/Tutorial/Class Room (31 to 69) Flat Floor |  | Good | 15,977.10 | NO
North Terrace_NT33-Napier_Lower Ground_LG24 _ Small Group Discovery Experience | NT-NT33-01-LG24 | NT33-01-LG24-Small Group Discovery Experience | North Terrace | NT | NT33 | Napier | 01 | Lower Ground | LG24 | 99998 | Central Common Teaching Areas (In Use) | 952 | Corporate Services Division Admin | 81.69 | Small Group Discovery Experience | 2 | Teaching Space Group | 204 | Lecture/Seminar/Tutorial (>70 seats) Flat Floor |  | Good | 21,126.08 | NO
North Terrace_NT33-Napier_Lower Ground_LG25 _ Corr. | NT-NT33-01-LG25 | NT33-01-LG25-Corr. | North Terrace | NT | NT33 | Napier | 01 | Lower Ground | LG25 | 99939 | Unusable Spaces | 99939 | Unusable Spaces | 3.8 | Corr. | 8 | Non Useable Floor Area Space Group | 805 | Non-usable - Circulation space |  | Unknown | 0.00 | NO
North Terrace_NT33-Napier_Lower Ground_LG25A _ Corr. | NT-NT33-01-LG25A | NT33-01-LG25A-Corr. | North Terrace | NT | NT33 | Napier | 01 | Lower Ground | LG25A | 99939 | Unusable Spaces | 99939 | Unusable Spaces | 4.24 | Corr. | 8 | Non Useable Floor Area Space Group | 805 | Non-usable - Circulation space |  | Unknown | 0.00 | NO
North Terrace_NT33-Napier_Lower Ground_LG25B _ Plantroom | NT-NT33-01-LG25B | NT33-01-LG25B-Plantroom | North Terrace | NT | NT33 | Napier | 01 | Lower Ground | LG25B | 99939 | Unusable Spaces | 99939 | Unusable Spaces | 110.12 | Plantroom | 8 | Non Useable Floor Area Space Group | 811 | Non-usable - Plant room other |  | Unknown | 0.00 | NO
North Terrace_NT33-Napier_Lower Ground_LG25C _ Boiler Room | NT-NT33-01-LG25C | NT33-01-LG25C-Boiler Room | North Terrace | NT | NT33 | Napier | 01 | Lower Ground | LG25C | 99939 | Unusable Spaces | 99939 | Unusable Spaces | 77.06 | Boiler Room | 8 | Non Useable Floor Area Space Group | 811 | Non-usable - Plant room other |  | Unknown | 0.00 | NO
North Terrace_NT33-Napier_Lower Ground_LG25G _ A/L | NT-NT33-01-LG25G | NT33-01-LG25G-A/L | North Terrace | NT | NT33 | Napier | 01 | Lower Ground | LG25G | 99939 | Unusable Spaces | 99939 | Unusable Spaces | 1.9 | A/L | 8 | Non Useable Floor Area Space Group | 805 | Non-usable - Circulation space |  | Unknown | 0.00 | NO
North Terrace_NT33-Napier_Lower Ground_LG26 _ Store | NT-NT33-01-LG26 | NT33-01-LG26-Store | North Terrace | NT | NT33 | Napier | 01 | Lower Ground | LG26 | 99939 | Unusable Spaces | 99939 | Unusable Spaces | 3.7 | Store | 4 | Ancillary Area Space Group | 419 | Ancillary Area - Store Room - Generic |  | Unknown | 0.00 | NO
North Terrace_NT33-Napier_Lower Ground_LG27 _ WC - M | NT-NT33-01-LG27 | NT33-01-LG27-WC - M | North Terrace | NT | NT33 | Napier | 01 | Lower Ground | LG27 | 99939 | Unusable Spaces | 99939 | Unusable Spaces | 23.7 | WC - M | 8 | Non Useable Floor Area Space Group | 821 | Non-usable - Toilets/Amenities - Male |  | Unknown | 0.00 | NO
North Terrace_NT33-Napier_Lower Ground_LG27A _ A/L | NT-NT33-01-LG27A | NT33-01-LG27A-A/L | North Terrace | NT | NT33 | Napier | 01 | Lower Ground | LG27A | 99939 | Unusable Spaces | 99939 | Unusable Spaces | 3.78 | A/L | 8 | Non Useable Floor Area Space Group | 805 | Non-usable - Circulation space |  | Unknown | 0.00 | NO
North Terrace_NT33-Napier_Lower Ground_LG27B _ WC - U - Access (LH) | NT-NT33-01-LG27B | NT33-01-LG27B-WC - U - Access (LH) | North Terrace | NT | NT33 | Napier | 01 | Lower Ground | LG27B | 99939 | Unusable Spaces | 99939 | Unusable Spaces | 5.04 | WC - U - Access (LH) | 8 | Non Useable Floor Area Space Group | 818 | Non-usable - Toilets/Amenities - Unisex Accessible |  | Unknown | 0.00 | NO
North Terrace_NT33-Napier_Lower Ground_LG28 _ Lecture Room | NT-NT33-01-LG28 | NT33-01-LG28-Lecture Room | North Terrace | NT | NT33 | Napier | 01 | Lower Ground | LG28 | 99998 | Central Common Teaching Areas (In Use) | 952 | Corporate Services Division Admin | 102.98 | Lecture Room | 2 | Teaching Space Group | 203 | Lecture Theatre (< 100 seats) |  | Good | 26,631.94 | NO
North Terrace_NT33-Napier_Lower Ground_LG28A _ Store | NT-NT33-01-LG28A | NT33-01-LG28A-Store | North Terrace | NT | NT33 | Napier | 01 | Lower Ground | LG28A | 99998 | Central Common Teaching Areas (In Use) | 952 | Corporate Services Division Admin | 0.95 | Store | 4 | Ancillary Area Space Group | 419 | Ancillary Area - Store Room - Generic |  | Good | 177.21 | NO
North Terrace_NT33-Napier_Lower Ground_LG28C _ VSR | NT-NT33-01-LG28C | NT33-01-LG28C-VSR | North Terrace | NT | NT33 | Napier | 01 | Lower Ground | LG28C | 99939 | Unusable Spaces | 99939 | Unusable Spaces | 7.58 | VSR | 8 | Non Useable Floor Area Space Group | 840 | Non-usable - Service riser |  | Unknown | 0.00 | NO
North Terrace_NT33-Napier_Lower Ground_LG28D _ VSR | NT-NT33-01-LG28D | NT33-01-LG28D-VSR | North Terrace | NT | NT33 | Napier | 01 | Lower Ground | LG28D | 99939 | Unusable Spaces | 99939 | Unusable Spaces | 2.52 | VSR | 8 | Non Useable Floor Area Space Group | 840 | Non-usable - Service riser |  | Unknown | 0.00 | NO
North Terrace_NT33-Napier_Lower Ground_LG28E _ VSR | NT-NT33-01-LG28E | NT33-01-LG28E-VSR | North Terrace | NT | NT33 | Napier | 01 | Lower Ground | LG28E | 99939 | Unusable Spaces | 99939 | Unusable Spaces | 0.89 | VSR | 8 | Non Useable Floor Area Space Group | 840 | Non-usable - Service riser |  | Unknown | 0.00 | NO
North Terrace_NT33-Napier_Lower Ground_LG29 _ Lecture Room | NT-NT33-01-LG29 | NT33-01-LG29-Lecture Room | North Terrace | NT | NT33 | Napier | 01 | Lower Ground | LG29 | 99998 | Central Common Teaching Areas (In Use) | 952 | Corporate Services Division Admin | 148.26 | Lecture Room | 2 | Teaching Space Group | 202 | Lecture Theatre (> 100 seats) |  | Good | 38,341.93 | NO
North Terrace_NT33-Napier_Lower Ground_LG29B _ Store | NT-NT33-01-LG29B | NT33-01-LG29B-Store | North Terrace | NT | NT33 | Napier | 01 | Lower Ground | LG29B | 99998 | Central Common Teaching Areas (In Use) | 952 | Corporate Services Division Admin | 0.97 | Store | 4 | Ancillary Area Space Group | 419 | Ancillary Area - Store Room - Generic |  | Good | 180.94 | NO
North Terrace_NT33-Napier_Lower Ground_LG29C _ VSR | NT-NT33-01-LG29C | NT33-01-LG29C-VSR | North Terrace | NT | NT33 | Napier | 01 | Lower Ground | LG29C | 99939 | Unusable Spaces | 99939 | Unusable Spaces | 1.61 | VSR | 8 | Non Useable Floor Area Space Group | 840 | Non-usable - Service riser |  | Unknown | 0.00 | NO
North Terrace_NT33-Napier_Lower Ground_LG29D _ A/L | NT-NT33-01-LG29D | NT33-01-LG29D-A/L | North Terrace | NT | NT33 | Napier | 01 | Lower Ground | LG29D | 99939 | Unusable Spaces | 99939 | Unusable Spaces | 4.71 | A/L | 8 | Non Useable Floor Area Space Group | 805 | Non-usable - Circulation space |  | Unknown | 0.00 | NO
North Terrace_NT33-Napier_Lower Ground_LG29E _ VSR | NT-NT33-01-LG29E | NT33-01-LG29E-VSR | North Terrace | NT | NT33 | Napier | 01 | Lower Ground | LG29E | 99939 | Unusable Spaces | 99939 | Unusable Spaces | 3.82 | VSR | 8 | Non Useable Floor Area Space Group | 840 | Non-usable - Service riser |  | Unknown | 0.00 | NO
North Terrace_NT33-Napier_Lower Ground_LG29F _ VSR | NT-NT33-01-LG29F | NT33-01-LG29F-VSR | North Terrace | NT | NT33 | Napier | 01 | Lower Ground | LG29F | 99939 | Unusable Spaces | 99939 | Unusable Spaces | 1.56 | VSR | 8 | Non Useable Floor Area Space Group | 840 | Non-usable - Service riser |  | Unknown | 0.00 | NO
North Terrace_NT33-Napier_Lower Ground_LG30 _ Cloak Room - F | NT-NT33-01-LG30 | NT33-01-LG30-Cloak Room - F | North Terrace | NT | NT33 | Napier | 01 | Lower Ground | LG30 | 99939 | Unusable Spaces | 99939 | Unusable Spaces | 5.91 | Cloak Room - F | 8 | Non Useable Floor Area Space Group | 820 | Non-usable - Toilets/Amenities - Female |  | Unknown | 0.00 | NO
North Terrace_NT33-Napier_Lower Ground_LG30A _ WC - F | NT-NT33-01-LG30A | NT33-01-LG30A-WC - F | North Terrace | NT | NT33 | Napier | 01 | Lower Ground | LG30A | 99939 | Unusable Spaces | 99939 | Unusable Spaces | 14.14 | WC - F | 8 | Non Useable Floor Area Space Group | 820 | Non-usable - Toilets/Amenities - Female |  | Unknown | 0.00 | NO
North Terrace_NT33-Napier_Lower Ground_LG31 _ Store | NT-NT33-01-LG31 | NT33-01-LG31-Store | North Terrace | NT | NT33 | Napier | 01 | Lower Ground | LG31 | 402 | School of Humanities Office | 402 | School of Humanities | 11.27 | Store | 4 | Ancillary Area Space Group | 419 | Ancillary Area - Store Room - Generic |  | Good | 2,102.31 | NO
North Terrace_NT33-Napier_Lower Ground_LG32 _ Stair | NT-NT33-01-LG32 | NT33-01-LG32-Stair | North Terrace | NT | NT33 | Napier | 01 | Lower Ground | LG32 | 99939 | Unusable Spaces | 99939 | Unusable Spaces | 5.38 | Stair | 8 | Non Useable Floor Area Space Group | 805 | Non-usable - Circulation space |  | Unknown | 0.00 | NO
North Terrace_NT33-Napier_Ground Floor_G00 _ Foyer | NT-NT33-02-G00 | NT33-02-G00-Foyer | North Terrace | NT | NT33 | Napier | 02 | Ground Floor | G00 | 99939 | Unusable Spaces | 99939 | Unusable Spaces | 69.76 | Foyer | 8 | Non Useable Floor Area Space Group | 805 | Non-usable - Circulation space | INFORMAL-PRIM-S | Good | 0.00 | NO
North Terrace_NT33-Napier_Ground Floor_G00A _ Vending Machine | NT-NT33-02-G00A | NT33-02-G00A-Vending Machine | North Terrace | NT | NT33 | Napier | 02 | Ground Floor | G00A | 99994 | Uni of Adelaide Student Union Association | 859 | Infrastructure | 2.25 | Vending Machine | 6 | General Facility Space Group | 611 | General Facility - Commercial/Business/Retail Facilities |  | Good | 534.18 | NO
North Terrace_NT33-Napier_Ground Floor_G00B _ Vending Machine - Snack | NT-NT33-02-G00B | NT33-02-G00B-Vending Machine - Snack | North Terrace | NT | NT33 | Napier | 02 | Ground Floor | G00B | 99994 | Uni of Adelaide Student Union Association | 859 | Infrastructure | 1.5 | Vending Machine - Snack | 6 | General Facility Space Group | 611 | General Facility - Commercial/Business/Retail Facilities |  | Good | 356.12 | NO
North Terrace_NT33-Napier_Ground Floor_G01 _ Lift Lobby | NT-NT33-02-G01 | NT33-02-G01-Lift Lobby | North Terrace | NT | NT33 | Napier | 02 | Ground Floor | G01 | 99939 | Unusable Spaces | 99939 | Unusable Spaces | 111.11 | Lift Lobby | 8 | Non Useable Floor Area Space Group | 805 | Non-usable - Circulation space | INFORMAL-PRIM-S | Unknown | 0.00 | NO
North Terrace_NT33-Napier_Ground Floor_G01A _ VSR | NT-NT33-02-G01A | NT33-02-G01A-VSR | North Terrace | NT | NT33 | Napier | 02 | Ground Floor | G01A | 99939 | Unusable Spaces | 99939 | Unusable Spaces | 4.93 | VSR | 8 | Non Useable Floor Area Space Group | 840 | Non-usable - Service riser |  | Unknown | 0.00 | NO
North Terrace_NT33-Napier_Ground Floor_G01B _ VSR | NT-NT33-02-G01B | NT33-02-G01B-VSR | North Terrace | NT | NT33 | Napier | 02 | Ground Floor | G01B | 99939 | Unusable Spaces | 99939 | Unusable Spaces | 9.55 | VSR | 8 | Non Useable Floor Area Space Group | 840 | Non-usable - Service riser |  | Unknown | 0.00 | NO
North Terrace_NT33-Napier_Ground Floor_G01C _ Store | NT-NT33-02-G01C | NT33-02-G01C-Store | North Terrace | NT | NT33 | Napier | 02 | Ground Floor | G01C | 99939 | Unusable Spaces | 99939 | Unusable Spaces | 5.05 | Store | 4 | Ancillary Area Space Group | 419 | Ancillary Area - Store Room - Generic |  | Unknown | 0.00 | NO
North Terrace_NT33-Napier_Ground Floor_G01D _ VSR | NT-NT33-02-G01D | NT33-02-G01D-VSR | North Terrace | NT | NT33 | Napier | 02 | Ground Floor | G01D | 99939 | Unusable Spaces | 99939 | Unusable Spaces | 2.04 | VSR | 8 | Non Useable Floor Area Space Group | 840 | Non-usable - Service riser |  | Unknown | 0.00 | NO
North Terrace_NT33-Napier_Ground Floor_G01M _ Lift | NT-NT33-02-G01M | NT33-02-G01M-Lift | North Terrace | NT | NT33 | Napier | 02 | Ground Floor | G01M | 99939 | Unusable Spaces | 99939 | Unusable Spaces | 18.25 | Lift | 8 | Non Useable Floor Area Space Group | 838 | Non-usable - Lift |  | Unknown | 0.00 | NO
North Terrace_NT33-Napier_Ground Floor_G02 _ Stair | NT-NT33-02-G02 | NT33-02-G02-Stair | North Terrace | NT | NT33 | Napier | 02 | Ground Floor | G02 | 99939 | Unusable Spaces | 99939 | Unusable Spaces | 22.03 | Stair | 8 | Non Useable Floor Area Space Group | 805 | Non-usable - Circulation space |  | Unknown | 0.00 | NO
North Terrace_NT33-Napier_Ground Floor_G03 _ Lecture Theatre | NT-NT33-02-G03 | NT33-02-G03-Lecture Theatre | North Terrace | NT | NT33 | Napier | 02 | Ground Floor | G03 | 99998 | Central Common Teaching Areas (In Use) | 952 | Corporate Services Division Admin | 117.61 | Lecture Theatre | 2 | Teaching Space Group | 202 | Lecture Theatre (> 100 seats) |  | Good | 30,415.45 | NO
North Terrace_NT33-Napier_Ground Floor_G04 _ Lecture Theatre | NT-NT33-02-G04 | NT33-02-G04-Lecture Theatre | North Terrace | NT | NT33 | Napier | 02 | Ground Floor | G04 | 99998 | Central Common Teaching Areas (In Use) | 952 | Corporate Services Division Admin | 142.52 | Lecture Theatre | 2 | Teaching Space Group | 202 | Lecture Theatre (> 100 seats) |  | Good | 36,857.49 | NO
North Terrace_NT33-Napier_Ground Floor_G04A _ Store | NT-NT33-02-G04A | NT33-02-G04A-Store | North Terrace | NT | NT33 | Napier | 02 | Ground Floor | G04A | 859 | Infrastructure Office | 859 | Infrastructure | 6.66 | Store | 4 | Ancillary Area Space Group | 419 | Ancillary Area - Store Room - Generic |  | Good | 1,242.36 | NO
North Terrace_NT33-Napier_Ground Floor_G04B _ Store | NT-NT33-02-G04B | NT33-02-G04B-Store | North Terrace | NT | NT33 | Napier | 02 | Ground Floor | G04B | 859 | Infrastructure Office | 859 | Infrastructure | 7.87 | Store | 4 | Ancillary Area Space Group | 419 | Ancillary Area - Store Room - Generic |  | Good | 1,468.07 | NO
North Terrace_NT33-Napier_Ground Floor_G05 _ A/L | NT-NT33-02-G05 | NT33-02-G05-A/L | North Terrace | NT | NT33 | Napier | 02 | Ground Floor | G05 | 99939 | Unusable Spaces | 99939 | Unusable Spaces | 3.54 | A/L | 8 | Non Useable Floor Area Space Group | 822 | Non-usable - Toilets/Amenities - Unisex |  | Unknown | 0.00 | NO
North Terrace_NT33-Napier_Ground Floor_G05A _ WC - M | NT-NT33-02-G05A | NT33-02-G05A-WC - M | North Terrace | NT | NT33 | Napier | 02 | Ground Floor | G05A | 99939 | Unusable Spaces | 99939 | Unusable Spaces | 17.68 | WC - M | 8 | Non Useable Floor Area Space Group | 821 | Non-usable - Toilets/Amenities - Male |  | Unknown | 0.00 | NO
North Terrace_NT33-Napier_Ground Floor_G05B _ Shower | NT-NT33-02-G05B | NT33-02-G05B-Shower | North Terrace | NT | NT33 | Napier | 02 | Ground Floor | G05B | 99939 | Unusable Spaces | 99939 | Unusable Spaces | 2.4 | Shower | 8 | Non Useable Floor Area Space Group | 835 | Non-usable - Toilets/Amenities - Other |  | Unknown | 0.00 | NO
North Terrace_NT33-Napier_Ground Floor_G05D _ VSR | NT-NT33-02-G05D | NT33-02-G05D-VSR | North Terrace | NT | NT33 | Napier | 02 | Ground Floor | G05D | 99939 | Unusable Spaces | 99939 | Unusable Spaces | 0.76 | VSR | 8 | Non Useable Floor Area Space Group | 840 | Non-usable - Service riser |  | Unknown | 0.00 | NO
North Terrace_NT33-Napier_Ground Floor_G05E _ VSR | NT-NT33-02-G05E | NT33-02-G05E-VSR | North Terrace | NT | NT33 | Napier | 02 | Ground Floor | G05E | 99939 | Unusable Spaces | 99939 | Unusable Spaces | 2.44 | VSR | 8 | Non Useable Floor Area Space Group | 840 | Non-usable - Service riser |  | Unknown | 0.00 | NO
North Terrace_NT33-Napier_Ground Floor_G06 _ Bins Store | NT-NT33-02-G06 | NT33-02-G06-Bins Store | North Terrace | NT | NT33 | Napier | 02 | Ground Floor | G06 | 99939 | Unusable Spaces | 99939 | Unusable Spaces | 8.9 | Bins Store | 4 | Ancillary Area Space Group | 419 | Ancillary Area - Store Room - Generic |  | Unknown | 0.00 | NO
North Terrace_NT33-Napier_Ground Floor_G07 _ Corr. | NT-NT33-02-G07 | NT33-02-G07-Corr. | North Terrace | NT | NT33 | Napier | 02 | Ground Floor | G07 | 99939 | Unusable Spaces | 99939 | Unusable Spaces | 11.91 | Corr. | 8 | Non Useable Floor Area Space Group | 805 | Non-usable - Circulation space |  | Unknown | 0.00 | NO
North Terrace_NT33-Napier_Ground Floor_G07D _ VSR | NT-NT33-02-G07D | NT33-02-G07D-VSR | North Terrace | NT | NT33 | Napier | 02 | Ground Floor | G07D | 99939 | Unusable Spaces | 99939 | Unusable Spaces | 1.82 | VSR | 8 | Non Useable Floor Area Space Group | 840 | Non-usable - Service riser |  | Unknown | 0.00 | NO
North Terrace_NT33-Napier_Ground Floor_G08 _ Meeting | NT-NT33-02-G08 | NT33-02-G08-Meeting | North Terrace | NT | NT33 | Napier | 02 | Ground Floor | G08 | 110 | Administration Office (ABLE) | 110 | ABLE (Arts, Bus, Law & Econ) Faculty Office | 12.47 | Meeting | 6 | General Facility Space Group | 601 | General Facility - Committee/Conference/Meeting room |  | Good | 2,960.57 | NO
North Terrace_NT33-Napier_Ground Floor_G09 _ Service Area | NT-NT33-02-G09 | NT33-02-G09-Service Area | North Terrace | NT | NT33 | Napier | 02 | Ground Floor | G09 | 110 | Administration Office (ABLE) | 110 | ABLE (Arts, Bus, Law & Econ) Faculty Office | 32.6 | Service Area | 1 | Office Space Group | 118 | Open Plan - Reception Area |  | Excellent | 8,126.72 | NO
North Terrace_NT33-Napier_Ground Floor_G09B _ Corr. | NT-NT33-02-G09B | NT33-02-G09B-Corr. | North Terrace | NT | NT33 | Napier | 02 | Ground Floor | G09B | 99939 | Unusable Spaces | 99939 | Unusable Spaces | 7.82 | Corr. | 8 | Non Useable Floor Area Space Group | 805 | Non-usable - Circulation space |  | Good | 0.00 | NO
North Terrace_NT33-Napier_Ground Floor_G10 _ Office - Open Plan circ | NT-NT33-02-G10 | NT33-02-G10-Office - Open Plan circ | North Terrace | NT | NT33 | Napier | 02 | Ground Floor | G10 | 110 | Administration Office (ABLE) | 110 | ABLE (Arts, Bus, Law & Econ) Faculty Office | 22.64 | Office - Open Plan circ | 1 | Office Space Group | 111 | Open Plan - Specific type not defined |  | Excellent | 5,643.83 | NO
North Terrace_NT33-Napier_Ground Floor_G10.01 _ Workstation | NT-NT33-02-G10.01 | NT33-02-G10.01-Workstation | North Terrace | NT | NT33 | Napier | 02 | Ground Floor | G10.01 | 110 | Administration Office (ABLE) | 110 | ABLE (Arts, Bus, Law & Econ) Faculty Office | 3.43 | Workstation | 1 | Office Space Group | 116 | Open Plan - Professional/General Staff |  | Excellent | 855.05 | NO
North Terrace_NT33-Napier_Ground Floor_G10.02 _ Workstation | NT-NT33-02-G10.02 | NT33-02-G10.02-Workstation | North Terrace | NT | NT33 | Napier | 02 | Ground Floor | G10.02 | 110 | Administration Office (ABLE) | 110 | ABLE (Arts, Bus, Law & Econ) Faculty Office | 3.42 | Workstation | 1 | Office Space Group | 116 | Open Plan - Professional/General Staff |  | Excellent | 852.56 | NO
North Terrace_NT33-Napier_Ground Floor_G10.03 _ Workstation | NT-NT33-02-G10.03 | NT33-02-G10.03-Workstation | North Terrace | NT | NT33 | Napier | 02 | Ground Floor | G10.03 | 110 | Administration Office (ABLE) | 110 | ABLE (Arts, Bus, Law & Econ) Faculty Office | 3.42 | Workstation | 1 | Office Space Group | 116 | Open Plan - Professional/General Staff |  | Excellent | 852.56 | NO
North Terrace_NT33-Napier_Ground Floor_G10.04 _ Workstation | NT-NT33-02-G10.04 | NT33-02-G10.04-Workstation | North Terrace | NT | NT33 | Napier | 02 | Ground Floor | G10.04 | 110 | Administration Office (ABLE) | 110 | ABLE (Arts, Bus, Law & Econ) Faculty Office | 3.42 | Workstation | 1 | Office Space Group | 116 | Open Plan - Professional/General Staff |  | Excellent | 852.56 | NO
North Terrace_NT33-Napier_Ground Floor_G10.05 _ Workstation | NT-NT33-02-G10.05 | NT33-02-G10.05-Workstation | North Terrace | NT | NT33 | Napier | 02 | Ground Floor | G10.05 | 110 | Administration Office (ABLE) | 110 | ABLE (Arts, Bus, Law & Econ) Faculty Office | 4.32 | Workstation | 1 | Office Space Group | 116 | Open Plan - Professional/General Staff |  | Excellent | 1,076.91 | NO
North Terrace_NT33-Napier_Ground Floor_G10.06 _ Workstation | NT-NT33-02-G10.06 | NT33-02-G10.06-Workstation | North Terrace | NT | NT33 | Napier | 02 | Ground Floor | G10.06 | 110 | Administration Office (ABLE) | 110 | ABLE (Arts, Bus, Law & Econ) Faculty Office | 4.32 | Workstation | 1 | Office Space Group | 116 | Open Plan - Professional/General Staff |  | Excellent | 1,076.91 | NO
North Terrace_NT33-Napier_Ground Floor_G10.07 _ Workstation | NT-NT33-02-G10.07 | NT33-02-G10.07-Workstation | North Terrace | NT | NT33 | Napier | 02 | Ground Floor | G10.07 | 110 | Administration Office (ABLE) | 110 | ABLE (Arts, Bus, Law & Econ) Faculty Office | 3.42 | Workstation | 1 | Office Space Group | 116 | Open Plan - Professional/General Staff |  | Excellent | 852.56 | NO
North Terrace_NT33-Napier_Ground Floor_G10.08 _ Workstation | NT-NT33-02-G10.08 | NT33-02-G10.08-Workstation | North Terrace | NT | NT33 | Napier | 02 | Ground Floor | G10.08 | 110 | Administration Office (ABLE) | 110 | ABLE (Arts, Bus, Law & Econ) Faculty Office | 3.42 | Workstation | 1 | Office Space Group | 116 | Open Plan - Professional/General Staff |  | Excellent | 852.56 | NO
North Terrace_NT33-Napier_Ground Floor_G10.09 _ Workstation | NT-NT33-02-G10.09 | NT33-02-G10.09-Workstation | North Terrace | NT | NT33 | Napier | 02 | Ground Floor | G10.09 | 110 | Administration Office (ABLE) | 110 | ABLE (Arts, Bus, Law & Econ) Faculty Office | 3.42 | Workstation | 1 | Office Space Group | 116 | Open Plan - Professional/General Staff |  | Excellent | 852.56 | NO
North Terrace_NT33-Napier_Ground Floor_G10.10 _ Workstation | NT-NT33-02-G10.10 | NT33-02-G10.10-Workstation | North Terrace | NT | NT33 | Napier | 02 | Ground Floor | G10.10 | 110 | Administration Office (ABLE) | 110 | ABLE (Arts, Bus, Law & Econ) Faculty Office | 3.43 | Workstation | 1 | Office Space Group | 116 | Open Plan - Professional/General Staff |  | Excellent | 855.05 | NO
North Terrace_NT33-Napier_Ground Floor_G10.11 _ Workstation | NT-NT33-02-G10.11 | NT33-02-G10.11-Workstation | North Terrace | NT | NT33 | Napier | 02 | Ground Floor | G10.11 | 110 | Administration Office (ABLE) | 110 | ABLE (Arts, Bus, Law & Econ) Faculty Office | 3.45 | Workstation | 1 | Office Space Group | 116 | Open Plan - Professional/General Staff |  | Excellent |  | NO
North Terrace_NT33-Napier_Ground Floor_G10.12 _ Workstation | NT-NT33-02-G10.12 | NT33-02-G10.12-Workstation | North Terrace | NT | NT33 | Napier | 02 | Ground Floor | G10.12 | 110 | Administration Office (ABLE) | 110 | ABLE (Arts, Bus, Law & Econ) Faculty Office | 3.42 | Workstation | 1 | Office Space Group | 116 | Open Plan - Professional/General Staff |  | Excellent |  | NO
North Terrace_NT33-Napier_Ground Floor_G10.13 _ Workstation | NT-NT33-02-G10.13 | NT33-02-G10.13-Workstation | North Terrace | NT | NT33 | Napier | 02 | Ground Floor | G10.13 | 110 | Administration Office (ABLE) | 110 | ABLE (Arts, Bus, Law & Econ) Faculty Office | 3.43 | Workstation | 1 | Office Space Group | 116 | Open Plan - Professional/General Staff |  | Excellent |  | NO
North Terrace_NT33-Napier_Ground Floor_G10.14 _ Workstation | NT-NT33-02-G10.14 | NT33-02-G10.14-Workstation | North Terrace | NT | NT33 | Napier | 02 | Ground Floor | G10.14 | 110 | Administration Office (ABLE) | 110 | ABLE (Arts, Bus, Law & Econ) Faculty Office | 3.45 | Workstation | 1 | Office Space Group | 116 | Open Plan - Professional/General Staff |  | Excellent |  | NO
North Terrace_NT33-Napier_Ground Floor_G100 _ Concourse (UCA) | NT-NT33-02-G100 | NT33-02-G100-Concourse (UCA) | North Terrace | NT | NT33 | Napier | 02 | Ground Floor | G100 | 99939 | Unusable Spaces | 99939 | Unusable Spaces | 129.72 | Concourse (UCA) | 8 | Non Useable Floor Area Space Group | 839 | Non-usable - Verandah/Balcony |  | Good | 0.00 | NO
North Terrace_NT33-Napier_Ground Floor_G13 _ Waiting | NT-NT33-02-G13 | NT33-02-G13-Waiting | North Terrace | NT | NT33 | Napier | 02 | Ground Floor | G13 | 401 | School of Social Sciences Office | 401 | School of Social Sciences | 42.29 | Waiting | 6 | General Facility Space Group | 623 | General Facility - Waiting Area/Foyer/Reception Area |  | Good | 10,040.28 | NO
North Terrace_NT33-Napier_Ground Floor_G14 _ Corridor | NT-NT33-02-G14 | NT33-02-G14-Corridor | North Terrace | NT | NT33 | Napier | 02 | Ground Floor | G14 | 99939 | Unusable Spaces | 99939 | Unusable Spaces | 8.76 | Corridor | 8 | Non Useable Floor Area Space Group | 805 | Non-usable - Circulation space |  | Unknown | 0.00 | NO
North Terrace_NT33-Napier_Ground Floor_G15 _ Stair | NT-NT33-02-G15 | NT33-02-G15-Stair | North Terrace | NT | NT33 | Napier | 02 | Ground Floor | G15 | 99939 | Unusable Spaces | 99939 | Unusable Spaces | 17.94 | Stair | 8 | Non Useable Floor Area Space Group | 805 | Non-usable - Circulation space |  | Unknown | 0.00 | NO
North Terrace_NT33-Napier_Ground Floor_G15D _ VSR | NT-NT33-02-G15D | NT33-02-G15D-VSR | North Terrace | NT | NT33 | Napier | 02 | Ground Floor | G15D | 99939 | Unusable Spaces | 99939 | Unusable Spaces | 1.24 | VSR | 8 | Non Useable Floor Area Space Group | 840 | Non-usable - Service riser |  | Unknown | 0.00 | NO
North Terrace_NT33-Napier_Ground Floor_G16 _ Corr. | NT-NT33-02-G16 | NT33-02-G16-Corr. | North Terrace | NT | NT33 | Napier | 02 | Ground Floor | G16 | 99939 | Unusable Spaces | 99939 | Unusable Spaces | 47.03 | Corr. | 8 | Non Useable Floor Area Space Group | 805 | Non-usable - Circulation space |  | Unknown | 0.00 | NO
North Terrace_NT33-Napier_Ground Floor_G16A _ Corr. | NT-NT33-02-G16A | NT33-02-G16A-Corr. | North Terrace | NT | NT33 | Napier | 02 | Ground Floor | G16A | 99939 | Unusable Spaces | 99939 | Unusable Spaces | 27.2 | Corr. | 8 | Non Useable Floor Area Space Group | 805 | Non-usable - Circulation space |  | Unknown | 0.00 | NO
North Terrace_NT33-Napier_Ground Floor_G16B _ Corr. | NT-NT33-02-G16B | NT33-02-G16B-Corr. | North Terrace | NT | NT33 | Napier | 02 | Ground Floor | G16B | 99939 | Unusable Spaces | 99939 | Unusable Spaces | 31.54 | Corr. | 8 | Non Useable Floor Area Space Group | 805 | Non-usable - Circulation space |  | Unknown | 0.00 | NO
North Terrace_NT33-Napier_Ground Floor_G16C _ Corr. | NT-NT33-02-G16C | NT33-02-G16C-Corr. | North Terrace | NT | NT33 | Napier | 02 | Ground Floor | G16C | 99939 | Unusable Spaces | 99939 | Unusable Spaces | 47.04 | Corr. | 8 | Non Useable Floor Area Space Group | 805 | Non-usable - Circulation space |  | Unknown | 0.00 | NO
North Terrace_NT33-Napier_Ground Floor_G16D _ VSR | NT-NT33-02-G16D | NT33-02-G16D-VSR | North Terrace | NT | NT33 | Napier | 02 | Ground Floor | G16D | 99939 | Unusable Spaces | 99939 | Unusable Spaces | 1.31 | VSR | 8 | Non Useable Floor Area Space Group | 840 | Non-usable - Service riser |  | Unknown | 0.00 | NO
North Terrace_NT33-Napier_Ground Floor_G16E _ VSR | NT-NT33-02-G16E | NT33-02-G16E-VSR | North Terrace | NT | NT33 | Napier | 02 | Ground Floor | G16E | 99939 | Unusable Spaces | 99939 | Unusable Spaces | 1.22 | VSR | 8 | Non Useable Floor Area Space Group | 840 | Non-usable - Service riser |  | Unknown | 0.00 | NO
North Terrace_NT33-Napier_Ground Floor_G17 _ Office | NT-NT33-02-G17 | NT33-02-G17-Office | North Terrace | NT | NT33 | Napier | 02 | Ground Floor | G17 | 401 | School of Social Sciences Office | 401 | School of Social Sciences | 15.66 | Office | 1 | Office Space Group | 101 | Office - Academic Staff |  | Good | 3,319.57 | NO
North Terrace_NT33-Napier_Ground Floor_G18 _ Office - Open Plan - General | NT-NT33-02-G18 | NT33-02-G18-Office - Open Plan - General | North Terrace | NT | NT33 | Napier | 02 | Ground Floor | G18 | 401 | School of Social Sciences Office | 401 | School of Social Sciences | 28.85 | Office - Open Plan - General | 1 | Office Space Group | 112 | Open Plan - Academic Staff |  | Good | 6,115.56 | NO
North Terrace_NT33-Napier_Ground Floor_G18A _ Copier Room | NT-NT33-02-G18A | NT33-02-G18A-Copier Room | North Terrace | NT | NT33 | Napier | 02 | Ground Floor | G18A | 401 | School of Social Sciences Office | 401 | School of Social Sciences | 15.01 | Copier Room | 6 | General Facility Space Group | 603 | General Facility - Resource room |  | Good | 3,563.60 | NO
North Terrace_NT33-Napier_Ground Floor_G19 _ Office | NT-NT33-02-G19 | NT33-02-G19-Office | North Terrace | NT | NT33 | Napier | 02 | Ground Floor | G19 | 401 | School of Social Sciences Office | 401 | School of Social Sciences | 10.11 | Office | 1 | Office Space Group | 101 | Office - Academic Staff |  | Good | 2,143.09 | NO
North Terrace_NT33-Napier_Ground Floor_G20 _ Office | NT-NT33-02-G20 | NT33-02-G20-Office | North Terrace | NT | NT33 | Napier | 02 | Ground Floor | G20 | 401 | School of Social Sciences Office | 401 | School of Social Sciences | 14.48 | Office | 1 | Office Space Group | 101 | Office - Academic Staff |  | Good | 3,069.44 | NO
North Terrace_NT33-Napier_Ground Floor_G21 _ Office | NT-NT33-02-G21 | NT33-02-G21-Office | North Terrace | NT | NT33 | Napier | 02 | Ground Floor | G21 | 401 | School of Social Sciences Office | 401 | School of Social Sciences | 18.88 | Office | 1 | Office Space Group | 101 | Office - Academic Staff |  | Good | 4,002.14 | NO
North Terrace_NT33-Napier_Ground Floor_G22 _ Office | NT-NT33-02-G22 | NT33-02-G22-Office | North Terrace | NT | NT33 | Napier | 02 | Ground Floor | G22 | 401 | School of Social Sciences Office | 401 | School of Social Sciences | 13.97 | Office | 1 | Office Space Group | 101 | Office - Academic Staff |  | Good | 2,961.33 | NO
North Terrace_NT33-Napier_Ground Floor_G23 _ Office | NT-NT33-02-G23 | NT33-02-G23-Office | North Terrace | NT | NT33 | Napier | 02 | Ground Floor | G23 | 401 | School of Social Sciences Office | 401 | School of Social Sciences | 10.1 | Office | 1 | Office Space Group | 101 | Office - Academic Staff |  | Good | 2,140.97 | NO
North Terrace_NT33-Napier_Ground Floor_G24 _ Office | NT-NT33-02-G24 | NT33-02-G24-Office | North Terrace | NT | NT33 | Napier | 02 | Ground Floor | G24 | 401 | School of Social Sciences Office | 401 | School of Social Sciences | 14.45 | Office | 1 | Office Space Group | 101 | Office - Academic Staff |  | Good | 3,063.08 | NO
North Terrace_NT33-Napier_Ground Floor_G25 _ Meeting | NT-NT33-02-G25 | NT33-02-G25-Meeting | North Terrace | NT | NT33 | Napier | 02 | Ground Floor | G25 | 401 | School of Social Sciences Office | 401 | School of Social Sciences | 48.66 | Meeting | 6 | General Facility Space Group | 601 | General Facility - Committee/Conference/Meeting room |  | Good | 11,552.61 | NO
North Terrace_NT33-Napier_Ground Floor_G26 _ Office | NT-NT33-02-G26 | NT33-02-G26-Office | North Terrace | NT | NT33 | Napier | 02 | Ground Floor | G26 | 401 | School of Social Sciences Office | 401 | School of Social Sciences | 10.12 | Office | 1 | Office Space Group | 101 | Office - Academic Staff |  | Good | 2,145.21 | NO
North Terrace_NT33-Napier_Ground Floor_G27 _ Office | NT-NT33-02-G27 | NT33-02-G27-Office | North Terrace | NT | NT33 | Napier | 02 | Ground Floor | G27 | 401 | School of Social Sciences Office | 401 | School of Social Sciences | 14.46 | Office | 1 | Office Space Group | 101 | Office - Academic Staff |  | Good | 3,065.20 | NO
North Terrace_NT33-Napier_Ground Floor_G29 _ Office | NT-NT33-02-G29 | NT33-02-G29-Office | North Terrace | NT | NT33 | Napier | 02 | Ground Floor | G29 | 401 | School of Social Sciences Office | 401 | School of Social Sciences | 10.13 | Office | 1 | Office Space Group | 101 | Office - Academic Staff |  | Good | 2,147.33 | NO
North Terrace_NT33-Napier_Ground Floor_G30 _ Office | NT-NT33-02-G30 | NT33-02-G30-Office | North Terrace | NT | NT33 | Napier | 02 | Ground Floor | G30 | 401 | School of Social Sciences Office | 401 | School of Social Sciences | 22.19 | Office | 1 | Office Space Group | 101 | Office - Academic Staff |  | Good | 4,703.78 | NO
North Terrace_NT33-Napier_Ground Floor_G31 _ Parenting Room | NT-NT33-02-G31 | NT33-02-G31-Parenting Room | North Terrace | NT | NT33 | Napier | 02 | Ground Floor | G31 | 859 | Infrastructure Office | 859 | Infrastructure | 10.27 | Parenting Room | 6 | General Facility Space Group | 625 | General Facility - Parent Room |  | Good | 2,438.25 | NO
North Terrace_NT33-Napier_Ground Floor_G32 _ Office | NT-NT33-02-G32 | NT33-02-G32-Office | North Terrace | NT | NT33 | Napier | 02 | Ground Floor | G32 | 401 | School of Social Sciences Office | 401 | School of Social Sciences | 16.76 | Office | 1 | Office Space Group | 101 | Office - Academic Staff |  | Good | 3,552.75 | NO
North Terrace_NT33-Napier_Ground Floor_G33A _ Corr. | NT-NT33-02-G33A | NT33-02-G33A-Corr. | North Terrace | NT | NT33 | Napier | 02 | Ground Floor | G33A | 99939 | Unusable Spaces | 99939 | Unusable Spaces | 17.42 | Corr. | 8 | Non Useable Floor Area Space Group | 805 | Non-usable - Circulation space |  | Unknown | 0.00 | NO
North Terrace_NT33-Napier_Ground Floor_G34 _ Office | NT-NT33-02-G34 | NT33-02-G34-Office | North Terrace | NT | NT33 | Napier | 02 | Ground Floor | G34 | 401 | School of Social Sciences Office | 401 | School of Social Sciences | 14.64 | Office | 1 | Office Space Group | 101 | Office - Academic Staff |  | Good | 3,103.35 | NO
North Terrace_NT33-Napier_Ground Floor_G35 _ Office | NT-NT33-02-G35 | NT33-02-G35-Office | North Terrace | NT | NT33 | Napier | 02 | Ground Floor | G35 | 401 | School of Social Sciences Office | 401 | School of Social Sciences | 10.31 | Office | 1 | Office Space Group | 101 | Office - Academic Staff |  | Good | 2,185.49 | NO
North Terrace_NT33-Napier_Ground Floor_G36 _ Office | NT-NT33-02-G36 | NT33-02-G36-Office | North Terrace | NT | NT33 | Napier | 02 | Ground Floor | G36 | 401 | School of Social Sciences Office | 401 | School of Social Sciences | 14.64 | Office | 1 | Office Space Group | 101 | Office - Academic Staff |  | Good | 3,103.35 | NO
North Terrace_NT33-Napier_Ground Floor_G37 _ Office | NT-NT33-02-G37 | NT33-02-G37-Office | North Terrace | NT | NT33 | Napier | 02 | Ground Floor | G37 | 401 | School of Social Sciences Office | 401 | School of Social Sciences | 20.76 | Office | 1 | Office Space Group | 111 | Open Plan - Specific type not defined |  | Good | 4,400.66 | NO
North Terrace_NT33-Napier_Ground Floor_G37A _ Office - Open Plan - Post Grad | NT-NT33-02-G37A | NT33-02-G37A-Office - Open Plan - Post Grad | North Terrace | NT | NT33 | Napier | 02 | Ground Floor | G37A | 401 | School of Social Sciences Office | 401 | School of Social Sciences | 14.17 | Office - Open Plan - Post Grad | 1 | Office Space Group | 114 | Open Plan - Research Students |  | Good | 3,003.72 | NO
North Terrace_NT33-Napier_Ground Floor_G37B _ Office - Open Plan - Post Grad | NT-NT33-02-G37B | NT33-02-G37B-Office - Open Plan - Post Grad | North Terrace | NT | NT33 | Napier | 02 | Ground Floor | G37B | 401 | School of Social Sciences Office | 401 | School of Social Sciences | 22.94 | Office - Open Plan - Post Grad | 1 | Office Space Group | 114 | Open Plan - Research Students |  | Good | 4,862.77 | NO
North Terrace_NT33-Napier_Ground Floor_G37C _ Office - Open Plan - Post Grad | NT-NT33-02-G37C | NT33-02-G37C-Office - Open Plan - Post Grad | North Terrace | NT | NT33 | Napier | 02 | Ground Floor | G37C | 401 | School of Social Sciences Office | 401 | School of Social Sciences | 25.32 | Office - Open Plan - Post Grad | 1 | Office Space Group | 114 | Open Plan - Research Students |  | Good | 5,367.27 | NO
North Terrace_NT33-Napier_Ground Floor_G38 _ Office - Open Plan - Post Grad | NT-NT33-02-G38 | NT33-02-G38-Office - Open Plan - Post Grad | North Terrace | NT | NT33 | Napier | 02 | Ground Floor | G38 | 401 | School of Social Sciences Office | 401 | School of Social Sciences | 27.59 | Office - Open Plan - Post Grad | 1 | Office Space Group | 114 | Open Plan - Research Students |  | Good | 5,848.46 | NO
North Terrace_NT33-Napier_Ground Floor_G38A _ Stair Lock | NT-NT33-02-G38A | NT33-02-G38A-Stair Lock | North Terrace | NT | NT33 | Napier | 02 | Ground Floor | G38A | 99939 | Unusable Spaces | 99939 | Unusable Spaces | 4.43 | Stair Lock | 8 | Non Useable Floor Area Space Group | 805 | Non-usable - Circulation space |  | Unknown | 0.00 | NO
North Terrace_NT33-Napier_Ground Floor_G38B _ Stair | NT-NT33-02-G38B | NT33-02-G38B-Stair | North Terrace | NT | NT33 | Napier | 02 | Ground Floor | G38B | 99939 | Unusable Spaces | 99939 | Unusable Spaces | 10.31 | Stair | 8 | Non Useable Floor Area Space Group | 805 | Non-usable - Circulation space |  | Unknown | 0.00 | NO
North Terrace_NT33-Napier_Ground Floor_G39 _ Office | NT-NT33-02-G39 | NT33-02-G39-Office | North Terrace | NT | NT33 | Napier | 02 | Ground Floor | G39 | 401 | School of Social Sciences Office | 401 | School of Social Sciences | 14.64 | Office | 1 | Office Space Group | 101 | Office - Academic Staff |  | Good | 3,103.35 | NO
North Terrace_NT33-Napier_Ground Floor_G40 _ Office | NT-NT33-02-G40 | NT33-02-G40-Office | North Terrace | NT | NT33 | Napier | 02 | Ground Floor | G40 | 401 | School of Social Sciences Office | 401 | School of Social Sciences | 10.31 | Office | 1 | Office Space Group | 101 | Office - Academic Staff |  | Good | 2,185.49 | NO
North Terrace_NT33-Napier_Ground Floor_G41 _ Office | NT-NT33-02-G41 | NT33-02-G41-Office | North Terrace | NT | NT33 | Napier | 02 | Ground Floor | G41 | 401 | School of Social Sciences Office | 401 | School of Social Sciences | 14.64 | Office | 1 | Office Space Group | 101 | Office - Academic Staff |  | Good | 3,103.35 | NO
North Terrace_NT33-Napier_Ground Floor_G42 _ WC - F | NT-NT33-02-G42 | NT33-02-G42-WC - F | North Terrace | NT | NT33 | Napier | 02 | Ground Floor | G42 | 99939 | Unusable Spaces | 99939 | Unusable Spaces | 12.5 | WC - F | 8 | Non Useable Floor Area Space Group | 820 | Non-usable - Toilets/Amenities - Female |  | Unknown | 0.00 | NO
North Terrace_NT33-Napier_Ground Floor_G43 _ WC - M | NT-NT33-02-G43 | NT33-02-G43-WC - M | North Terrace | NT | NT33 | Napier | 02 | Ground Floor | G43 | 99939 | Unusable Spaces | 99939 | Unusable Spaces | 4.95 | WC - M | 8 | Non Useable Floor Area Space Group | 821 | Non-usable - Toilets/Amenities - Male |  | Unknown | 0.00 | NO
North Terrace_NT33-Napier_Ground Floor_G43A _ WC - M | NT-NT33-02-G43A | NT33-02-G43A-WC - M | North Terrace | NT | NT33 | Napier | 02 | Ground Floor | G43A | 99939 | Unusable Spaces | 99939 | Unusable Spaces | 6.95 | WC - M | 8 | Non Useable Floor Area Space Group | 821 | Non-usable - Toilets/Amenities - Male |  | Unknown | 0.00 | NO
North Terrace_NT33-Napier_Ground Floor_G44 _ Office | NT-NT33-02-G44 | NT33-02-G44-Office | North Terrace | NT | NT33 | Napier | 02 | Ground Floor | G44 | 401 | School of Social Sciences Office | 401 | School of Social Sciences | 10.31 | Office | 1 | Office Space Group | 101 | Office - Academic Staff |  | Good | 2,185.49 | NO
North Terrace_NT33-Napier_Ground Floor_G45 _ Office | NT-NT33-02-G45 | NT33-02-G45-Office | North Terrace | NT | NT33 | Napier | 02 | Ground Floor | G45 | 401 | School of Social Sciences Office | 401 | School of Social Sciences | 14.64 | Office | 1 | Office Space Group | 101 | Office - Academic Staff |  | Good | 3,103.35 | NO
North Terrace_NT33-Napier_Ground Floor_G46 _ Office | NT-NT33-02-G46 | NT33-02-G46-Office | North Terrace | NT | NT33 | Napier | 02 | Ground Floor | G46 | 401 | School of Social Sciences Office | 401 | School of Social Sciences | 24.32 | Office | 1 | Office Space Group | 101 | Office - Academic Staff |  | Good | 5,155.30 | NO
North Terrace_NT33-Napier_Ground Floor_G47 _ Office | NT-NT33-02-G47 | NT33-02-G47-Office | North Terrace | NT | NT33 | Napier | 02 | Ground Floor | G47 | 110 | Administration Office (ABLE) | 110 | ABLE (Arts, Bus, Law & Econ) Faculty Office | 10.13 | Office | 1 | Office Space Group | 101 | Office - Academic Staff |  | Good | 2,147.33 | NO
North Terrace_NT33-Napier_Ground Floor_G48 _ WC - F | NT-NT33-02-G48 | NT33-02-G48-WC - F | North Terrace | NT | NT33 | Napier | 02 | Ground Floor | G48 | 99939 | Unusable Spaces | 99939 | Unusable Spaces | 3.66 | WC - F | 8 | Non Useable Floor Area Space Group | 820 | Non-usable - Toilets/Amenities - Female |  | Unknown | 0.00 | NO
North Terrace_NT33-Napier_Ground Floor_G48D _ VSR | NT-NT33-02-G48D | NT33-02-G48D-VSR | North Terrace | NT | NT33 | Napier | 02 | Ground Floor | G48D | 99939 | Unusable Spaces | 99939 | Unusable Spaces | 0.4 | VSR | 8 | Non Useable Floor Area Space Group | 840 | Non-usable - Service riser |  | Unknown | 0.00 | NO
North Terrace_NT33-Napier_Ground Floor_G49 _ Office | NT-NT33-02-G49 | NT33-02-G49-Office | North Terrace | NT | NT33 | Napier | 02 | Ground Floor | G49 | 110 | Administration Office (ABLE) | 110 | ABLE (Arts, Bus, Law & Econ) Faculty Office | 14.46 | Office | 1 | Office Space Group | 101 | Office - Academic Staff |  | Good | 3,065.20 | NO
North Terrace_NT33-Napier_Ground Floor_G51 _ Office | NT-NT33-02-G51 | NT33-02-G51-Office | North Terrace | NT | NT33 | Napier | 02 | Ground Floor | G51 | 110 | Administration Office (ABLE) | 110 | ABLE (Arts, Bus, Law & Econ) Faculty Office | 10.11 | Office | 1 | Office Space Group | 101 | Office - Academic Staff |  | Good | 2,143.09 | NO
North Terrace_NT33-Napier_Ground Floor_G52 _ Office | NT-NT33-02-G52 | NT33-02-G52-Office | North Terrace | NT | NT33 | Napier | 02 | Ground Floor | G52 | 110 | Administration Office (ABLE) | 110 | ABLE (Arts, Bus, Law & Econ) Faculty Office | 14.46 | Office | 1 | Office Space Group | 101 | Office - Academic Staff |  | Good | 3,065.20 | NO
North Terrace_NT33-Napier_Ground Floor_G53 _ Meeting | NT-NT33-02-G53 | NT33-02-G53-Meeting | North Terrace | NT | NT33 | Napier | 02 | Ground Floor | G53 | 110 | Administration Office (ABLE) | 110 | ABLE (Arts, Bus, Law & Econ) Faculty Office | 46.31 | Meeting | 6 | General Facility Space Group | 601 | General Facility - Committee/Conference/Meeting room |  | Good | 10,994.69 | NO
North Terrace_NT33-Napier_Ground Floor_G55 _ Office | NT-NT33-02-G55 | NT33-02-G55-Office | North Terrace | NT | NT33 | Napier | 02 | Ground Floor | G55 | 110 | Administration Office (ABLE) | 110 | ABLE (Arts, Bus, Law & Econ) Faculty Office | 10.1 | Office | 1 | Office Space Group | 101 | Office - Academic Staff |  | Good | 2,140.97 | NO
North Terrace_NT33-Napier_Ground Floor_G56 _ Office | NT-NT33-02-G56 | NT33-02-G56-Office | North Terrace | NT | NT33 | Napier | 02 | Ground Floor | G56 | 110 | Administration Office (ABLE) | 110 | ABLE (Arts, Bus, Law & Econ) Faculty Office | 14.48 | Office | 1 | Office Space Group | 101 | Office - Academic Staff |  | Good | 3,069.44 | NO
North Terrace_NT33-Napier_Ground Floor_G57 _ Office | NT-NT33-02-G57 | NT33-02-G57-Office | North Terrace | NT | NT33 | Napier | 02 | Ground Floor | G57 | 110 | Administration Office (ABLE) | 110 | ABLE (Arts, Bus, Law & Econ) Faculty Office | 10.87 | Office | 1 | Office Space Group | 101 | Office - Academic Staff |  | Good | 2,304.20 | NO
North Terrace_NT33-Napier_Ground Floor_G57.01 _ Workstation | NT-NT33-02-G57.01 | NT33-02-G57.01-Workstation | North Terrace | NT | NT33 | Napier | 02 | Ground Floor | G57.01 | 110 | Administration Office (ABLE) | 110 | ABLE (Arts, Bus, Law & Econ) Faculty Office | 3.43 | Workstation | 1 | Office Space Group | 116 | Open Plan - Professional/General Staff |  | Good |  | NO
North Terrace_NT33-Napier_Ground Floor_G57.02 _ Workstation | NT-NT33-02-G57.02 | NT33-02-G57.02-Workstation | North Terrace | NT | NT33 | Napier | 02 | Ground Floor | G57.02 | 110 | Administration Office (ABLE) | 110 | ABLE (Arts, Bus, Law & Econ) Faculty Office | 3.43 | Workstation | 1 | Office Space Group | 116 | Open Plan - Professional/General Staff |  | Good |  | NO
North Terrace_NT33-Napier_Ground Floor_G57.03 _ Workstation | NT-NT33-02-G57.03 | NT33-02-G57.03-Workstation | North Terrace | NT | NT33 | Napier | 02 | Ground Floor | G57.03 | 110 | Administration Office (ABLE) | 110 | ABLE (Arts, Bus, Law & Econ) Faculty Office | 3.61 | Workstation | 1 | Office Space Group | 116 | Open Plan - Professional/General Staff |  | Good |  | NO
North Terrace_NT33-Napier_Ground Floor_G57A _ Office | NT-NT33-02-G57A | NT33-02-G57A-Office | North Terrace | NT | NT33 | Napier | 02 | Ground Floor | G57A | 110 | Administration Office (ABLE) | 110 | ABLE (Arts, Bus, Law & Econ) Faculty Office | 21.92 | Office | 1 | Office Space Group | 101 | Office - Academic Staff |  | Good | 4,646.55 | NO
North Terrace_NT33-Napier_Ground Floor_G59 _ Office | NT-NT33-02-G59 | NT33-02-G59-Office | North Terrace | NT | NT33 | Napier | 02 | Ground Floor | G59 | 110 | Administration Office (ABLE) | 110 | ABLE (Arts, Bus, Law & Econ) Faculty Office | 10.11 | Office | 1 | Office Space Group | 101 | Office - Academic Staff |  | Good | 2,143.09 | NO
North Terrace_NT33-Napier_Ground Floor_G60 _ OffIce | NT-NT33-02-G60 | NT33-02-G60-OffIce | North Terrace | NT | NT33 | Napier | 02 | Ground Floor | G60 | 110 | Administration Office (ABLE) | 110 | ABLE (Arts, Bus, Law & Econ) Faculty Office | 15.66 | OffIce | 1 | Office Space Group | 101 | Office - Academic Staff |  | Good | 3,319.57 | NO
North Terrace_NT33-Napier_Ground Floor_G61 _ Photocopier / Tea Room | NT-NT33-02-G61 | NT33-02-G61-Photocopier / Tea Room | North Terrace | NT | NT33 | Napier | 02 | Ground Floor | G61 | 110 | Administration Office (ABLE) | 110 | ABLE (Arts, Bus, Law & Econ) Faculty Office | 12.01 | Photocopier / Tea Room | 6 | General Facility Space Group | 603 | General Facility - Resource room |  | Good | 2,851.35 | NO
North Terrace_NT33-Napier_Ground Floor_G62 _ WC - U - Access (RH+S) | NT-NT33-02-G62 | NT33-02-G62-WC - U - Access (RH+S) | North Terrace | NT | NT33 | Napier | 02 | Ground Floor | G62 | 99939 | Unusable Spaces | 99939 | Unusable Spaces | 5.9 | WC - U - Access (RH+S) | 8 | Non Useable Floor Area Space Group | 818 | Non-usable - Toilets/Amenities - Unisex Accessible |  | Unknown | 0.00 | NO
North Terrace_NT33-Napier_First Floor_100 _ Lift Lobby | NT-NT33-03-100 | NT33-03-100-Lift Lobby | North Terrace | NT | NT33 | Napier | 03 | First Floor | 100 | 99939 | Unusable Spaces | 99939 | Unusable Spaces | 122.15 | Lift Lobby | 8 | Non Useable Floor Area Space Group | 805 | Non-usable - Circulation space | INFORMAL-PRIM-I | Unknown | 0.00 | NO
North Terrace_NT33-Napier_First Floor_100A _ VSR | NT-NT33-03-100A | NT33-03-100A-VSR | North Terrace | NT | NT33 | Napier | 03 | First Floor | 100A | 99939 | Unusable Spaces | 99939 | Unusable Spaces | 1.39 | VSR | 8 | Non Useable Floor Area Space Group | 840 | Non-usable - Service riser |  | Unknown | 0.00 | NO
North Terrace_NT33-Napier_First Floor_100B _ VSR | NT-NT33-03-100B | NT33-03-100B-VSR | North Terrace | NT | NT33 | Napier | 03 | First Floor | 100B | 99939 | Unusable Spaces | 99939 | Unusable Spaces | 10.75 | VSR | 8 | Non Useable Floor Area Space Group | 840 | Non-usable - Service riser |  | Unknown | 0.00 | NO
North Terrace_NT33-Napier_First Floor_100C _ VSR | NT-NT33-03-100C | NT33-03-100C-VSR | North Terrace | NT | NT33 | Napier | 03 | First Floor | 100C | 99939 | Unusable Spaces | 99939 | Unusable Spaces | 1.39 | VSR | 8 | Non Useable Floor Area Space Group | 840 | Non-usable - Service riser |  | Unknown | 0.00 | NO
North Terrace_NT33-Napier_First Floor_100D _ Vending Machine | NT-NT33-03-100D | NT33-03-100D-Vending Machine | North Terrace | NT | NT33 | Napier | 03 | First Floor | 100D | 99994 | Uni of Adelaide Student Union Association | 859 | Infrastructure | 1.52 | Vending Machine | 6 | General Facility Space Group | 611 | General Facility - Commercial/Business/Retail Facilities |  | Good | 360.87 | NO
North Terrace_NT33-Napier_First Floor_100E _ Vending Machine - Snack | NT-NT33-03-100E | NT33-03-100E-Vending Machine - Snack | North Terrace | NT | NT33 | Napier | 03 | First Floor | 100E | 99994 | Uni of Adelaide Student Union Association | 859 | Infrastructure | 1.52 | Vending Machine - Snack | 6 | General Facility Space Group | 611 | General Facility - Commercial/Business/Retail Facilities |  | Good | 360.87 | NO
North Terrace_NT33-Napier_First Floor_100F _ Vending Machine - Cold Drink | NT-NT33-03-100F | NT33-03-100F-Vending Machine - Cold Drink | North Terrace | NT | NT33 | Napier | 03 | First Floor | 100F | 99994 | Uni of Adelaide Student Union Association | 859 | Infrastructure | 2.28 | Vending Machine - Cold Drink | 6 | General Facility Space Group | 611 | General Facility - Commercial/Business/Retail Facilities |  | Good | 541.31 | NO
North Terrace_NT33-Napier_First Floor_101 _ Stair | NT-NT33-03-101 | NT33-03-101-Stair | North Terrace | NT | NT33 | Napier | 03 | First Floor | 101 | 99939 | Unusable Spaces | 99939 | Unusable Spaces | 32.23 | Stair | 8 | Non Useable Floor Area Space Group | 805 | Non-usable - Circulation space |  | Unknown | 0.00 | NO
North Terrace_NT33-Napier_First Floor_102 _ Lecture Theatre | NT-NT33-03-102 | NT33-03-102-Lecture Theatre | North Terrace | NT | NT33 | Napier | 03 | First Floor | 102 | 99998 | Central Common Teaching Areas (In Use) | 952 | Corporate Services Division Admin | 265.22 | Lecture Theatre | 2 | Teaching Space Group | 202 | Lecture Theatre (> 100 seats) |  | Good | 68,589.28 | NO
North Terrace_NT33-Napier_First Floor_102A _ VSR | NT-NT33-03-102A | NT33-03-102A-VSR | North Terrace | NT | NT33 | Napier | 03 | First Floor | 102A | 99939 | Unusable Spaces | 99939 | Unusable Spaces | 17.99 | VSR | 8 | Non Useable Floor Area Space Group | 840 | Non-usable - Service riser |  | Unknown | 0.00 | NO
North Terrace_NT33-Napier_First Floor_102B _ Projection Room - Napier 102 | NT-NT33-03-102B | NT33-03-102B-Projection Room - Napier 102 | North Terrace | NT | NT33 | Napier | 03 | First Floor | 102B | 99998 | Central Common Teaching Areas (In Use) | 952 | Corporate Services Division Admin | 9.82 | Projection Room - Napier 102 | 2 | Teaching Space Group | 202 | Lecture Theatre (> 100 seats) |  | Good | 2,539.58 | NO
North Terrace_NT33-Napier_First Floor_102C _ VSR | NT-NT33-03-102C | NT33-03-102C-VSR | North Terrace | NT | NT33 | Napier | 03 | First Floor | 102C | 99939 | Unusable Spaces | 99939 | Unusable Spaces | 17.99 | VSR | 8 | Non Useable Floor Area Space Group | 840 | Non-usable - Service riser |  | Unknown | 0.00 | NO
North Terrace_NT33-Napier_First Floor_103 _ Powder Room | NT-NT33-03-103 | NT33-03-103-Powder Room | North Terrace | NT | NT33 | Napier | 03 | First Floor | 103 | 99939 | Unusable Spaces | 99939 | Unusable Spaces | 13.36 | Powder Room | 8 | Non Useable Floor Area Space Group | 835 | Non-usable - Toilets/Amenities - Other |  | Unknown | 0.00 | NO
North Terrace_NT33-Napier_First Floor_103A _ WC - F | NT-NT33-03-103A | NT33-03-103A-WC - F | North Terrace | NT | NT33 | Napier | 03 | First Floor | 103A | 99939 | Unusable Spaces | 99939 | Unusable Spaces | 11.41 | WC - F | 8 | Non Useable Floor Area Space Group | 820 | Non-usable - Toilets/Amenities - Female |  | Unknown | 0.00 | NO
North Terrace_NT33-Napier_First Floor_103B _ WC - F | NT-NT33-03-103B | NT33-03-103B-WC - F | North Terrace | NT | NT33 | Napier | 03 | First Floor | 103B | 99939 | Unusable Spaces | 99939 | Unusable Spaces | 5.53 | WC - F | 8 | Non Useable Floor Area Space Group | 820 | Non-usable - Toilets/Amenities - Female |  | Unknown | 0.00 | NO
North Terrace_NT33-Napier_First Floor_103D _ VSR | NT-NT33-03-103D | NT33-03-103D-VSR | North Terrace | NT | NT33 | Napier | 03 | First Floor | 103D | 99939 | Unusable Spaces | 99939 | Unusable Spaces | 1.78 | VSR | 8 | Non Useable Floor Area Space Group | 840 | Non-usable - Service riser |  | Unknown | 0.00 | NO
North Terrace_NT33-Napier_First Floor_103E _ VSR | NT-NT33-03-103E | NT33-03-103E-VSR | North Terrace | NT | NT33 | Napier | 03 | First Floor | 103E | 99939 | Unusable Spaces | 99939 | Unusable Spaces | 2.44 | VSR | 8 | Non Useable Floor Area Space Group | 840 | Non-usable - Service riser |  | Unknown | 0.00 | NO
North Terrace_NT33-Napier_First Floor_104 _ Gallery | NT-NT33-03-104 | NT33-03-104-Gallery | North Terrace | NT | NT33 | Napier | 03 | First Floor | 104 | 99939 | Unusable Spaces | 99939 | Unusable Spaces | 83.59 | Gallery | 8 | Non Useable Floor Area Space Group | 805 | Non-usable - Circulation space | INFORMAL-PRIM-I | Good | 0.00 | NO
North Terrace_NT33-Napier_First Floor_104A _ Corr. | NT-NT33-03-104A | NT33-03-104A-Corr. | North Terrace | NT | NT33 | Napier | 03 | First Floor | 104A | 99939 | Unusable Spaces | 99939 | Unusable Spaces | 52.38 | Corr. | 8 | Non Useable Floor Area Space Group | 805 | Non-usable - Circulation space |  | Unknown | 0.00 | NO
North Terrace_NT33-Napier_First Floor_104B _ VSR | NT-NT33-03-104B | NT33-03-104B-VSR | North Terrace | NT | NT33 | Napier | 03 | First Floor | 104B | 99939 | Unusable Spaces | 99939 | Unusable Spaces | 1.23 | VSR | 8 | Non Useable Floor Area Space Group | 840 | Non-usable - Service riser |  | Unknown | 0.00 | NO
North Terrace_NT33-Napier_First Floor_104C _ Cleaner | NT-NT33-03-104C | NT33-03-104C-Cleaner | North Terrace | NT | NT33 | Napier | 03 | First Floor | 104C | 99939 | Unusable Spaces | 99939 | Unusable Spaces | 1.59 | Cleaner | 8 | Non Useable Floor Area Space Group | 806 | Non-usable - Cleaners room |  | Unknown | 0.00 | NO
North Terrace_NT33-Napier_First Floor_104D _ Corr. | NT-NT33-03-104D | NT33-03-104D-Corr. | North Terrace | NT | NT33 | Napier | 03 | First Floor | 104D | 99939 | Unusable Spaces | 99939 | Unusable Spaces | 16.39 | Corr. | 8 | Non Useable Floor Area Space Group | 805 | Non-usable - Circulation space |  | Unknown | 0.00 | NO
North Terrace_NT33-Napier_First Floor_104E _ Informal Learning | NT-NT33-03-104E | NT33-03-104E-Informal Learning | North Terrace | NT | NT33 | Napier | 03 | First Floor | 104E | 99951 | Hub and study spaces (ex-VPSR) | 952 | Corporate Services Division Admin | 47.67 | Informal Learning | 5 | Library, IT and Learning Space Group | 517 | Informal Learning | INFORMAL-PRIM-I | Good | 11,317.57 | NO
North Terrace_NT33-Napier_First Floor_104F _ VSR | NT-NT33-03-104F | NT33-03-104F-VSR | North Terrace | NT | NT33 | Napier | 03 | First Floor | 104F | 99939 | Unusable Spaces | 99939 | Unusable Spaces | 0.22 | VSR | 8 | Non Useable Floor Area Space Group | 840 | Non-usable - Service riser |  | Unknown | 0.00 | NO
North Terrace_NT33-Napier_First Floor_105 _ Corr. | NT-NT33-03-105 | NT33-03-105-Corr. | North Terrace | NT | NT33 | Napier | 03 | First Floor | 105 | 99939 | Unusable Spaces | 99939 | Unusable Spaces | 68.75 | Corr. | 8 | Non Useable Floor Area Space Group | 805 | Non-usable - Circulation space |  | Unknown | 0.00 | NO
North Terrace_NT33-Napier_First Floor_105A _ VSR | NT-NT33-03-105A | NT33-03-105A-VSR | North Terrace | NT | NT33 | Napier | 03 | First Floor | 105A | 99939 | Unusable Spaces | 99939 | Unusable Spaces | 1.22 | VSR | 8 | Non Useable Floor Area Space Group | 840 | Non-usable - Service riser |  | Unknown | 0.00 | NO
North Terrace_NT33-Napier_First Floor_105B _ Corr. | NT-NT33-03-105B | NT33-03-105B-Corr. | North Terrace | NT | NT33 | Napier | 03 | First Floor | 105B | 99939 | Unusable Spaces | 99939 | Unusable Spaces | 40.16 | Corr. | 8 | Non Useable Floor Area Space Group | 805 | Non-usable - Circulation space |  | Unknown | 0.00 | NO
North Terrace_NT33-Napier_First Floor_106 _ Social Sciences T & L Centre | NT-NT33-03-106 | NT33-03-106-Social Sciences T & L Centre | North Terrace | NT | NT33 | Napier | 03 | First Floor | 106 | 110 | Administration Office (ABLE) | 110 | ABLE (Arts, Bus, Law & Econ) Faculty Office | 55.54 | Social Sciences T & L Centre | 3 | Specialist Teaching or Research Space Group | 316 | Language Teaching space - Undergraduate/Postgraduate |  | Adequate | 12,526.73 | NO
North Terrace_NT33-Napier_First Floor_107 _ Languages T & L Centre | NT-NT33-03-107 | NT33-03-107-Languages T & L Centre | North Terrace | NT | NT33 | Napier | 03 | First Floor | 107 | 110 | Administration Office (ABLE) | 110 | ABLE (Arts, Bus, Law & Econ) Faculty Office | 94.31 | Languages T & L Centre | 3 | Specialist Teaching or Research Space Group | 316 | Language Teaching space - Undergraduate/Postgraduate |  | Good | 26,588.85 | NO
North Terrace_NT33-Napier_First Floor_108 _ Seminar (S+) | NT-NT33-03-108 | NT33-03-108-Seminar (S+) | North Terrace | NT | NT33 | Napier | 03 | First Floor | 108 | 99998 | Central Common Teaching Areas (In Use) | 952 | Corporate Services Division Admin | 52.76 | Seminar (S+) | 2 | Teaching Space Group | 206 | Lecture/Seminar/Tutorial/Class Room (<30) Flat Floor |  | Adequate | 10,915.53 | NO
North Terrace_NT33-Napier_First Floor_108A _ Store | NT-NT33-03-108A | NT33-03-108A-Store | North Terrace | NT | NT33 | Napier | 03 | First Floor | 108A | 110 | Administration Office (ABLE) | 110 | ABLE (Arts, Bus, Law & Econ) Faculty Office | 5.92 | Store | 4 | Ancillary Area Space Group | 419 | Ancillary Area - Store Room - Generic |  | Good | 1,104.32 | NO
North Terrace_NT33-Napier_First Floor_110 _ Stair | NT-NT33-03-110 | NT33-03-110-Stair | North Terrace | NT | NT33 | Napier | 03 | First Floor | 110 | 99939 | Unusable Spaces | 99939 | Unusable Spaces | 17.63 | Stair | 8 | Non Useable Floor Area Space Group | 805 | Non-usable - Circulation space |  | Unknown | 0.00 | NO
North Terrace_NT33-Napier_First Floor_110A _ Store | NT-NT33-03-110A | NT33-03-110A-Store | North Terrace | NT | NT33 | Napier | 03 | First Floor | 110A | 110 | Administration Office (ABLE) | 110 | ABLE (Arts, Bus, Law & Econ) Faculty Office | 3.83 | Store | 4 | Ancillary Area Space Group | 419 | Ancillary Area - Store Room - Generic |  | Good | 714.45 | NO
North Terrace_NT33-Napier_First Floor_111 _ Office | NT-NT33-03-111 | NT33-03-111-Office | North Terrace | NT | NT33 | Napier | 03 | First Floor | 111 | 401 | School of Social Sciences Office | 401 | School of Social Sciences | 9.3 | Office | 1 | Office Space Group | 101 | Office - Academic Staff |  | Good | 1,971.39 | NO
North Terrace_NT33-Napier_First Floor_112 _ Recording Studio | NT-NT33-03-112 | NT33-03-112-Recording Studio | North Terrace | NT | NT33 | Napier | 03 | First Floor | 112 | 110 | Administration Office (ABLE) | 110 | ABLE (Arts, Bus, Law & Econ) Faculty Office | 7.34 | Recording Studio | 3 | Specialist Teaching or Research Space Group | 313 | Audio Visual Teaching space - Undergraduate/Postgraduate |  | Good | 2,069.37 | NO
North Terrace_NT33-Napier_First Floor_112A _ Recording Studio | NT-NT33-03-112A | NT33-03-112A-Recording Studio | North Terrace | NT | NT33 | Napier | 03 | First Floor | 112A | 110 | Administration Office (ABLE) | 110 | ABLE (Arts, Bus, Law & Econ) Faculty Office | 10.75 | Recording Studio | 3 | Specialist Teaching or Research Space Group | 313 | Audio Visual Teaching space - Undergraduate/Postgraduate |  | Good | 3,030.75 | NO
North Terrace_NT33-Napier_First Floor_112D _ VSR | NT-NT33-03-112D | NT33-03-112D-VSR | North Terrace | NT | NT33 | Napier | 03 | First Floor | 112D | 99939 | Unusable Spaces | 99939 | Unusable Spaces | 0.93 | VSR | 8 | Non Useable Floor Area Space Group | 840 | Non-usable - Service riser |  | Unknown | 0.00 | NO
North Terrace_NT33-Napier_First Floor_113 _ Office - Post Grad. | NT-NT33-03-113 | NT33-03-113-Office - Post Grad. | North Terrace | NT | NT33 | Napier | 03 | First Floor | 113 | 401 | School of Social Sciences Office | 401 | School of Social Sciences | 13.97 | Office - Post Grad. | 1 | Office Space Group | 103 | Office - Research Students |  | Good | 2,961.33 | NO
North Terrace_NT33-Napier_First Floor_114 _ Office | NT-NT33-03-114 | NT33-03-114-Office | North Terrace | NT | NT33 | Napier | 03 | First Floor | 114 | 401 | School of Social Sciences Office | 401 | School of Social Sciences | 14.77 | Office | 1 | Office Space Group | 101 | Office - Academic Staff |  | Good | 3,130.91 | NO
North Terrace_NT33-Napier_First Floor_115 _ Office | NT-NT33-03-115 | NT33-03-115-Office | North Terrace | NT | NT33 | Napier | 03 | First Floor | 115 | 401 | School of Social Sciences Office | 401 | School of Social Sciences | 9.8 | Office | 1 | Office Space Group | 101 | Office - Academic Staff |  | Good | 2,077.38 | NO
North Terrace_NT33-Napier_First Floor_116 _ Office - Open Plan - Post Grad | NT-NT33-03-116 | NT33-03-116-Office - Open Plan - Post Grad | North Terrace | NT | NT33 | Napier | 03 | First Floor | 116 | 401 | School of Social Sciences Office | 401 | School of Social Sciences | 19.97 | Office - Open Plan - Post Grad | 1 | Office Space Group | 114 | Open Plan - Research Students |  | Good | 4,233.19 | NO
North Terrace_NT33-Napier_First Floor_117 _ Post Grad Entry | NT-NT33-03-117 | NT33-03-117-Post Grad Entry | North Terrace | NT | NT33 | Napier | 03 | First Floor | 117 | 401 | School of Social Sciences Office | 401 | School of Social Sciences | 5.11 | Post Grad Entry | 1 | Office Space Group | 114 | Open Plan - Research Students |  | Good | 1,083.21 | NO
North Terrace_NT33-Napier_First Floor_117A _ Shower | NT-NT33-03-117A | NT33-03-117A-Shower | North Terrace | NT | NT33 | Napier | 03 | First Floor | 117A | 99939 | Unusable Spaces | 99939 | Unusable Spaces | 2.27 | Shower | 8 | Non Useable Floor Area Space Group | 835 | Non-usable - Toilets/Amenities - Other |  | Unknown | 0.00 | NO
North Terrace_NT33-Napier_First Floor_117B _ Server Room (shared) | NT-NT33-03-117B | NT33-03-117B-Server Room (shared) | North Terrace | NT | NT33 | Napier | 03 | First Floor | 117B | 850 | ITDS Branch Central Costs | 869 | Information Technology and Digital Services | 21.5 | Server Room (shared) | 8 | Non Useable Floor Area Space Group | 815 | Non-usable - Switch room |  | Good | 0.00 | NO
North Terrace_NT33-Napier_First Floor_117C _ Office | NT-NT33-03-117C | NT33-03-117C-Office | North Terrace | NT | NT33 | Napier | 03 | First Floor | 117C | 401 | School of Social Sciences Office | 401 | School of Social Sciences | 4.04 | Office | 1 | Office Space Group | 101 | Office - Academic Staff |  | Good | 856.39 | NO
North Terrace_NT33-Napier_First Floor_117D _ Office - Open Plan - Post Grad | NT-NT33-03-117D | NT33-03-117D-Office - Open Plan - Post Grad | North Terrace | NT | NT33 | Napier | 03 | First Floor | 117D | 401 | School of Social Sciences Office | 401 | School of Social Sciences | 12.96 | Office - Open Plan - Post Grad | 1 | Office Space Group | 114 | Open Plan - Research Students |  | Good | 2,747.23 | NO
North Terrace_NT33-Napier_First Floor_118 _ Office | NT-NT33-03-118 | NT33-03-118-Office | North Terrace | NT | NT33 | Napier | 03 | First Floor | 118 | 401 | School of Social Sciences Office | 401 | School of Social Sciences | 14.78 | Office | 1 | Office Space Group | 101 | Office - Academic Staff |  | Good | 3,133.03 | NO
North Terrace_NT33-Napier_First Floor_119 _ Office | NT-NT33-03-119 | NT33-03-119-Office | North Terrace | NT | NT33 | Napier | 03 | First Floor | 119 | 401 | School of Social Sciences Office | 401 | School of Social Sciences | 9.8 | Office | 1 | Office Space Group | 101 | Office - Academic Staff |  | Good | 2,077.38 | NO
North Terrace_NT33-Napier_First Floor_120 _ Office | NT-NT33-03-120 | NT33-03-120-Office | North Terrace | NT | NT33 | Napier | 03 | First Floor | 120 | 401 | School of Social Sciences Office | 401 | School of Social Sciences | 14.42 | Office | 1 | Office Space Group | 101 | Office - Academic Staff |  | Good | 3,056.72 | NO
North Terrace_NT33-Napier_First Floor_121 _ Cleaner | NT-NT33-03-121 | NT33-03-121-Cleaner | North Terrace | NT | NT33 | Napier | 03 | First Floor | 121 | 401 | School of Social Sciences Office | 401 | School of Social Sciences | 1.9 | Cleaner | 8 | Non Useable Floor Area Space Group | 806 | Non-usable - Cleaners room |  | Good | 0.00 | NO
North Terrace_NT33-Napier_First Floor_122 _ Office - Open Plan - Post Grad | NT-NT33-03-122 | NT33-03-122-Office - Open Plan - Post Grad | North Terrace | NT | NT33 | Napier | 03 | First Floor | 122 | 401 | School of Social Sciences Office | 401 | School of Social Sciences | 22.49 | Office - Open Plan - Post Grad | 1 | Office Space Group | 114 | Open Plan - Research Students |  | Good | 4,767.38 | NO
North Terrace_NT33-Napier_First Floor_122A _ Meeting | NT-NT33-03-122A | NT33-03-122A-Meeting | North Terrace | NT | NT33 | Napier | 03 | First Floor | 122A | 401 | School of Social Sciences Office | 401 | School of Social Sciences | 16.99 | Meeting | 6 | General Facility Space Group | 601 | General Facility - Committee/Conference/Meeting room |  | Good | 4,033.68 | NO
North Terrace_NT33-Napier_First Floor_122B _ Tea Room | NT-NT33-03-122B | NT33-03-122B-Tea Room | North Terrace | NT | NT33 | Napier | 03 | First Floor | 122B | 401 | School of Social Sciences Office | 401 | School of Social Sciences | 15.55 | Tea Room | 6 | General Facility Space Group | 608 | General Facility - Kitchen/Servery/Food Storage |  | Good | 3,691.80 | NO
North Terrace_NT33-Napier_First Floor_123 _ Office | NT-NT33-03-123 | NT33-03-123-Office | North Terrace | NT | NT33 | Napier | 03 | First Floor | 123 | 401 | School of Social Sciences Office | 401 | School of Social Sciences | 18.57 | Office | 1 | Office Space Group | 101 | Office - Academic Staff |  | Good | 3,936.43 | NO
North Terrace_NT33-Napier_First Floor_124 _ Office | NT-NT33-03-124 | NT33-03-124-Office | North Terrace | NT | NT33 | Napier | 03 | First Floor | 124 | 401 | School of Social Sciences Office | 401 | School of Social Sciences | 12.21 | Office | 1 | Office Space Group | 101 | Office - Academic Staff |  | Good | 2,588.25 | NO
North Terrace_NT33-Napier_First Floor_125 _ Office | NT-NT33-03-125 | NT33-03-125-Office | North Terrace | NT | NT33 | Napier | 03 | First Floor | 125 | 401 | School of Social Sciences Office | 401 | School of Social Sciences | 17.99 | Office | 1 | Office Space Group | 101 | Office - Academic Staff |  | Good | 3,813.48 | NO
North Terrace_NT33-Napier_First Floor_126 _ Office | NT-NT33-03-126 | NT33-03-126-Office | North Terrace | NT | NT33 | Napier | 03 | First Floor | 126 | 401 | School of Social Sciences Office | 401 | School of Social Sciences | 14.64 | Office | 1 | Office Space Group | 101 | Office - Academic Staff |  | Good | 3,103.35 | NO
North Terrace_NT33-Napier_First Floor_127 _ Office | NT-NT33-03-127 | NT33-03-127-Office | North Terrace | NT | NT33 | Napier | 03 | First Floor | 127 | 401 | School of Social Sciences Office | 401 | School of Social Sciences | 10.31 | Office | 1 | Office Space Group | 101 | Office - Academic Staff |  | Good | 2,185.49 | NO
North Terrace_NT33-Napier_First Floor_128 _ Office | NT-NT33-03-128 | NT33-03-128-Office | North Terrace | NT | NT33 | Napier | 03 | First Floor | 128 | 401 | School of Social Sciences Office | 401 | School of Social Sciences | 14.64 | Office | 1 | Office Space Group | 101 | Office - Academic Staff |  | Good | 3,103.35 | NO
North Terrace_NT33-Napier_First Floor_129 _ Office | NT-NT33-03-129 | NT33-03-129-Office | North Terrace | NT | NT33 | Napier | 03 | First Floor | 129 | 401 | School of Social Sciences Office | 401 | School of Social Sciences | 10.31 | Office | 1 | Office Space Group | 101 | Office - Academic Staff |  | Good | 2,185.49 | NO
North Terrace_NT33-Napier_First Floor_130 _ Office - Open Plan - Post Grad | NT-NT33-03-130 | NT33-03-130-Office - Open Plan - Post Grad | North Terrace | NT | NT33 | Napier | 03 | First Floor | 130 | 401 | School of Social Sciences Office | 401 | School of Social Sciences | 25.96 | Office - Open Plan - Post Grad | 1 | Office Space Group | 114 | Open Plan - Research Students |  | Good | 5,502.94 | NO
North Terrace_NT33-Napier_First Floor_131 _ Office | NT-NT33-03-131 | NT33-03-131-Office | North Terrace | NT | NT33 | Napier | 03 | First Floor | 131 | 401 | School of Social Sciences Office | 401 | School of Social Sciences | 14.64 | Office | 1 | Office Space Group | 101 | Office - Academic Staff |  | Good | 3,103.35 | NO
North Terrace_NT33-Napier_First Floor_132 _ Stair | NT-NT33-03-132 | NT33-03-132-Stair | North Terrace | NT | NT33 | Napier | 03 | First Floor | 132 | 99939 | Unusable Spaces | 99939 | Unusable Spaces | 10.31 | Stair | 8 | Non Useable Floor Area Space Group | 805 | Non-usable - Circulation space |  | Unknown | 0.00 | NO
North Terrace_NT33-Napier_First Floor_133 _ Office - Open Plan - Post Grad | NT-NT33-03-133 | NT33-03-133-Office - Open Plan - Post Grad | North Terrace | NT | NT33 | Napier | 03 | First Floor | 133 | 401 | School of Social Sciences Office | 401 | School of Social Sciences | 21.7 | Office - Open Plan - Post Grad | 1 | Office Space Group | 114 | Open Plan - Research Students |  | Good | 4,599.92 | NO
North Terrace_NT33-Napier_First Floor_133A _ Office - Open Plan - Post Grad | NT-NT33-03-133A | NT33-03-133A-Office - Open Plan - Post Grad | North Terrace | NT | NT33 | Napier | 03 | First Floor | 133A | 401 | School of Social Sciences Office | 401 | School of Social Sciences | 24.58 | Office - Open Plan - Post Grad | 1 | Office Space Group | 114 | Open Plan - Research Students |  | Good | 5,210.41 | NO
North Terrace_NT33-Napier_First Floor_134 _ Office | NT-NT33-03-134 | NT33-03-134-Office | North Terrace | NT | NT33 | Napier | 03 | First Floor | 134 | 401 | School of Social Sciences Office | 401 | School of Social Sciences | 14.64 | Office | 1 | Office Space Group | 101 | Office - Academic Staff |  | Good | 3,103.35 | NO
North Terrace_NT33-Napier_First Floor_135 _ Office | NT-NT33-03-135 | NT33-03-135-Office | North Terrace | NT | NT33 | Napier | 03 | First Floor | 135 | 401 | School of Social Sciences Office | 401 | School of Social Sciences | 10.31 | Office | 1 | Office Space Group | 101 | Office - Academic Staff |  | Good | 2,185.49 | NO
North Terrace_NT33-Napier_First Floor_136 _ Office | NT-NT33-03-136 | NT33-03-136-Office | North Terrace | NT | NT33 | Napier | 03 | First Floor | 136 | 401 | School of Social Sciences Office | 401 | School of Social Sciences | 13 | Office | 1 | Office Space Group | 101 | Office - Academic Staff |  | Good | 2,755.71 | NO
North Terrace_NT33-Napier_First Floor_136A _ Office | NT-NT33-03-136A | NT33-03-136A-Office | North Terrace | NT | NT33 | Napier | 03 | First Floor | 136A | 401 | School of Social Sciences Office | 401 | School of Social Sciences | 11.85 | Office | 1 | Office Space Group | 101 | Office - Academic Staff |  | Good | 2,511.94 | NO
North Terrace_NT33-Napier_First Floor_137 _ Office | NT-NT33-03-137 | NT33-03-137-Office | North Terrace | NT | NT33 | Napier | 03 | First Floor | 137 | 401 | School of Social Sciences Office | 401 | School of Social Sciences | 14.64 | Office | 1 | Office Space Group | 101 | Office - Academic Staff |  | Good | 3,103.35 | NO
North Terrace_NT33-Napier_First Floor_137A _ Office - Open Plan - Post Grad | NT-NT33-03-137A | NT33-03-137A-Office - Open Plan - Post Grad | North Terrace | NT | NT33 | Napier | 03 | First Floor | 137A | 401 | School of Social Sciences Office | 401 | School of Social Sciences | 24.32 | Office - Open Plan - Post Grad | 1 | Office Space Group | 114 | Open Plan - Research Students |  | Good | 5,155.30 | NO
North Terrace_NT33-Napier_First Floor_138 _ Office | NT-NT33-03-138 | NT33-03-138-Office | North Terrace | NT | NT33 | Napier | 03 | First Floor | 138 | 401 | School of Social Sciences Office | 401 | School of Social Sciences | 14.47 | Office | 1 | Office Space Group | 101 | Office - Academic Staff |  | Good | 3,067.32 | NO
North Terrace_NT33-Napier_First Floor_138A _ Office | NT-NT33-03-138A | NT33-03-138A-Office | North Terrace | NT | NT33 | Napier | 03 | First Floor | 138A | 401 | School of Social Sciences Office | 401 | School of Social Sciences | 12.09 | Office | 1 | Office Space Group | 101 | Office - Academic Staff |  | Good | 2,562.81 | NO
North Terrace_NT33-Napier_First Floor_139 _ Office | NT-NT33-03-139 | NT33-03-139-Office | North Terrace | NT | NT33 | Napier | 03 | First Floor | 139 | 401 | School of Social Sciences Office | 401 | School of Social Sciences | 14.42 | Office | 1 | Office Space Group | 101 | Office - Academic Staff |  | Good | 3,056.72 | NO
North Terrace_NT33-Napier_First Floor_139A _ Office | NT-NT33-03-139A | NT33-03-139A-Office | North Terrace | NT | NT33 | Napier | 03 | First Floor | 139A | 401 | School of Social Sciences Office | 401 | School of Social Sciences | 10.15 | Office | 1 | Office Space Group | 101 | Office - Academic Staff |  | Good | 2,151.57 | NO
North Terrace_NT33-Napier_First Floor_140 _ Office | NT-NT33-03-140 | NT33-03-140-Office | North Terrace | NT | NT33 | Napier | 03 | First Floor | 140 | 401 | School of Social Sciences Office | 401 | School of Social Sciences | 15.47 | Office | 1 | Office Space Group | 101 | Office - Academic Staff |  | Good | 3,279.29 | NO
North Terrace_NT33-Napier_First Floor_140A _ Office | NT-NT33-03-140A | NT33-03-140A-Office | North Terrace | NT | NT33 | Napier | 03 | First Floor | 140A | 401 | School of Social Sciences Office | 401 | School of Social Sciences | 15.47 | Office | 1 | Office Space Group | 101 | Office - Academic Staff |  | Good | 3,279.29 | NO
North Terrace_NT33-Napier_First Floor_141 _ Store | NT-NT33-03-141 | NT33-03-141-Store | North Terrace | NT | NT33 | Napier | 03 | First Floor | 141 | 401 | School of Social Sciences Office | 401 | School of Social Sciences | 27.58 | Store | 4 | Ancillary Area Space Group | 419 | Ancillary Area - Store Room - Generic |  | Good | 5,144.78 | NO
North Terrace_NT33-Napier_First Floor_141A _ Office | NT-NT33-03-141A | NT33-03-141A-Office | North Terrace | NT | NT33 | Napier | 03 | First Floor | 141A | 401 | School of Social Sciences Office | 401 | School of Social Sciences | 16.11 | Office | 1 | Office Space Group | 101 | Office - Academic Staff |  | Good | 3,414.96 | NO
North Terrace_NT33-Napier_First Floor_142 _ Meeting | NT-NT33-03-142 | NT33-03-142-Meeting | North Terrace | NT | NT33 | Napier | 03 | First Floor | 142 | 401 | School of Social Sciences Office | 401 | School of Social Sciences | 30.18 | Meeting | 6 | General Facility Space Group | 601 | General Facility - Committee/Conference/Meeting room |  | Good | 7,165.18 | NO
North Terrace_NT33-Napier_First Floor_142A _ Kitchen / Tea | NT-NT33-03-142A | NT33-03-142A-Kitchen / Tea | North Terrace | NT | NT33 | Napier | 03 | First Floor | 142A | 401 | School of Social Sciences Office | 401 | School of Social Sciences | 2.24 | Kitchen / Tea | 6 | General Facility Space Group | 608 | General Facility - Kitchen/Servery/Food Storage |  | Good | 531.81 | NO
North Terrace_NT33-Napier_First Floor_143 _ School Study Area | NT-NT33-03-143 | NT33-03-143-School Study Area | North Terrace | NT | NT33 | Napier | 03 | First Floor | 143 | 401 | School of Social Sciences Office | 401 | School of Social Sciences | 34.44 | School Study Area | 5 | Library, IT and Learning Space Group | 517 | Informal Learning | INFORMAL-PRIM-C | Good | 8,176.57 | NO
North Terrace_NT33-Napier_First Floor_144 _ Seminar Room | NT-NT33-03-144 | NT33-03-144-Seminar Room | North Terrace | NT | NT33 | Napier | 03 | First Floor | 144 | 99998 | Central Common Teaching Areas (In Use) | 952 | Corporate Services Division Admin | 36.92 | Seminar Room | 2 | Teaching Space Group | 206 | Lecture/Seminar/Tutorial/Class Room (<30) Flat Floor |  | Adequate | 7,638.39 | NO
North Terrace_NT33-Napier_First Floor_146 _ A/L | NT-NT33-03-146 | NT33-03-146-A/L | North Terrace | NT | NT33 | Napier | 03 | First Floor | 146 | 99939 | Unusable Spaces | 99939 | Unusable Spaces | 1.31 | A/L | 8 | Non Useable Floor Area Space Group | 805 | Non-usable - Circulation space |  | Unknown | 0.00 | NO
North Terrace_NT33-Napier_First Floor_146A _ WC - M | NT-NT33-03-146A | NT33-03-146A-WC - M | North Terrace | NT | NT33 | Napier | 03 | First Floor | 146A | 99939 | Unusable Spaces | 99939 | Unusable Spaces | 11.96 | WC - M | 8 | Non Useable Floor Area Space Group | 821 | Non-usable - Toilets/Amenities - Male |  | Unknown | 0.00 | NO
North Terrace_NT33-Napier_First Floor_146C _ VSR | NT-NT33-03-146C | NT33-03-146C-VSR | North Terrace | NT | NT33 | Napier | 03 | First Floor | 146C | 99939 | Unusable Spaces | 99939 | Unusable Spaces | 0.62 | VSR | 8 | Non Useable Floor Area Space Group | 840 | Non-usable - Service riser |  | Unknown | 0.00 | NO
North Terrace_NT33-Napier_First Floor_147 _ WC | NT-NT33-03-147 | NT33-03-147-WC | North Terrace | NT | NT33 | Napier | 03 | First Floor | 147 | 99939 | Unusable Spaces | 99939 | Unusable Spaces | 3.19 | WC | 8 | Non Useable Floor Area Space Group | 822 | Non-usable - Toilets/Amenities - Unisex |  | Unknown | 0.00 | NO
North Terrace_NT33-Napier_First Floor_148 _ WC - U - Access (LH) | NT-NT33-03-148 | NT33-03-148-WC - U - Access (LH) | North Terrace | NT | NT33 | Napier | 03 | First Floor | 148 | 99939 | Unusable Spaces | 99939 | Unusable Spaces | 5.88 | WC - U - Access (LH) | 8 | Non Useable Floor Area Space Group | 818 | Non-usable - Toilets/Amenities - Unisex Accessible |  | Unknown | 0.00 | NO
North Terrace_NT33-Napier_Second Floor_200 _ Stair | NT-NT33-04-200 | NT33-04-200-Stair | North Terrace | NT | NT33 | Napier | 04 | Second Floor | 200 | 99939 | Unusable Spaces | 99939 | Unusable Spaces | 17.58 | Stair | 8 | Non Useable Floor Area Space Group | 805 | Non-usable - Circulation space |  | Unknown | 0.00 | NO
North Terrace_NT33-Napier_Second Floor_200I _ DB | NT-NT33-04-200I | NT33-04-200I-DB | North Terrace | NT | NT33 | Napier | 04 | Second Floor | 200I | 99939 | Unusable Spaces | 99939 | Unusable Spaces | 0.51 | DB | 8 | Non Useable Floor Area Space Group | 815 | Non-usable - Switch room |  | Unknown | 0.00 | NO
North Terrace_NT33-Napier_Second Floor_201 _ Corr. | NT-NT33-04-201 | NT33-04-201-Corr. | North Terrace | NT | NT33 | Napier | 04 | Second Floor | 201 | 99939 | Unusable Spaces | 99939 | Unusable Spaces | 18.07 | Corr. | 8 | Non Useable Floor Area Space Group | 805 | Non-usable - Circulation space |  | Unknown | 0.00 | NO
North Terrace_NT33-Napier_Second Floor_201B _ Corr. | NT-NT33-04-201B | NT33-04-201B-Corr. | North Terrace | NT | NT33 | Napier | 04 | Second Floor | 201B | 99939 | Unusable Spaces | 99939 | Unusable Spaces | 27.59 | Corr. | 8 | Non Useable Floor Area Space Group | 805 | Non-usable - Circulation space |  | Unknown | 0.00 | NO
North Terrace_NT33-Napier_Second Floor_201C _ Corr. | NT-NT33-04-201C | NT33-04-201C-Corr. | North Terrace | NT | NT33 | Napier | 04 | Second Floor | 201C | 99939 | Unusable Spaces | 99939 | Unusable Spaces | 72.13 | Corr. | 8 | Non Useable Floor Area Space Group | 805 | Non-usable - Circulation space |  | Unknown | 0.00 | NO
North Terrace_NT33-Napier_Second Floor_201D _ Corr. | NT-NT33-04-201D | NT33-04-201D-Corr. | North Terrace | NT | NT33 | Napier | 04 | Second Floor | 201D | 99939 | Unusable Spaces | 99939 | Unusable Spaces | 3.58 | Corr. | 8 | Non Useable Floor Area Space Group | 805 | Non-usable - Circulation space |  | Unknown | 0.00 | NO
North Terrace_NT33-Napier_Second Floor_201E _ Corr. | NT-NT33-04-201E | NT33-04-201E-Corr. | North Terrace | NT | NT33 | Napier | 04 | Second Floor | 201E | 99939 | Unusable Spaces | 99939 | Unusable Spaces | 3.87 | Corr. | 8 | Non Useable Floor Area Space Group | 805 | Non-usable - Circulation space |  | Unknown | 0.00 | NO
North Terrace_NT33-Napier_Second Floor_201G _ VSR | NT-NT33-04-201G | NT33-04-201G-VSR | North Terrace | NT | NT33 | Napier | 04 | Second Floor | 201G | 99939 | Unusable Spaces | 99939 | Unusable Spaces | 0.21 | VSR | 8 | Non Useable Floor Area Space Group | 840 | Non-usable - Service riser |  | Unknown | 0.00 | NO
North Terrace_NT33-Napier_Second Floor_201H _ FHR | NT-NT33-04-201H | NT33-04-201H-FHR | North Terrace | NT | NT33 | Napier | 04 | Second Floor | 201H | 99939 | Unusable Spaces | 99939 | Unusable Spaces | 0.41 | FHR | 8 | Non Useable Floor Area Space Group | 840 | Non-usable - Service riser |  | Unknown | 0.00 | NO
North Terrace_NT33-Napier_Second Floor_201J _ VSR | NT-NT33-04-201J | NT33-04-201J-VSR | North Terrace | NT | NT33 | Napier | 04 | Second Floor | 201J | 99939 | Unusable Spaces | 99939 | Unusable Spaces | 0.81 | VSR | 8 | Non Useable Floor Area Space Group | 840 | Non-usable - Service riser |  | Unknown | 0.00 | NO
North Terrace_NT33-Napier_Second Floor_201K _ VSR - A/C | NT-NT33-04-201K | NT33-04-201K-VSR - A/C | North Terrace | NT | NT33 | Napier | 04 | Second Floor | 201K | 99939 | Unusable Spaces | 99939 | Unusable Spaces | 1.95 | VSR - A/C | 8 | Non Useable Floor Area Space Group | 840 | Non-usable - Service riser |  | Unknown | 0.00 | NO
North Terrace_NT33-Napier_Second Floor_203 _ Computer Laboratory - VR | NT-NT33-04-203 | NT33-04-203-Computer Laboratory - VR | North Terrace | NT | NT33 | Napier | 04 | Second Floor | 203 | 110 | Administration Office (ABLE) | 110 | ABLE (Arts, Bus, Law & Econ) Faculty Office | 68.74 | Computer Laboratory - VR | 3 | Specialist Teaching or Research Space Group | 310 | Laboratory - Computing - Open Access |  | Adequate | 15,503.91 | NO
North Terrace_NT33-Napier_Second Floor_204 _ Tutorial | NT-NT33-04-204 | NT33-04-204-Tutorial | North Terrace | NT | NT33 | Napier | 04 | Second Floor | 204 | 99998 | Central Common Teaching Areas (In Use) | 952 | Corporate Services Division Admin | 24.84 | Tutorial | 2 | Teaching Space Group | 206 | Lecture/Seminar/Tutorial/Class Room (<30) Flat Floor |  | Good | 6,423.94 | NO
North Terrace_NT33-Napier_Second Floor_205 _ Seminar Room | NT-NT33-04-205 | NT33-04-205-Seminar Room | North Terrace | NT | NT33 | Napier | 04 | Second Floor | 205 | 99998 | Central Common Teaching Areas (In Use) | 952 | Corporate Services Division Admin | 45.61 | Seminar Room | 2 | Teaching Space Group | 206 | Lecture/Seminar/Tutorial/Class Room (<30) Flat Floor |  | Good | 11,795.33 | NO
North Terrace_NT33-Napier_Second Floor_206 _ Comms & Store | NT-NT33-04-206 | NT33-04-206-Comms & Store | North Terrace | NT | NT33 | Napier | 04 | Second Floor | 206 | 850 | ITDS Branch Central Costs | 869 | Information Technology and Digital Services | 8.22 | Comms & Store | 8 | Non Useable Floor Area Space Group | 812 | Non-usable - Comms/network system/Telephone/PABX |  | Good | 0.00 | NO
North Terrace_NT33-Napier_Second Floor_208 _ Lecture Room | NT-NT33-04-208 | NT33-04-208-Lecture Room | North Terrace | NT | NT33 | Napier | 04 | Second Floor | 208 | 99998 | Central Common Teaching Areas (In Use) | 952 | Corporate Services Division Admin | 77.23 | Lecture Room | 2 | Teaching Space Group | 204 | Lecture/Seminar/Tutorial (>70 seats) Flat Floor |  | Good | 19,972.66 | NO
North Terrace_NT33-Napier_Second Floor_209 _ Lecture Room | NT-NT33-04-209 | NT33-04-209-Lecture Room | North Terrace | NT | NT33 | Napier | 04 | Second Floor | 209 | 99998 | Central Common Teaching Areas (In Use) | 952 | Corporate Services Division Admin | 77.23 | Lecture Room | 2 | Teaching Space Group | 204 | Lecture/Seminar/Tutorial (>70 seats) Flat Floor |  | Good | 19,972.66 | NO
North Terrace_NT33-Napier_Second Floor_210 _ Tutorial | NT-NT33-04-210 | NT33-04-210-Tutorial | North Terrace | NT | NT33 | Napier | 04 | Second Floor | 210 | 99998 | Central Common Teaching Areas (In Use) | 952 | Corporate Services Division Admin | 64.08 | Tutorial | 2 | Teaching Space Group | 205 | Lecture/Seminar/Tutorial/Class Room (31 to 69) Flat Floor |  | Good | 16,571.91 | NO
North Terrace_NT33-Napier_Second Floor_210B _ VSR | NT-NT33-04-210B | NT33-04-210B-VSR | North Terrace | NT | NT33 | Napier | 04 | Second Floor | 210B | 99939 | Unusable Spaces | 99939 | Unusable Spaces | 2.54 | VSR | 8 | Non Useable Floor Area Space Group | 840 | Non-usable - Service riser |  | Unknown | 0.00 | NO
North Terrace_NT33-Napier_Second Floor_212 _ Cleaner | NT-NT33-04-212 | NT33-04-212-Cleaner | North Terrace | NT | NT33 | Napier | 04 | Second Floor | 212 | 99939 | Unusable Spaces | 99939 | Unusable Spaces | 3.09 | Cleaner | 8 | Non Useable Floor Area Space Group | 806 | Non-usable - Cleaners room |  | Unknown | 0.00 | NO
North Terrace_NT33-Napier_Second Floor_213 _ Stair Lobby | NT-NT33-04-213 | NT33-04-213-Stair Lobby | North Terrace | NT | NT33 | Napier | 04 | Second Floor | 213 | 99939 | Unusable Spaces | 99939 | Unusable Spaces | 8.85 | Stair Lobby | 8 | Non Useable Floor Area Space Group | 805 | Non-usable - Circulation space |  | Unknown | 0.00 | NO
North Terrace_NT33-Napier_Second Floor_213D _ Stair | NT-NT33-04-213D | NT33-04-213D-Stair | North Terrace | NT | NT33 | Napier | 04 | Second Floor | 213D | 99939 | Unusable Spaces | 99939 | Unusable Spaces | 13.73 | Stair | 8 | Non Useable Floor Area Space Group | 805 | Non-usable - Circulation space |  | Unknown | 0.00 | NO
North Terrace_NT33-Napier_Second Floor_214 _ Foyer | NT-NT33-04-214 | NT33-04-214-Foyer | North Terrace | NT | NT33 | Napier | 04 | Second Floor | 214 | 99939 | Unusable Spaces | 99939 | Unusable Spaces | 4.36 | Foyer | 8 | Non Useable Floor Area Space Group | 805 | Non-usable - Circulation space |  | Unknown | 0.00 | NO
North Terrace_NT33-Napier_Second Floor_214A _ Plantroom - A/C | NT-NT33-04-214A | NT33-04-214A-Plantroom - A/C | North Terrace | NT | NT33 | Napier | 04 | Second Floor | 214A | 99939 | Unusable Spaces | 99939 | Unusable Spaces | 3.83 | Plantroom - A/C | 8 | Non Useable Floor Area Space Group | 810 | Non-usable - Mechanical plant room |  | Unknown | 0.00 | NO
North Terrace_NT33-Napier_Second Floor_215 _ A/L - M | NT-NT33-04-215 | NT33-04-215-A/L - M | North Terrace | NT | NT33 | Napier | 04 | Second Floor | 215 | 99939 | Unusable Spaces | 99939 | Unusable Spaces | 5.11 | A/L - M | 8 | Non Useable Floor Area Space Group | 821 | Non-usable - Toilets/Amenities - Male |  | Unknown | 0.00 | NO
North Terrace_NT33-Napier_Second Floor_215A _ WC - M | NT-NT33-04-215A | NT33-04-215A-WC - M | North Terrace | NT | NT33 | Napier | 04 | Second Floor | 215A | 99939 | Unusable Spaces | 99939 | Unusable Spaces | 7.89 | WC - M | 8 | Non Useable Floor Area Space Group | 821 | Non-usable - Toilets/Amenities - Male |  | Unknown | 0.00 | NO
North Terrace_NT33-Napier_Second Floor_216 _ Store | NT-NT33-04-216 | NT33-04-216-Store | North Terrace | NT | NT33 | Napier | 04 | Second Floor | 216 | 110 | Administration Office (ABLE) | 110 | ABLE (Arts, Bus, Law & Econ) Faculty Office | 23.15 | Store | 4 | Ancillary Area Space Group | 419 | Ancillary Area - Store Room - Generic |  | Good | 4,318.41 | NO
North Terrace_NT33-Napier_Third Floor_300 _ Stair | NT-NT33-05-300 | NT33-05-300-Stair | North Terrace | NT | NT33 | Napier | 05 | Third Floor | 300 | 99939 | Unusable Spaces | 99939 | Unusable Spaces | 14.59 | Stair | 8 | Non Useable Floor Area Space Group | 805 | Non-usable - Circulation space |  | Unknown | 0.00 | NO
North Terrace_NT33-Napier_Third Floor_301 _ Lobby | NT-NT33-05-301 | NT33-05-301-Lobby | North Terrace | NT | NT33 | Napier | 05 | Third Floor | 301 | 99939 | Unusable Spaces | 99939 | Unusable Spaces | 19.3 | Lobby | 8 | Non Useable Floor Area Space Group | 805 | Non-usable - Circulation space |  | Unknown | 0.00 | NO
North Terrace_NT33-Napier_Third Floor_301A _ Corr. | NT-NT33-05-301A | NT33-05-301A-Corr. | North Terrace | NT | NT33 | Napier | 05 | Third Floor | 301A | 99939 | Unusable Spaces | 99939 | Unusable Spaces | 1.87 | Corr. | 8 | Non Useable Floor Area Space Group | 805 | Non-usable - Circulation space |  | Unknown | 0.00 | NO
North Terrace_NT33-Napier_Third Floor_301B _ Corr. | NT-NT33-05-301B | NT33-05-301B-Corr. | North Terrace | NT | NT33 | Napier | 05 | Third Floor | 301B | 99939 | Unusable Spaces | 99939 | Unusable Spaces | 64.67 | Corr. | 8 | Non Useable Floor Area Space Group | 805 | Non-usable - Circulation space |  | Unknown | 0.00 | NO
North Terrace_NT33-Napier_Third Floor_301C _ Smoke Lock | NT-NT33-05-301C | NT33-05-301C-Smoke Lock | North Terrace | NT | NT33 | Napier | 05 | Third Floor | 301C | 99939 | Unusable Spaces | 99939 | Unusable Spaces | 3.33 | Smoke Lock | 8 | Non Useable Floor Area Space Group | 840 | Non-usable - Service riser |  | Unknown | 0.00 | NO
North Terrace_NT33-Napier_Third Floor_301D _ Foyer | NT-NT33-05-301D | NT33-05-301D-Foyer | North Terrace | NT | NT33 | Napier | 05 | Third Floor | 301D | 99939 | Unusable Spaces | 99939 | Unusable Spaces | 3.26 | Foyer | 8 | Non Useable Floor Area Space Group | 805 | Non-usable - Circulation space |  | Unknown | 0.00 | NO
North Terrace_NT33-Napier_Third Floor_302 _ Office | NT-NT33-05-302 | NT33-05-302-Office | North Terrace | NT | NT33 | Napier | 05 | Third Floor | 302 | 402 | School of Humanities Office | 402 | School of Humanities | 18.35 | Office | 1 | Office Space Group | 101 | Office - Academic Staff |  | Good | 3,889.79 | NO
North Terrace_NT33-Napier_Third Floor_303 _ Office | NT-NT33-05-303 | NT33-05-303-Office | North Terrace | NT | NT33 | Napier | 05 | Third Floor | 303 | 402 | School of Humanities Office | 402 | School of Humanities | 13.97 | Office | 1 | Office Space Group | 101 | Office - Academic Staff |  | Good | 2,961.33 | NO
North Terrace_NT33-Napier_Third Floor_304 _ Office | NT-NT33-05-304 | NT33-05-304-Office | North Terrace | NT | NT33 | Napier | 05 | Third Floor | 304 | 402 | School of Humanities Office | 402 | School of Humanities | 15.76 | Office | 1 | Office Space Group | 101 | Office - Academic Staff |  | Good | 3,340.77 | NO
North Terrace_NT33-Napier_Third Floor_305 _ Office | NT-NT33-05-305 | NT33-05-305-Office | North Terrace | NT | NT33 | Napier | 05 | Third Floor | 305 | 402 | School of Humanities Office | 402 | School of Humanities | 15.84 | Office | 1 | Office Space Group | 101 | Office - Academic Staff |  | Good | 3,357.73 | NO
North Terrace_NT33-Napier_Third Floor_306 _ Office | NT-NT33-05-306 | NT33-05-306-Office | North Terrace | NT | NT33 | Napier | 05 | Third Floor | 306 | 402 | School of Humanities Office | 402 | School of Humanities | 17.75 | Office | 1 | Office Space Group | 101 | Office - Academic Staff |  | Good | 3,762.60 | NO
North Terrace_NT33-Napier_Third Floor_307 _ Office | NT-NT33-05-307 | NT33-05-307-Office | North Terrace | NT | NT33 | Napier | 05 | Third Floor | 307 | 402 | School of Humanities Office | 402 | School of Humanities | 15.76 | Office | 1 | Office Space Group | 101 | Office - Academic Staff |  | Good | 3,340.77 | NO
North Terrace_NT33-Napier_Third Floor_308 _ Office | NT-NT33-05-308 | NT33-05-308-Office | North Terrace | NT | NT33 | Napier | 05 | Third Floor | 308 | 402 | School of Humanities Office | 402 | School of Humanities | 15.84 | Office | 1 | Office Space Group | 101 | Office - Academic Staff |  | Good | 3,357.73 | NO
North Terrace_NT33-Napier_Third Floor_309 _ Office | NT-NT33-05-309 | NT33-05-309-Office | North Terrace | NT | NT33 | Napier | 05 | Third Floor | 309 | 401 | School of Social Sciences Office | 401 | School of Social Sciences | 16.13 | Office | 1 | Office Space Group | 101 | Office - Academic Staff |  | Good | 3,419.20 | NO
North Terrace_NT33-Napier_Third Floor_310 _ Office - Visiting Research Fello | NT-NT33-05-310 | NT33-05-310-Office - Visiting Research Fello | North Terrace | NT | NT33 | Napier | 05 | Third Floor | 310 | 110 | Administration Office (ABLE) | 110 | ABLE (Arts, Bus, Law & Econ) Faculty Office | 17.38 | Office - Visiting Research Fello | 1 | Office Space Group | 102 | Office - Research Staff |  | Good | 3,684.17 | NO
North Terrace_NT33-Napier_Third Floor_311 _ Office | NT-NT33-05-311 | NT33-05-311-Office | North Terrace | NT | NT33 | Napier | 05 | Third Floor | 311 | 402 | School of Humanities Office | 402 | School of Humanities | 17.46 | Office | 1 | Office Space Group | 101 | Office - Academic Staff |  | Good | 3,701.13 | NO
North Terrace_NT33-Napier_Third Floor_312 _ Office | NT-NT33-05-312 | NT33-05-312-Office | North Terrace | NT | NT33 | Napier | 05 | Third Floor | 312 | 402 | School of Humanities Office | 402 | School of Humanities | 16.13 | Office | 1 | Office Space Group | 101 | Office - Academic Staff |  | Good | 3,419.20 | NO
North Terrace_NT33-Napier_Third Floor_313 _ Office | NT-NT33-05-313 | NT33-05-313-Office | North Terrace | NT | NT33 | Napier | 05 | Third Floor | 313 | 402 | School of Humanities Office | 402 | School of Humanities | 14.92 | Office | 1 | Office Space Group | 101 | Office - Academic Staff |  | Good | 3,162.71 | NO
North Terrace_NT33-Napier_Third Floor_314 _ Stair | NT-NT33-05-314 | NT33-05-314-Stair | North Terrace | NT | NT33 | Napier | 05 | Third Floor | 314 | 99939 | Unusable Spaces | 99939 | Unusable Spaces | 10.78 | Stair | 8 | Non Useable Floor Area Space Group | 805 | Non-usable - Circulation space |  | Unknown | 0.00 | NO
North Terrace_NT33-Napier_Third Floor_315 _ Cleaner | NT-NT33-05-315 | NT33-05-315-Cleaner | North Terrace | NT | NT33 | Napier | 05 | Third Floor | 315 | 99939 | Unusable Spaces | 99939 | Unusable Spaces | 1.88 | Cleaner | 8 | Non Useable Floor Area Space Group | 806 | Non-usable - Cleaners room |  | Unknown | 0.00 | NO
North Terrace_NT33-Napier_Third Floor_316 _ Office | NT-NT33-05-316 | NT33-05-316-Office | North Terrace | NT | NT33 | Napier | 05 | Third Floor | 316 | 402 | School of Humanities Office | 402 | School of Humanities | 16.61 | Office | 1 | Office Space Group | 101 | Office - Academic Staff |  | Good | 3,520.95 | NO
North Terrace_NT33-Napier_Third Floor_317 _ Office - Visiting Research Fello | NT-NT33-05-317 | NT33-05-317-Office - Visiting Research Fello | North Terrace | NT | NT33 | Napier | 05 | Third Floor | 317 | 402 | School of Humanities Office | 402 | School of Humanities | 14.89 | Office - Visiting Research Fello | 1 | Office Space Group | 102 | Office - Research Staff |  | Good | 3,156.35 | NO
North Terrace_NT33-Napier_Third Floor_317A _ Plantroom | NT-NT33-05-317A | NT33-05-317A-Plantroom | North Terrace | NT | NT33 | Napier | 05 | Third Floor | 317A | 99939 | Unusable Spaces | 99939 | Unusable Spaces | 3.92 | Plantroom | 8 | Non Useable Floor Area Space Group | 811 | Non-usable - Plant room other |  | Unknown | 0.00 | NO
North Terrace_NT33-Napier_Third Floor_318 _ Office - Open Plan - Post Grad | NT-NT33-05-318 | NT33-05-318-Office - Open Plan - Post Grad | North Terrace | NT | NT33 | Napier | 05 | Third Floor | 318 | 402 | School of Humanities Office | 402 | School of Humanities | 25.15 | Office - Open Plan - Post Grad | 1 | Office Space Group | 114 | Open Plan - Research Students |  | Good | 5,331.24 | NO
North Terrace_NT33-Napier_Third Floor_319 _ Office - Open Plan - Post Grad | NT-NT33-05-319 | NT33-05-319-Office - Open Plan - Post Grad | North Terrace | NT | NT33 | Napier | 05 | Third Floor | 319 | 402 | School of Humanities Office | 402 | School of Humanities | 22.87 | Office - Open Plan - Post Grad | 1 | Office Space Group | 114 | Open Plan - Research Students |  | Good | 4,847.93 | NO
North Terrace_NT33-Napier_Third Floor_320 _ Office - Open Plan - Post Grad | NT-NT33-05-320 | NT33-05-320-Office - Open Plan - Post Grad | North Terrace | NT | NT33 | Napier | 05 | Third Floor | 320 | 110 | Administration Office (ABLE) | 110 | ABLE (Arts, Bus, Law & Econ) Faculty Office | 30.84 | Office - Open Plan - Post Grad | 1 | Office Space Group | 114 | Open Plan - Research Students |  | Good | 6,537.39 | NO
North Terrace_NT33-Napier_Third Floor_321 _ Office - Open Plan - Post Grad | NT-NT33-05-321 | NT33-05-321-Office - Open Plan - Post Grad | North Terrace | NT | NT33 | Napier | 05 | Third Floor | 321 | 110 | Administration Office (ABLE) | 110 | ABLE (Arts, Bus, Law & Econ) Faculty Office | 22.62 | Office - Open Plan - Post Grad | 1 | Office Space Group | 114 | Open Plan - Research Students |  | Good | 4,794.94 | NO
North Terrace_NT33-Napier_Third Floor_321D _ VSR | NT-NT33-05-321D | NT33-05-321D-VSR | North Terrace | NT | NT33 | Napier | 05 | Third Floor | 321D | 99939 | Unusable Spaces | 99939 | Unusable Spaces | 0.13 | VSR | 8 | Non Useable Floor Area Space Group | 840 | Non-usable - Service riser |  | Unknown | 0.00 | NO
North Terrace_NT33-Napier_Third Floor_322 _ Meeting / Tea Room | NT-NT33-05-322 | NT33-05-322-Meeting / Tea Room | North Terrace | NT | NT33 | Napier | 05 | Third Floor | 322 | 110 | Administration Office (ABLE) | 110 | ABLE (Arts, Bus, Law & Econ) Faculty Office | 29.95 | Meeting / Tea Room | 6 | General Facility Space Group | 601 | General Facility - Committee/Conference/Meeting room |  | Good | 7,110.58 | NO
North Terrace_NT33-Napier_Third Floor_322D _ VSR | NT-NT33-05-322D | NT33-05-322D-VSR | North Terrace | NT | NT33 | Napier | 05 | Third Floor | 322D | 99939 | Unusable Spaces | 99939 | Unusable Spaces | 0.77 | VSR | 8 | Non Useable Floor Area Space Group | 840 | Non-usable - Service riser |  | Unknown | 0.00 | NO
North Terrace_NT33-Napier_Third Floor_324 _ Office - Open Plan - Post Grad | NT-NT33-05-324 | NT33-05-324-Office - Open Plan - Post Grad | North Terrace | NT | NT33 | Napier | 05 | Third Floor | 324 | 401 | School of Social Sciences Office | 401 | School of Social Sciences | 25.59 | Office - Open Plan - Post Grad | 1 | Office Space Group | 114 | Open Plan - Research Students |  | Good | 5,424.51 | NO
North Terrace_NT33-Napier_Third Floor_325 _ Office - Open Plan - Post Grad | NT-NT33-05-325 | NT33-05-325-Office - Open Plan - Post Grad | North Terrace | NT | NT33 | Napier | 05 | Third Floor | 325 | 402 | School of Humanities Office | 402 | School of Humanities | 21.94 | Office - Open Plan - Post Grad | 1 | Office Space Group | 114 | Open Plan - Research Students |  | Good | 4,650.79 | NO
North Terrace_NT33-Napier_Third Floor_325D _ VSR | NT-NT33-05-325D | NT33-05-325D-VSR | North Terrace | NT | NT33 | Napier | 05 | Third Floor | 325D | 99939 | Unusable Spaces | 99939 | Unusable Spaces | 2.54 | VSR | 8 | Non Useable Floor Area Space Group | 840 | Non-usable - Service riser |  | Unknown | 0.00 | NO
North Terrace_NT33-Napier_Third Floor_326 _ Foyer | NT-NT33-05-326 | NT33-05-326-Foyer | North Terrace | NT | NT33 | Napier | 05 | Third Floor | 326 | 99939 | Unusable Spaces | 99939 | Unusable Spaces | 5.62 | Foyer | 8 | Non Useable Floor Area Space Group | 805 | Non-usable - Circulation space |  | Unknown | 0.00 | NO
North Terrace_NT33-Napier_Third Floor_326A _ Plantroom - A/C | NT-NT33-05-326A | NT33-05-326A-Plantroom - A/C | North Terrace | NT | NT33 | Napier | 05 | Third Floor | 326A | 99939 | Unusable Spaces | 99939 | Unusable Spaces | 3.85 | Plantroom - A/C | 8 | Non Useable Floor Area Space Group | 810 | Non-usable - Mechanical plant room |  | Unknown | 0.00 | NO
North Terrace_NT33-Napier_Third Floor_327 _ A/L | NT-NT33-05-327 | NT33-05-327-A/L | North Terrace | NT | NT33 | Napier | 05 | Third Floor | 327 | 99939 | Unusable Spaces | 99939 | Unusable Spaces | 5.11 | A/L | 8 | Non Useable Floor Area Space Group | 822 | Non-usable - Toilets/Amenities - Unisex |  | Unknown | 0.00 | NO
North Terrace_NT33-Napier_Third Floor_327A _ WC - F | NT-NT33-05-327A | NT33-05-327A-WC - F | North Terrace | NT | NT33 | Napier | 05 | Third Floor | 327A | 99939 | Unusable Spaces | 99939 | Unusable Spaces | 7.78 | WC - F | 8 | Non Useable Floor Area Space Group | 820 | Non-usable - Toilets/Amenities - Female |  | Unknown | 0.00 | NO
North Terrace_NT33-Napier_Third Floor_328 _ Office - Visiting Research Fello | NT-NT33-05-328 | NT33-05-328-Office - Visiting Research Fello | North Terrace | NT | NT33 | Napier | 05 | Third Floor | 328 | 402 | School of Humanities Office | 402 | School of Humanities | 23.15 | Office - Visiting Research Fello | 1 | Office Space Group | 102 | Office - Research Staff |  | Good | 4,907.28 | NO
North Terrace_NT33-Napier_Third Floor_32D _ VSR | NT-NT33-05-32D | NT33-05-32D-VSR | North Terrace | NT | NT33 | Napier | 05 | Third Floor | 32D | 99939 | Unusable Spaces | 99939 | Unusable Spaces | 0.25 | VSR | 8 | Non Useable Floor Area Space Group | 840 | Non-usable - Service riser |  | Unknown | 0.00 | NO
North Terrace_NT33-Napier_Fourth Floor_400 _ Stair | NT-NT33-06-400 | NT33-06-400-Stair | North Terrace | NT | NT33 | Napier | 06 | Fourth Floor | 400 | 99939 | Unusable Spaces | 99939 | Unusable Spaces | 14.59 | Stair | 8 | Non Useable Floor Area Space Group | 805 | Non-usable - Circulation space |  | Unknown | 0.00 | NO
North Terrace_NT33-Napier_Fourth Floor_401 _ Lobby | NT-NT33-06-401 | NT33-06-401-Lobby | North Terrace | NT | NT33 | Napier | 06 | Fourth Floor | 401 | 99939 | Unusable Spaces | 99939 | Unusable Spaces | 19.55 | Lobby | 8 | Non Useable Floor Area Space Group | 805 | Non-usable - Circulation space |  | Unknown | 0.00 | NO
North Terrace_NT33-Napier_Fourth Floor_401A _ Corr. | NT-NT33-06-401A | NT33-06-401A-Corr. | North Terrace | NT | NT33 | Napier | 06 | Fourth Floor | 401A | 99939 | Unusable Spaces | 99939 | Unusable Spaces | 1.87 | Corr. | 8 | Non Useable Floor Area Space Group | 805 | Non-usable - Circulation space |  | Unknown | 0.00 | NO
North Terrace_NT33-Napier_Fourth Floor_401B _ Corr. | NT-NT33-06-401B | NT33-06-401B-Corr. | North Terrace | NT | NT33 | Napier | 06 | Fourth Floor | 401B | 99939 | Unusable Spaces | 99939 | Unusable Spaces | 78.45 | Corr. | 8 | Non Useable Floor Area Space Group | 805 | Non-usable - Circulation space |  | Unknown | 0.00 | NO
North Terrace_NT33-Napier_Fourth Floor_401C _ A/L | NT-NT33-06-401C | NT33-06-401C-A/L | North Terrace | NT | NT33 | Napier | 06 | Fourth Floor | 401C | 99939 | Unusable Spaces | 99939 | Unusable Spaces | 5.78 | A/L | 8 | Non Useable Floor Area Space Group | 805 | Non-usable - Circulation space |  | Unknown | 0.00 | NO
North Terrace_NT33-Napier_Fourth Floor_401D _ Corr. | NT-NT33-06-401D | NT33-06-401D-Corr. | North Terrace | NT | NT33 | Napier | 06 | Fourth Floor | 401D | 99939 | Unusable Spaces | 99939 | Unusable Spaces | 0.9 | Corr. | 8 | Non Useable Floor Area Space Group | 805 | Non-usable - Circulation space |  | Unknown | 0.00 | NO
North Terrace_NT33-Napier_Fourth Floor_402 _ Office | NT-NT33-06-402 | NT33-06-402-Office | North Terrace | NT | NT33 | Napier | 06 | Fourth Floor | 402 | 401 | School of Social Sciences Office | 401 | School of Social Sciences | 18.35 | Office | 1 | Office Space Group | 101 | Office - Academic Staff |  | Good | 3,889.79 | NO
North Terrace_NT33-Napier_Fourth Floor_403 _ Consulting Room | NT-NT33-06-403 | NT33-06-403-Consulting Room | North Terrace | NT | NT33 | Napier | 06 | Fourth Floor | 403 | 110 | Administration Office (ABLE) | 110 | ABLE (Arts, Bus, Law & Econ) Faculty Office | 13.97 | Consulting Room | 6 | General Facility Space Group | 601 | General Facility - Committee/Conference/Meeting room |  | Good | 3,316.69 | NO
North Terrace_NT33-Napier_Fourth Floor_404 _ Photocopy / Support Area | NT-NT33-06-404 | NT33-06-404-Photocopy / Support Area | North Terrace | NT | NT33 | Napier | 06 | Fourth Floor | 404 | 110 | Administration Office (ABLE) | 110 | ABLE (Arts, Bus, Law & Econ) Faculty Office | 24.8 | Photocopy / Support Area | 6 | General Facility Space Group | 603 | General Facility - Resource room |  | Good | 5,887.89 | NO
North Terrace_NT33-Napier_Fourth Floor_405 _ Office | NT-NT33-06-405 | NT33-06-405-Office | North Terrace | NT | NT33 | Napier | 06 | Fourth Floor | 405 | 401 | School of Social Sciences Office | 401 | School of Social Sciences | 15.72 | Office | 1 | Office Space Group | 101 | Office - Academic Staff |  | Good | 3,332.29 | NO
North Terrace_NT33-Napier_Fourth Floor_406 _ Office | NT-NT33-06-406 | NT33-06-406-Office | North Terrace | NT | NT33 | Napier | 06 | Fourth Floor | 406 | 402 | School of Humanities Office | 402 | School of Humanities | 14.26 | Office | 1 | Office Space Group | 101 | Office - Academic Staff |  | Good | 3,022.80 | NO
North Terrace_NT33-Napier_Fourth Floor_407 _ Office | NT-NT33-06-407 | NT33-06-407-Office | North Terrace | NT | NT33 | Napier | 06 | Fourth Floor | 407 | 402 | School of Humanities Office | 402 | School of Humanities | 19.29 | Office | 1 | Office Space Group | 101 | Office - Academic Staff |  | Good | 4,089.05 | NO
North Terrace_NT33-Napier_Fourth Floor_408 _ Office | NT-NT33-06-408 | NT33-06-408-Office | North Terrace | NT | NT33 | Napier | 06 | Fourth Floor | 408 | 401 | School of Social Sciences Office | 401 | School of Social Sciences | 15.72 | Office | 1 | Office Space Group | 101 | Office - Academic Staff |  | Good | 3,332.29 | NO
North Terrace_NT33-Napier_Fourth Floor_409 _ Office | NT-NT33-06-409 | NT33-06-409-Office | North Terrace | NT | NT33 | Napier | 06 | Fourth Floor | 409 | 401 | School of Social Sciences Office | 401 | School of Social Sciences | 17.42 | Office | 1 | Office Space Group | 101 | Office - Academic Staff |  | Good | 3,692.65 | NO
North Terrace_NT33-Napier_Fourth Floor_410 _ Office | NT-NT33-06-410 | NT33-06-410-Office | North Terrace | NT | NT33 | Napier | 06 | Fourth Floor | 410 | 401 | School of Social Sciences Office | 401 | School of Social Sciences | 16.09 | Office | 1 | Office Space Group | 101 | Office - Academic Staff |  | Good | 3,410.72 | NO
North Terrace_NT33-Napier_Fourth Floor_411 _ Office | NT-NT33-06-411 | NT33-06-411-Office | North Terrace | NT | NT33 | Napier | 06 | Fourth Floor | 411 | 401 | School of Social Sciences Office | 401 | School of Social Sciences | 14.26 | Office | 1 | Office Space Group | 101 | Office - Academic Staff |  | Good | 3,022.80 | NO
North Terrace_NT33-Napier_Fourth Floor_412 _ Office - Visiting Research Fello | NT-NT33-06-412 | NT33-06-412-Office - Visiting Research Fello | North Terrace | NT | NT33 | Napier | 06 | Fourth Floor | 412 | 402 | School of Humanities Office | 402 | School of Humanities | 10.22 | Office - Visiting Research Fello | 1 | Office Space Group | 102 | Office - Research Staff |  | Good | 2,166.41 | NO
North Terrace_NT33-Napier_Fourth Floor_413 _ Office | NT-NT33-06-413 | NT33-06-413-Office | North Terrace | NT | NT33 | Napier | 06 | Fourth Floor | 413 | 401 | School of Social Sciences Office | 401 | School of Social Sciences | 14.92 | Office | 1 | Office Space Group | 101 | Office - Academic Staff |  | Good | 3,162.71 | NO
North Terrace_NT33-Napier_Fourth Floor_414 _ Stair | NT-NT33-06-414 | NT33-06-414-Stair | North Terrace | NT | NT33 | Napier | 06 | Fourth Floor | 414 | 99939 | Unusable Spaces | 99939 | Unusable Spaces | 10.78 | Stair | 8 | Non Useable Floor Area Space Group | 805 | Non-usable - Circulation space |  | Unknown | 0.00 | NO
North Terrace_NT33-Napier_Fourth Floor_415 _ Cleaner | NT-NT33-06-415 | NT33-06-415-Cleaner | North Terrace | NT | NT33 | Napier | 06 | Fourth Floor | 415 | 99939 | Unusable Spaces | 99939 | Unusable Spaces | 1.88 | Cleaner | 8 | Non Useable Floor Area Space Group | 806 | Non-usable - Cleaners room |  | Unknown | 0.00 | NO
North Terrace_NT33-Napier_Fourth Floor_416 _ Office - Open Plan - Post Grad | NT-NT33-06-416 | NT33-06-416-Office - Open Plan - Post Grad | North Terrace | NT | NT33 | Napier | 06 | Fourth Floor | 416 | 110 | Administration Office (ABLE) | 110 | ABLE (Arts, Bus, Law & Econ) Faculty Office | 16.82 | Office - Open Plan - Post Grad | 1 | Office Space Group | 114 | Open Plan - Research Students |  | Good | 3,565.46 | NO
North Terrace_NT33-Napier_Fourth Floor_417 _ Office - Open Plan - Post Grad | NT-NT33-06-417 | NT33-06-417-Office - Open Plan - Post Grad | North Terrace | NT | NT33 | Napier | 06 | Fourth Floor | 417 | 110 | Administration Office (ABLE) | 110 | ABLE (Arts, Bus, Law & Econ) Faculty Office | 14.11 | Office - Open Plan - Post Grad | 1 | Office Space Group | 114 | Open Plan - Research Students |  | Good | 2,991.00 | NO
North Terrace_NT33-Napier_Fourth Floor_417A _ Plantroom | NT-NT33-06-417A | NT33-06-417A-Plantroom | North Terrace | NT | NT33 | Napier | 06 | Fourth Floor | 417A | 99939 | Unusable Spaces | 99939 | Unusable Spaces | 3.92 | Plantroom | 8 | Non Useable Floor Area Space Group | 811 | Non-usable - Plant room other |  | Unknown | 0.00 | NO
North Terrace_NT33-Napier_Fourth Floor_418 _ Office | NT-NT33-06-418 | NT33-06-418-Office | North Terrace | NT | NT33 | Napier | 06 | Fourth Floor | 418 | 401 | School of Social Sciences Office | 401 | School of Social Sciences | 13.92 | Office | 1 | Office Space Group | 101 | Office - Academic Staff |  | Good | 2,950.73 | NO
North Terrace_NT33-Napier_Fourth Floor_419 _ Kitchenette | NT-NT33-06-419 | NT33-06-419-Kitchenette | North Terrace | NT | NT33 | Napier | 06 | Fourth Floor | 419 | 110 | Administration Office (ABLE) | 110 | ABLE (Arts, Bus, Law & Econ) Faculty Office | 6.94 | Kitchenette | 6 | General Facility Space Group | 608 | General Facility - Kitchen/Servery/Food Storage |  | Good | 1,647.66 | NO
North Terrace_NT33-Napier_Fourth Floor_420 _ Staff Room & HDR Seminar | NT-NT33-06-420 | NT33-06-420-Staff Room & HDR Seminar | North Terrace | NT | NT33 | Napier | 06 | Fourth Floor | 420 | 110 | Administration Office (ABLE) | 110 | ABLE (Arts, Bus, Law & Econ) Faculty Office | 56.55 | Staff Room & HDR Seminar | 6 | General Facility Space Group | 601 | General Facility - Committee/Conference/Meeting room |  | Good | 13,425.82 | NO
North Terrace_NT33-Napier_Fourth Floor_421 _ Office | NT-NT33-06-421 | NT33-06-421-Office | North Terrace | NT | NT33 | Napier | 06 | Fourth Floor | 421 | 401 | School of Social Sciences Office | 401 | School of Social Sciences | 21.39 | Office | 1 | Office Space Group | 101 | Office - Academic Staff |  | Good | 4,534.20 | NO
North Terrace_NT33-Napier_Fourth Floor_421D _ VSR | NT-NT33-06-421D | NT33-06-421D-VSR | North Terrace | NT | NT33 | Napier | 06 | Fourth Floor | 421D | 99939 | Unusable Spaces | 99939 | Unusable Spaces | 0.68 | VSR | 8 | Non Useable Floor Area Space Group | 840 | Non-usable - Service riser |  | Unknown | 0.00 | NO
North Terrace_NT33-Napier_Fourth Floor_422 _ Office | NT-NT33-06-422 | NT33-06-422-Office | North Terrace | NT | NT33 | Napier | 06 | Fourth Floor | 422 | 110 | Administration Office (ABLE) | 110 | ABLE (Arts, Bus, Law & Econ) Faculty Office | 9.29 | Office | 1 | Office Space Group | 101 | Office - Academic Staff |  | Good | 1,969.27 | NO
North Terrace_NT33-Napier_Fourth Floor_423 _ Support Area | NT-NT33-06-423 | NT33-06-423-Support Area | North Terrace | NT | NT33 | Napier | 06 | Fourth Floor | 423 | 110 | Administration Office (ABLE) | 110 | ABLE (Arts, Bus, Law & Econ) Faculty Office | 17.88 | Support Area | 1 | Office Space Group | 111 | Open Plan - Specific type not defined |  | Good | 3,790.16 | NO
North Terrace_NT33-Napier_Fourth Floor_423A _ Workstation - Admin | NT-NT33-06-423A | NT33-06-423A-Workstation - Admin | North Terrace | NT | NT33 | Napier | 06 | Fourth Floor | 423A | 110 | Administration Office (ABLE) | 110 | ABLE (Arts, Bus, Law & Econ) Faculty Office | 6.64 | Workstation - Admin | 1 | Office Space Group | 116 | Open Plan - Professional/General Staff |  | Good | 1,407.53 | NO
North Terrace_NT33-Napier_Fourth Floor_423B _ Workstation - Admin | NT-NT33-06-423B | NT33-06-423B-Workstation - Admin | North Terrace | NT | NT33 | Napier | 06 | Fourth Floor | 423B | 110 | Administration Office (ABLE) | 110 | ABLE (Arts, Bus, Law & Econ) Faculty Office | 6.37 | Workstation - Admin | 1 | Office Space Group | 116 | Open Plan - Professional/General Staff |  | Good | 1,350.30 | NO
North Terrace_NT33-Napier_Fourth Floor_423C _ Workstation - Admin | NT-NT33-06-423C | NT33-06-423C-Workstation - Admin | North Terrace | NT | NT33 | Napier | 06 | Fourth Floor | 423C | 110 | Administration Office (ABLE) | 110 | ABLE (Arts, Bus, Law & Econ) Faculty Office | 6.67 | Workstation - Admin | 1 | Office Space Group | 116 | Open Plan - Professional/General Staff |  | Good | 1,413.89 | NO
North Terrace_NT33-Napier_Fourth Floor_423D _ Office - Admin | NT-NT33-06-423D | NT33-06-423D-Office - Admin | North Terrace | NT | NT33 | Napier | 06 | Fourth Floor | 423D | 110 | Administration Office (ABLE) | 110 | ABLE (Arts, Bus, Law & Econ) Faculty Office | 10.97 | Office - Admin | 1 | Office Space Group | 116 | Open Plan - Professional/General Staff |  | Good | 2,325.40 | NO
North Terrace_NT33-Napier_Fourth Floor_424 _ Office | NT-NT33-06-424 | NT33-06-424-Office | North Terrace | NT | NT33 | Napier | 06 | Fourth Floor | 424 | 110 | Administration Office (ABLE) | 110 | ABLE (Arts, Bus, Law & Econ) Faculty Office | 9.74 | Office | 1 | Office Space Group | 101 | Office - Academic Staff |  | Good | 2,064.66 | NO
North Terrace_NT33-Napier_Fourth Floor_425 _ Foyer | NT-NT33-06-425 | NT33-06-425-Foyer | North Terrace | NT | NT33 | Napier | 06 | Fourth Floor | 425 | 99939 | Unusable Spaces | 99939 | Unusable Spaces | 5.68 | Foyer | 8 | Non Useable Floor Area Space Group | 805 | Non-usable - Circulation space |  | Unknown | 0.00 | NO
North Terrace_NT33-Napier_Fourth Floor_425A _ Plantroom - A/C | NT-NT33-06-425A | NT33-06-425A-Plantroom - A/C | North Terrace | NT | NT33 | Napier | 06 | Fourth Floor | 425A | 99939 | Unusable Spaces | 99939 | Unusable Spaces | 3.84 | Plantroom - A/C | 8 | Non Useable Floor Area Space Group | 810 | Non-usable - Mechanical plant room |  | Unknown | 0.00 | NO
North Terrace_NT33-Napier_Fourth Floor_426 _ A/L - M | NT-NT33-06-426 | NT33-06-426-A/L - M | North Terrace | NT | NT33 | Napier | 06 | Fourth Floor | 426 | 99939 | Unusable Spaces | 99939 | Unusable Spaces | 5.32 | A/L - M | 8 | Non Useable Floor Area Space Group | 821 | Non-usable - Toilets/Amenities - Male |  | Unknown | 0.00 | NO
North Terrace_NT33-Napier_Fourth Floor_426A _ WC - M | NT-NT33-06-426A | NT33-06-426A-WC - M | North Terrace | NT | NT33 | Napier | 06 | Fourth Floor | 426A | 99939 | Unusable Spaces | 99939 | Unusable Spaces | 7.78 | WC - M | 8 | Non Useable Floor Area Space Group | 821 | Non-usable - Toilets/Amenities - Male |  | Unknown | 0.00 | NO
North Terrace_NT33-Napier_Fourth Floor_426D _ VSR | NT-NT33-06-426D | NT33-06-426D-VSR | North Terrace | NT | NT33 | Napier | 06 | Fourth Floor | 426D | 99939 | Unusable Spaces | 99939 | Unusable Spaces | 2.54 | VSR | 8 | Non Useable Floor Area Space Group | 840 | Non-usable - Service riser |  | Unknown | 0.00 | NO
North Terrace_NT33-Napier_Fourth Floor_427 _ Office - Visit. Research Fellows | NT-NT33-06-427 | NT33-06-427-Office - Visit. Research Fellows | North Terrace | NT | NT33 | Napier | 06 | Fourth Floor | 427 | 402 | School of Humanities Office | 402 | School of Humanities | 23.15 | Office - Visit. Research Fellows | 1 | Office Space Group | 102 | Office - Research Staff |  | Good | 4,907.28 | NO
North Terrace_NT33-Napier_Fifth Floor_500 _ Stair | NT-NT33-07-500 | NT33-07-500-Stair | North Terrace | NT | NT33 | Napier | 07 | Fifth Floor | 500 | 99939 | Unusable Spaces | 99939 | Unusable Spaces | 14.59 | Stair | 8 | Non Useable Floor Area Space Group | 805 | Non-usable - Circulation space |  | Unknown | 0.00 | NO
North Terrace_NT33-Napier_Fifth Floor_501 _ Foyer | NT-NT33-07-501 | NT33-07-501-Foyer | North Terrace | NT | NT33 | Napier | 07 | Fifth Floor | 501 | 99939 | Unusable Spaces | 99939 | Unusable Spaces | 19.63 | Foyer | 8 | Non Useable Floor Area Space Group | 805 | Non-usable - Circulation space |  | Unknown | 0.00 | NO
North Terrace_NT33-Napier_Fifth Floor_501A _ Corr. | NT-NT33-07-501A | NT33-07-501A-Corr. | North Terrace | NT | NT33 | Napier | 07 | Fifth Floor | 501A | 99939 | Unusable Spaces | 99939 | Unusable Spaces | 1.82 | Corr. | 8 | Non Useable Floor Area Space Group | 805 | Non-usable - Circulation space |  | Unknown | 0.00 | NO
North Terrace_NT33-Napier_Fifth Floor_501B _ Corr. | NT-NT33-07-501B | NT33-07-501B-Corr. | North Terrace | NT | NT33 | Napier | 07 | Fifth Floor | 501B | 99939 | Unusable Spaces | 99939 | Unusable Spaces | 64.68 | Corr. | 8 | Non Useable Floor Area Space Group | 805 | Non-usable - Circulation space |  | Unknown | 0.00 | NO
North Terrace_NT33-Napier_Fifth Floor_501C _ Smoke Vent | NT-NT33-07-501C | NT33-07-501C-Smoke Vent | North Terrace | NT | NT33 | Napier | 07 | Fifth Floor | 501C | 99939 | Unusable Spaces | 99939 | Unusable Spaces | 3.35 | Smoke Vent | 8 | Non Useable Floor Area Space Group | 840 | Non-usable - Service riser |  | Unknown | 0.00 | NO
North Terrace_NT33-Napier_Fifth Floor_501D _ Lobby | NT-NT33-07-501D | NT33-07-501D-Lobby | North Terrace | NT | NT33 | Napier | 07 | Fifth Floor | 501D | 99939 | Unusable Spaces | 99939 | Unusable Spaces | 6.24 | Lobby | 8 | Non Useable Floor Area Space Group | 805 | Non-usable - Circulation space |  | Unknown | 0.00 | NO
North Terrace_NT33-Napier_Fifth Floor_501E _ FHR | NT-NT33-07-501E | NT33-07-501E-FHR | North Terrace | NT | NT33 | Napier | 07 | Fifth Floor | 501E | 99939 | Unusable Spaces | 99939 | Unusable Spaces | 0.9 | FHR | 8 | Non Useable Floor Area Space Group | 840 | Non-usable - Service riser |  | Unknown | 0.00 | NO
North Terrace_NT33-Napier_Fifth Floor_501F _ Entry | NT-NT33-07-501F | NT33-07-501F-Entry | North Terrace | NT | NT33 | Napier | 07 | Fifth Floor | 501F | 99939 | Unusable Spaces | 99939 | Unusable Spaces | 2.61 | Entry | 8 | Non Useable Floor Area Space Group | 805 | Non-usable - Circulation space |  | Unknown | 0.00 | NO
North Terrace_NT33-Napier_Fifth Floor_502 _ Office | NT-NT33-07-502 | NT33-07-502-Office | North Terrace | NT | NT33 | Napier | 07 | Fifth Floor | 502 | 402 | School of Humanities Office | 402 | School of Humanities | 18.35 | Office | 1 | Office Space Group | 101 | Office - Academic Staff |  | Good | 3,889.79 | NO
North Terrace_NT33-Napier_Fifth Floor_503 _ Office | NT-NT33-07-503 | NT33-07-503-Office | North Terrace | NT | NT33 | Napier | 07 | Fifth Floor | 503 | 402 | School of Humanities Office | 402 | School of Humanities | 14.03 | Office | 1 | Office Space Group | 101 | Office - Academic Staff |  | Good | 2,974.05 | NO
North Terrace_NT33-Napier_Fifth Floor_504 _ Office | NT-NT33-07-504 | NT33-07-504-Office | North Terrace | NT | NT33 | Napier | 07 | Fifth Floor | 504 | 402 | School of Humanities Office | 402 | School of Humanities | 15.76 | Office | 1 | Office Space Group | 101 | Office - Academic Staff |  | Good | 3,340.77 | NO
North Terrace_NT33-Napier_Fifth Floor_505 _ Office | NT-NT33-07-505 | NT33-07-505-Office | North Terrace | NT | NT33 | Napier | 07 | Fifth Floor | 505 | 402 | School of Humanities Office | 402 | School of Humanities | 15.84 | Office | 1 | Office Space Group | 101 | Office - Academic Staff |  | Good | 3,357.73 | NO
North Terrace_NT33-Napier_Fifth Floor_506 _ Office | NT-NT33-07-506 | NT33-07-506-Office | North Terrace | NT | NT33 | Napier | 07 | Fifth Floor | 506 | 402 | School of Humanities Office | 402 | School of Humanities | 17.75 | Office | 1 | Office Space Group | 101 | Office - Academic Staff |  | Good | 3,762.60 | NO
North Terrace_NT33-Napier_Fifth Floor_507 _ Office | NT-NT33-07-507 | NT33-07-507-Office | North Terrace | NT | NT33 | Napier | 07 | Fifth Floor | 507 | 402 | School of Humanities Office | 402 | School of Humanities | 15.76 | Office | 1 | Office Space Group | 101 | Office - Academic Staff |  | Good | 3,340.77 | NO
North Terrace_NT33-Napier_Fifth Floor_508 _ Office | NT-NT33-07-508 | NT33-07-508-Office | North Terrace | NT | NT33 | Napier | 07 | Fifth Floor | 508 | 402 | School of Humanities Office | 402 | School of Humanities | 15.84 | Office | 1 | Office Space Group | 101 | Office - Academic Staff |  | Good | 3,357.73 | NO
North Terrace_NT33-Napier_Fifth Floor_509 _ Office | NT-NT33-07-509 | NT33-07-509-Office | North Terrace | NT | NT33 | Napier | 07 | Fifth Floor | 509 | 401 | School of Social Sciences Office | 401 | School of Social Sciences | 16.13 | Office | 1 | Office Space Group | 101 | Office - Academic Staff |  | Good | 3,419.20 | NO
North Terrace_NT33-Napier_Fifth Floor_510 _ Office | NT-NT33-07-510 | NT33-07-510-Office | North Terrace | NT | NT33 | Napier | 07 | Fifth Floor | 510 | 402 | School of Humanities Office | 402 | School of Humanities | 17.38 | Office | 1 | Office Space Group | 101 | Office - Academic Staff |  | Good | 3,684.17 | NO
North Terrace_NT33-Napier_Fifth Floor_511 _ Office | NT-NT33-07-511 | NT33-07-511-Office | North Terrace | NT | NT33 | Napier | 07 | Fifth Floor | 511 | 402 | School of Humanities Office | 402 | School of Humanities | 17.46 | Office | 1 | Office Space Group | 101 | Office - Academic Staff |  | Good | 3,701.13 | NO
North Terrace_NT33-Napier_Fifth Floor_512 _ Office | NT-NT33-07-512 | NT33-07-512-Office | North Terrace | NT | NT33 | Napier | 07 | Fifth Floor | 512 | 402 | School of Humanities Office | 402 | School of Humanities | 16.13 | Office | 1 | Office Space Group | 101 | Office - Academic Staff |  | Good | 3,419.20 | NO
North Terrace_NT33-Napier_Fifth Floor_513 _ Office | NT-NT33-07-513 | NT33-07-513-Office | North Terrace | NT | NT33 | Napier | 07 | Fifth Floor | 513 | 401 | School of Social Sciences Office | 401 | School of Social Sciences | 14.92 | Office | 1 | Office Space Group | 101 | Office - Academic Staff |  | Good | 3,162.71 | NO
North Terrace_NT33-Napier_Fifth Floor_514 _ Stair | NT-NT33-07-514 | NT33-07-514-Stair | North Terrace | NT | NT33 | Napier | 07 | Fifth Floor | 514 | 99939 | Unusable Spaces | 99939 | Unusable Spaces | 10.78 | Stair | 8 | Non Useable Floor Area Space Group | 805 | Non-usable - Circulation space |  | Unknown | 0.00 | NO
North Terrace_NT33-Napier_Fifth Floor_514D _ VSR | NT-NT33-07-514D | NT33-07-514D-VSR | North Terrace | NT | NT33 | Napier | 07 | Fifth Floor | 514D | 99939 | Unusable Spaces | 99939 | Unusable Spaces | 0.77 | VSR | 8 | Non Useable Floor Area Space Group | 840 | Non-usable - Service riser |  | Unknown | 0.00 | NO
North Terrace_NT33-Napier_Fifth Floor_515 _ Cleaner | NT-NT33-07-515 | NT33-07-515-Cleaner | North Terrace | NT | NT33 | Napier | 07 | Fifth Floor | 515 | 99939 | Unusable Spaces | 99939 | Unusable Spaces | 1.88 | Cleaner | 8 | Non Useable Floor Area Space Group | 806 | Non-usable - Cleaners room |  | Unknown | 0.00 | NO
North Terrace_NT33-Napier_Fifth Floor_516 _ Office | NT-NT33-07-516 | NT33-07-516-Office | North Terrace | NT | NT33 | Napier | 07 | Fifth Floor | 516 | 402 | School of Humanities Office | 402 | School of Humanities | 16.82 | Office | 1 | Office Space Group | 101 | Office - Academic Staff |  | Good | 3,565.46 | NO
North Terrace_NT33-Napier_Fifth Floor_517 _ Office | NT-NT33-07-517 | NT33-07-517-Office | North Terrace | NT | NT33 | Napier | 07 | Fifth Floor | 517 | 402 | School of Humanities Office | 402 | School of Humanities | 14.22 | Office | 1 | Office Space Group | 101 | Office - Academic Staff |  | Good | 3,014.32 | NO
North Terrace_NT33-Napier_Fifth Floor_517A _ VSR - A/C | NT-NT33-07-517A | NT33-07-517A-VSR - A/C | North Terrace | NT | NT33 | Napier | 07 | Fifth Floor | 517A | 99939 | Unusable Spaces | 99939 | Unusable Spaces | 3.92 | VSR - A/C | 8 | Non Useable Floor Area Space Group | 840 | Non-usable - Service riser |  | Unknown | 0.00 | NO
North Terrace_NT33-Napier_Fifth Floor_518 _ Office | NT-NT33-07-518 | NT33-07-518-Office | North Terrace | NT | NT33 | Napier | 07 | Fifth Floor | 518 | 402 | School of Humanities Office | 402 | School of Humanities | 15.19 | Office | 1 | Office Space Group | 101 | Office - Academic Staff |  | Good | 3,219.94 | NO
North Terrace_NT33-Napier_Fifth Floor_519 _ Office - Open Plan - Post Grad | NT-NT33-07-519 | NT33-07-519-Office - Open Plan - Post Grad | North Terrace | NT | NT33 | Napier | 07 | Fifth Floor | 519 | 402 | School of Humanities Office | 402 | School of Humanities | 39.69 | Office - Open Plan - Post Grad | 1 | Office Space Group | 114 | Open Plan - Research Students |  | Good | 8,413.39 | NO
North Terrace_NT33-Napier_Fifth Floor_519A _ Kitchen / Utility | NT-NT33-07-519A | NT33-07-519A-Kitchen / Utility | North Terrace | NT | NT33 | Napier | 07 | Fifth Floor | 519A | 110 | Administration Office (ABLE) | 110 | ABLE (Arts, Bus, Law & Econ) Faculty Office | 7.59 | Kitchen / Utility | 6 | General Facility Space Group | 608 | General Facility - Kitchen/Servery/Food Storage |  | Good | 1,801.98 | NO
North Terrace_NT33-Napier_Fifth Floor_520 _ Office - Open Plan - Post Grad | NT-NT33-07-520 | NT33-07-520-Office - Open Plan - Post Grad | North Terrace | NT | NT33 | Napier | 07 | Fifth Floor | 520 | 402 | School of Humanities Office | 402 | School of Humanities | 27.73 | Office - Open Plan - Post Grad | 1 | Office Space Group | 114 | Open Plan - Research Students |  | Good | 5,878.14 | NO
North Terrace_NT33-Napier_Fifth Floor_520D _ VSR | NT-NT33-07-520D | NT33-07-520D-VSR | North Terrace | NT | NT33 | Napier | 07 | Fifth Floor | 520D | 99939 | Unusable Spaces | 99939 | Unusable Spaces | 0.15 | VSR | 8 | Non Useable Floor Area Space Group | 840 | Non-usable - Service riser |  | Unknown | 0.00 | NO
North Terrace_NT33-Napier_Fifth Floor_521 _ Office - Open Plan - Post Grad | NT-NT33-07-521 | NT33-07-521-Office - Open Plan - Post Grad | North Terrace | NT | NT33 | Napier | 07 | Fifth Floor | 521 | 401 | School of Social Sciences Office | 401 | School of Social Sciences | 22.39 | Office - Open Plan - Post Grad | 1 | Office Space Group | 114 | Open Plan - Research Students |  | Good | 4,746.18 | NO
North Terrace_NT33-Napier_Fifth Floor_521D _ VSR | NT-NT33-07-521D | NT33-07-521D-VSR | North Terrace | NT | NT33 | Napier | 07 | Fifth Floor | 521D | 99939 | Unusable Spaces | 99939 | Unusable Spaces | 0.55 | VSR | 8 | Non Useable Floor Area Space Group | 840 | Non-usable - Service riser |  | Unknown | 0.00 | NO
North Terrace_NT33-Napier_Fifth Floor_522 _ Microfilm Room | NT-NT33-07-522 | NT33-07-522-Microfilm Room | North Terrace | NT | NT33 | Napier | 07 | Fifth Floor | 522 | 110 | Administration Office (ABLE) | 110 | ABLE (Arts, Bus, Law & Econ) Faculty Office | 4.32 | Microfilm Room | 4 | Ancillary Area Space Group | 401 | Ancillary Area - Laboratory Service and Preparation |  | Good | 805.85 | NO
North Terrace_NT33-Napier_Fifth Floor_523 _ Office | NT-NT33-07-523 | NT33-07-523-Office | North Terrace | NT | NT33 | Napier | 07 | Fifth Floor | 523 | 402 | School of Humanities Office | 402 | School of Humanities | 17.84 | Office | 1 | Office Space Group | 101 | Office - Academic Staff |  | Good | 3,781.68 | NO
North Terrace_NT33-Napier_Fifth Floor_524 _ Office - Open Plan - Honours & P | NT-NT33-07-524 | NT33-07-524-Office - Open Plan - Honours & P | North Terrace | NT | NT33 | Napier | 07 | Fifth Floor | 524 | 110 | Administration Office (ABLE) | 110 | ABLE (Arts, Bus, Law & Econ) Faculty Office | 38.76 | Office - Open Plan - Honours & P | 1 | Office Space Group | 114 | Open Plan - Research Students |  | Good | 8,216.25 | NO
North Terrace_NT33-Napier_Fifth Floor_525 _ Foyer | NT-NT33-07-525 | NT33-07-525-Foyer | North Terrace | NT | NT33 | Napier | 07 | Fifth Floor | 525 | 99939 | Unusable Spaces | 99939 | Unusable Spaces | 5.61 | Foyer | 8 | Non Useable Floor Area Space Group | 805 | Non-usable - Circulation space |  | Unknown | 0.00 | NO
North Terrace_NT33-Napier_Fifth Floor_525A _ Plantroom - A/C | NT-NT33-07-525A | NT33-07-525A-Plantroom - A/C | North Terrace | NT | NT33 | Napier | 07 | Fifth Floor | 525A | 99939 | Unusable Spaces | 99939 | Unusable Spaces | 3.84 | Plantroom - A/C | 8 | Non Useable Floor Area Space Group | 810 | Non-usable - Mechanical plant room |  | Unknown | 0.00 | NO
North Terrace_NT33-Napier_Fifth Floor_525D _ VSR | NT-NT33-07-525D | NT33-07-525D-VSR | North Terrace | NT | NT33 | Napier | 07 | Fifth Floor | 525D | 99939 | Unusable Spaces | 99939 | Unusable Spaces | 2.54 | VSR | 8 | Non Useable Floor Area Space Group | 840 | Non-usable - Service riser |  | Unknown | 0.00 | NO
North Terrace_NT33-Napier_Fifth Floor_526 _ A/L | NT-NT33-07-526 | NT33-07-526-A/L | North Terrace | NT | NT33 | Napier | 07 | Fifth Floor | 526 | 99939 | Unusable Spaces | 99939 | Unusable Spaces | 5.32 | A/L | 8 | Non Useable Floor Area Space Group | 822 | Non-usable - Toilets/Amenities - Unisex |  | Unknown | 0.00 | NO
North Terrace_NT33-Napier_Fifth Floor_526A _ WC - F | NT-NT33-07-526A | NT33-07-526A-WC - F | North Terrace | NT | NT33 | Napier | 07 | Fifth Floor | 526A | 99939 | Unusable Spaces | 99939 | Unusable Spaces | 7.78 | WC - F | 8 | Non Useable Floor Area Space Group | 820 | Non-usable - Toilets/Amenities - Female |  | Unknown | 0.00 | NO
North Terrace_NT33-Napier_Fifth Floor_527 _ Office - Open Plan - Post Grad | NT-NT33-07-527 | NT33-07-527-Office - Open Plan - Post Grad | North Terrace | NT | NT33 | Napier | 07 | Fifth Floor | 527 | 402 | School of Humanities Office | 402 | School of Humanities | 23.15 | Office - Open Plan - Post Grad | 1 | Office Space Group | 114 | Open Plan - Research Students |  | Good | 4,907.28 | NO
North Terrace_NT33-Napier_Sixth Floor_600 _ Stair | NT-NT33-08-600 | NT33-08-600-Stair | North Terrace | NT | NT33 | Napier | 08 | Sixth Floor | 600 | 99939 | Unusable Spaces | 99939 | Unusable Spaces | 14.59 | Stair | 8 | Non Useable Floor Area Space Group | 805 | Non-usable - Circulation space |  | Unknown | 0.00 | NO
North Terrace_NT33-Napier_Sixth Floor_601 _ Lift Lobby | NT-NT33-08-601 | NT33-08-601-Lift Lobby | North Terrace | NT | NT33 | Napier | 08 | Sixth Floor | 601 | 99939 | Unusable Spaces | 99939 | Unusable Spaces | 19.3 | Lift Lobby | 8 | Non Useable Floor Area Space Group | 805 | Non-usable - Circulation space |  | Unknown | 0.00 | NO
North Terrace_NT33-Napier_Sixth Floor_601A _ Corr. | NT-NT33-08-601A | NT33-08-601A-Corr. | North Terrace | NT | NT33 | Napier | 08 | Sixth Floor | 601A | 99939 | Unusable Spaces | 99939 | Unusable Spaces | 68.18 | Corr. | 8 | Non Useable Floor Area Space Group | 805 | Non-usable - Circulation space |  | Unknown | 0.00 | NO
North Terrace_NT33-Napier_Sixth Floor_601B _ Lobby | NT-NT33-08-601B | NT33-08-601B-Lobby | North Terrace | NT | NT33 | Napier | 08 | Sixth Floor | 601B | 99939 | Unusable Spaces | 99939 | Unusable Spaces | 3.76 | Lobby | 8 | Non Useable Floor Area Space Group | 805 | Non-usable - Circulation space |  | Unknown | 0.00 | NO
North Terrace_NT33-Napier_Sixth Floor_601C _ FHR | NT-NT33-08-601C | NT33-08-601C-FHR | North Terrace | NT | NT33 | Napier | 08 | Sixth Floor | 601C | 99939 | Unusable Spaces | 99939 | Unusable Spaces | 0.9 | FHR | 8 | Non Useable Floor Area Space Group | 840 | Non-usable - Service riser |  | Unknown | 0.00 | NO
North Terrace_NT33-Napier_Sixth Floor_602 _ Office - Post Grad. | NT-NT33-08-602 | NT33-08-602-Office - Post Grad. | North Terrace | NT | NT33 | Napier | 08 | Sixth Floor | 602 | 402 | School of Humanities Office | 402 | School of Humanities | 34.83 | Office - Post Grad. | 1 | Office Space Group | 103 | Office - Research Students |  | Good | 7,383.18 | NO
North Terrace_NT33-Napier_Sixth Floor_604 _ Office | NT-NT33-08-604 | NT33-08-604-Office | North Terrace | NT | NT33 | Napier | 08 | Sixth Floor | 604 | 402 | School of Humanities Office | 402 | School of Humanities | 15.76 | Office | 1 | Office Space Group | 101 | Office - Academic Staff |  | Good | 3,340.77 | NO
North Terrace_NT33-Napier_Sixth Floor_605 _ Office | NT-NT33-08-605 | NT33-08-605-Office | North Terrace | NT | NT33 | Napier | 08 | Sixth Floor | 605 | 402 | School of Humanities Office | 402 | School of Humanities | 15.84 | Office | 1 | Office Space Group | 101 | Office - Academic Staff |  | Good | 3,357.73 | NO
North Terrace_NT33-Napier_Sixth Floor_606 _ Office | NT-NT33-08-606 | NT33-08-606-Office | North Terrace | NT | NT33 | Napier | 08 | Sixth Floor | 606 | 402 | School of Humanities Office | 402 | School of Humanities | 17.75 | Office | 1 | Office Space Group | 101 | Office - Academic Staff |  | Good | 3,762.60 | NO
North Terrace_NT33-Napier_Sixth Floor_607 _ Office | NT-NT33-08-607 | NT33-08-607-Office | North Terrace | NT | NT33 | Napier | 08 | Sixth Floor | 607 | 402 | School of Humanities Office | 402 | School of Humanities | 15.76 | Office | 1 | Office Space Group | 101 | Office - Academic Staff |  | Good | 3,340.77 | NO
North Terrace_NT33-Napier_Sixth Floor_608 _ Office | NT-NT33-08-608 | NT33-08-608-Office | North Terrace | NT | NT33 | Napier | 08 | Sixth Floor | 608 | 402 | School of Humanities Office | 402 | School of Humanities | 15.84 | Office | 1 | Office Space Group | 101 | Office - Academic Staff |  | Good | 3,357.73 | NO
North Terrace_NT33-Napier_Sixth Floor_609 _ Office | NT-NT33-08-609 | NT33-08-609-Office | North Terrace | NT | NT33 | Napier | 08 | Sixth Floor | 609 | 402 | School of Humanities Office | 402 | School of Humanities | 16.13 | Office | 1 | Office Space Group | 101 | Office - Academic Staff |  | Good | 3,419.20 | NO
North Terrace_NT33-Napier_Sixth Floor_610 _ Office | NT-NT33-08-610 | NT33-08-610-Office | North Terrace | NT | NT33 | Napier | 08 | Sixth Floor | 610 | 402 | School of Humanities Office | 402 | School of Humanities | 17.38 | Office | 1 | Office Space Group | 101 | Office - Academic Staff |  | Good | 3,684.17 | NO
North Terrace_NT33-Napier_Sixth Floor_611 _ Office | NT-NT33-08-611 | NT33-08-611-Office | North Terrace | NT | NT33 | Napier | 08 | Sixth Floor | 611 | 402 | School of Humanities Office | 402 | School of Humanities | 17.46 | Office | 1 | Office Space Group | 101 | Office - Academic Staff |  | Good | 3,701.13 | NO
North Terrace_NT33-Napier_Sixth Floor_612 _ Office | NT-NT33-08-612 | NT33-08-612-Office | North Terrace | NT | NT33 | Napier | 08 | Sixth Floor | 612 | 402 | School of Humanities Office | 402 | School of Humanities | 16.13 | Office | 1 | Office Space Group | 101 | Office - Academic Staff |  | Good | 3,419.20 | NO
North Terrace_NT33-Napier_Sixth Floor_613 _ Office | NT-NT33-08-613 | NT33-08-613-Office | North Terrace | NT | NT33 | Napier | 08 | Sixth Floor | 613 | 402 | School of Humanities Office | 402 | School of Humanities | 14.92 | Office | 1 | Office Space Group | 101 | Office - Academic Staff |  | Good | 3,162.71 | NO
North Terrace_NT33-Napier_Sixth Floor_614 _ Stair | NT-NT33-08-614 | NT33-08-614-Stair | North Terrace | NT | NT33 | Napier | 08 | Sixth Floor | 614 | 99939 | Unusable Spaces | 99939 | Unusable Spaces | 10.78 | Stair | 8 | Non Useable Floor Area Space Group | 805 | Non-usable - Circulation space |  | Unknown | 0.00 | NO
North Terrace_NT33-Napier_Sixth Floor_614D _ VSR | NT-NT33-08-614D | NT33-08-614D-VSR | North Terrace | NT | NT33 | Napier | 08 | Sixth Floor | 614D | 99939 | Unusable Spaces | 99939 | Unusable Spaces | 0.77 | VSR | 8 | Non Useable Floor Area Space Group | 840 | Non-usable - Service riser |  | Unknown | 0.00 | NO
North Terrace_NT33-Napier_Sixth Floor_615 _ Cleaner | NT-NT33-08-615 | NT33-08-615-Cleaner | North Terrace | NT | NT33 | Napier | 08 | Sixth Floor | 615 | 99939 | Unusable Spaces | 99939 | Unusable Spaces | 1.88 | Cleaner | 8 | Non Useable Floor Area Space Group | 806 | Non-usable - Cleaners room |  | Unknown | 0.00 | NO
North Terrace_NT33-Napier_Sixth Floor_616 _ Office - Open Plan - Visiting Re | NT-NT33-08-616 | NT33-08-616-Office - Open Plan - Visiting Re | North Terrace | NT | NT33 | Napier | 08 | Sixth Floor | 616 | 402 | School of Humanities Office | 402 | School of Humanities | 22.28 | Office - Open Plan - Visiting Re | 1 | Office Space Group | 113 | Open Plan - Research Staff |  | Good | 4,722.86 | NO
North Terrace_NT33-Napier_Sixth Floor_616A _ Plantroom | NT-NT33-08-616A | NT33-08-616A-Plantroom | North Terrace | NT | NT33 | Napier | 08 | Sixth Floor | 616A | 99939 | Unusable Spaces | 99939 | Unusable Spaces | 3.92 | Plantroom | 8 | Non Useable Floor Area Space Group | 811 | Non-usable - Plant room other |  | Unknown | 0.00 | NO
North Terrace_NT33-Napier_Sixth Floor_616B _ Comms | NT-NT33-08-616B | NT33-08-616B-Comms | North Terrace | NT | NT33 | Napier | 08 | Sixth Floor | 616B | 850 | ITDS Branch Central Costs | 869 | Information Technology and Digital Services | 9.92 | Comms | 8 | Non Useable Floor Area Space Group | 812 | Non-usable - Comms/network system/Telephone/PABX |  | Good | 0.00 | NO
North Terrace_NT33-Napier_Sixth Floor_617 _ Office - Open Plan - Post Grad | NT-NT33-08-617 | NT33-08-617-Office - Open Plan - Post Grad | North Terrace | NT | NT33 | Napier | 08 | Sixth Floor | 617 | 402 | School of Humanities Office | 402 | School of Humanities | 36.33 | Office - Open Plan - Post Grad | 1 | Office Space Group | 114 | Open Plan - Research Students |  | Good | 7,701.15 | NO
North Terrace_NT33-Napier_Sixth Floor_617A _ Tea Point / Corr. | NT-NT33-08-617A | NT33-08-617A-Tea Point / Corr. | North Terrace | NT | NT33 | Napier | 08 | Sixth Floor | 617A | 99939 | Unusable Spaces | 99939 | Unusable Spaces | 5.45 | Tea Point / Corr. | 6 | General Facility Space Group | 608 | General Facility - Kitchen/Servery/Food Storage |  | Unknown | 0.00 | NO
North Terrace_NT33-Napier_Sixth Floor_617B _ Tutors / Consulting Room | NT-NT33-08-617B | NT33-08-617B-Tutors / Consulting Room | North Terrace | NT | NT33 | Napier | 08 | Sixth Floor | 617B | 402 | School of Humanities Office | 402 | School of Humanities | 7.45 | Tutors / Consulting Room | 6 | General Facility Space Group | 601 | General Facility - Committee/Conference/Meeting room |  | Good | 1,768.74 | NO
North Terrace_NT33-Napier_Sixth Floor_617D _ VSR | NT-NT33-08-617D | NT33-08-617D-VSR | North Terrace | NT | NT33 | Napier | 08 | Sixth Floor | 617D | 99939 | Unusable Spaces | 99939 | Unusable Spaces | 0.25 | VSR | 8 | Non Useable Floor Area Space Group | 840 | Non-usable - Service riser |  | Unknown | 0.00 | NO
North Terrace_NT33-Napier_Sixth Floor_618 _ Staff Room / Seminar Room | NT-NT33-08-618 | NT33-08-618-Staff Room / Seminar Room | North Terrace | NT | NT33 | Napier | 08 | Sixth Floor | 618 | 402 | School of Humanities Office | 402 | School of Humanities | 53.32 | Staff Room / Seminar Room | 6 | General Facility Space Group | 601 | General Facility - Committee/Conference/Meeting room |  | Good | 12,658.97 | NO
North Terrace_NT33-Napier_Sixth Floor_618D _ VSR | NT-NT33-08-618D | NT33-08-618D-VSR | North Terrace | NT | NT33 | Napier | 08 | Sixth Floor | 618D | 99939 | Unusable Spaces | 99939 | Unusable Spaces | 0.15 | VSR | 8 | Non Useable Floor Area Space Group | 840 | Non-usable - Service riser |  | Unknown | 0.00 | NO
North Terrace_NT33-Napier_Sixth Floor_619 _ Office - Open Plan - Post Grad | NT-NT33-08-619 | NT33-08-619-Office - Open Plan - Post Grad | North Terrace | NT | NT33 | Napier | 08 | Sixth Floor | 619 | 402 | School of Humanities Office | 402 | School of Humanities | 22.7 | Office - Open Plan - Post Grad | 1 | Office Space Group | 114 | Open Plan - Research Students |  | Good | 4,811.89 | NO
North Terrace_NT33-Napier_Sixth Floor_620 _ Photocopy / Mail Room | NT-NT33-08-620 | NT33-08-620-Photocopy / Mail Room | North Terrace | NT | NT33 | Napier | 08 | Sixth Floor | 620 | 402 | School of Humanities Office | 402 | School of Humanities | 14.56 | Photocopy / Mail Room | 6 | General Facility Space Group | 603 | General Facility - Resource room |  | Good | 3,456.76 | NO
North Terrace_NT33-Napier_Sixth Floor_620A _ Office - Open Plan - Visiting Re | NT-NT33-08-620A | NT33-08-620A-Office - Open Plan - Visiting Re | North Terrace | NT | NT33 | Napier | 08 | Sixth Floor | 620A | 402 | School of Humanities Office | 402 | School of Humanities | 15.68 | Office - Open Plan - Visiting Re | 1 | Office Space Group | 113 | Open Plan - Research Staff |  | Good | 3,323.81 | NO
North Terrace_NT33-Napier_Sixth Floor_621 _ Office - Open Plan - Visiting Re | NT-NT33-08-621 | NT33-08-621-Office - Open Plan - Visiting Re | North Terrace | NT | NT33 | Napier | 08 | Sixth Floor | 621 | 402 | School of Humanities Office | 402 | School of Humanities | 21.94 | Office - Open Plan - Visiting Re | 1 | Office Space Group | 113 | Open Plan - Research Staff |  | Good | 4,650.79 | NO
North Terrace_NT33-Napier_Sixth Floor_621D _ DB | NT-NT33-08-621D | NT33-08-621D-DB | North Terrace | NT | NT33 | Napier | 08 | Sixth Floor | 621D | 99939 | Unusable Spaces | 99939 | Unusable Spaces | 0.25 | DB | 8 | Non Useable Floor Area Space Group | 815 | Non-usable - Switch room |  | Unknown | 0.00 | NO
North Terrace_NT33-Napier_Sixth Floor_622 _ Foyer | NT-NT33-08-622 | NT33-08-622-Foyer | North Terrace | NT | NT33 | Napier | 08 | Sixth Floor | 622 | 99939 | Unusable Spaces | 99939 | Unusable Spaces | 5.68 | Foyer | 8 | Non Useable Floor Area Space Group | 805 | Non-usable - Circulation space |  | Unknown | 0.00 | NO
North Terrace_NT33-Napier_Sixth Floor_622A _ Plantroom - A/C | NT-NT33-08-622A | NT33-08-622A-Plantroom - A/C | North Terrace | NT | NT33 | Napier | 08 | Sixth Floor | 622A | 99939 | Unusable Spaces | 99939 | Unusable Spaces | 3.84 | Plantroom - A/C | 8 | Non Useable Floor Area Space Group | 810 | Non-usable - Mechanical plant room |  | Unknown | 0.00 | NO
North Terrace_NT33-Napier_Sixth Floor_623 _ A/L | NT-NT33-08-623 | NT33-08-623-A/L | North Terrace | NT | NT33 | Napier | 08 | Sixth Floor | 623 | 99939 | Unusable Spaces | 99939 | Unusable Spaces | 5.32 | A/L | 8 | Non Useable Floor Area Space Group | 822 | Non-usable - Toilets/Amenities - Unisex |  | Unknown | 0.00 | NO
North Terrace_NT33-Napier_Sixth Floor_623A _ WC - M | NT-NT33-08-623A | NT33-08-623A-WC - M | North Terrace | NT | NT33 | Napier | 08 | Sixth Floor | 623A | 99939 | Unusable Spaces | 99939 | Unusable Spaces | 7.78 | WC - M | 8 | Non Useable Floor Area Space Group | 821 | Non-usable - Toilets/Amenities - Male |  | Unknown | 0.00 | NO
North Terrace_NT33-Napier_Sixth Floor_623B _ VSR | NT-NT33-08-623B | NT33-08-623B-VSR | North Terrace | NT | NT33 | Napier | 08 | Sixth Floor | 623B | 99939 | Unusable Spaces | 99939 | Unusable Spaces | 2.54 | VSR | 8 | Non Useable Floor Area Space Group | 840 | Non-usable - Service riser |  | Unknown | 0.00 | NO
North Terrace_NT33-Napier_Sixth Floor_624 _ Office - Open Plan - Post Grad | NT-NT33-08-624 | NT33-08-624-Office - Open Plan - Post Grad | North Terrace | NT | NT33 | Napier | 08 | Sixth Floor | 624 | 402 | School of Humanities Office | 402 | School of Humanities | 23.15 | Office - Open Plan - Post Grad | 1 | Office Space Group | 114 | Open Plan - Research Students |  | Good | 4,907.28 | NO
North Terrace_NT33-Napier_Seventh Floor_700 _ Stair | NT-NT33-09-700 | NT33-09-700-Stair | North Terrace | NT | NT33 | Napier | 09 | Seventh Floor | 700 | 99939 | Unusable Spaces | 99939 | Unusable Spaces | 14.59 | Stair | 8 | Non Useable Floor Area Space Group | 805 | Non-usable - Circulation space |  | Unknown | 0.00 | NO
North Terrace_NT33-Napier_Seventh Floor_701 _ Lift Lobby | NT-NT33-09-701 | NT33-09-701-Lift Lobby | North Terrace | NT | NT33 | Napier | 09 | Seventh Floor | 701 | 99939 | Unusable Spaces | 99939 | Unusable Spaces | 20.2 | Lift Lobby | 8 | Non Useable Floor Area Space Group | 805 | Non-usable - Circulation space |  | Unknown | 0.00 | NO
North Terrace_NT33-Napier_Seventh Floor_701A _ Corr. | NT-NT33-09-701A | NT33-09-701A-Corr. | North Terrace | NT | NT33 | Napier | 09 | Seventh Floor | 701A | 99939 | Unusable Spaces | 99939 | Unusable Spaces | 74.07 | Corr. | 8 | Non Useable Floor Area Space Group | 805 | Non-usable - Circulation space |  | Unknown | 0.00 | NO
North Terrace_NT33-Napier_Seventh Floor_701B _ A/L | NT-NT33-09-701B | NT33-09-701B-A/L | North Terrace | NT | NT33 | Napier | 09 | Seventh Floor | 701B | 99939 | Unusable Spaces | 99939 | Unusable Spaces | 3.9 | A/L | 8 | Non Useable Floor Area Space Group | 805 | Non-usable - Circulation space |  | Unknown | 0.00 | NO
North Terrace_NT33-Napier_Seventh Floor_701C _ Corr. | NT-NT33-09-701C | NT33-09-701C-Corr. | North Terrace | NT | NT33 | Napier | 09 | Seventh Floor | 701C | 99939 | Unusable Spaces | 99939 | Unusable Spaces | 3.13 | Corr. | 8 | Non Useable Floor Area Space Group | 805 | Non-usable - Circulation space |  | Unknown | 0.00 | NO
North Terrace_NT33-Napier_Seventh Floor_701D _ Fire Hose | NT-NT33-09-701D | NT33-09-701D-Fire Hose | North Terrace | NT | NT33 | Napier | 09 | Seventh Floor | 701D | 99939 | Unusable Spaces | 99939 | Unusable Spaces | 0.9 | Fire Hose | 8 | Non Useable Floor Area Space Group | 805 | Non-usable - Circulation space |  | Unknown | 0.00 | NO
North Terrace_NT33-Napier_Seventh Floor_702 _ Office - Open Plan - Post Grad | NT-NT33-09-702 | NT33-09-702-Office - Open Plan - Post Grad | North Terrace | NT | NT33 | Napier | 09 | Seventh Floor | 702 | 402 | School of Humanities Office | 402 | School of Humanities | 26.08 | Office - Open Plan - Post Grad | 1 | Office Space Group | 114 | Open Plan - Research Students |  | Good | 5,528.38 | NO
North Terrace_NT33-Napier_Seventh Floor_703 _ Office | NT-NT33-09-703 | NT33-09-703-Office | North Terrace | NT | NT33 | Napier | 09 | Seventh Floor | 703 | 402 | School of Humanities Office | 402 | School of Humanities | 15.25 | Office | 1 | Office Space Group | 101 | Office - Academic Staff |  | Good | 3,232.66 | NO
North Terrace_NT33-Napier_Seventh Floor_704 _ Office | NT-NT33-09-704 | NT33-09-704-Office | North Terrace | NT | NT33 | Napier | 09 | Seventh Floor | 704 | 402 | School of Humanities Office | 402 | School of Humanities | 16.09 | Office | 1 | Office Space Group | 101 | Office - Academic Staff |  | Good | 3,410.72 | NO
North Terrace_NT33-Napier_Seventh Floor_705 _ Office | NT-NT33-09-705 | NT33-09-705-Office | North Terrace | NT | NT33 | Napier | 09 | Seventh Floor | 705 | 402 | School of Humanities Office | 402 | School of Humanities | 16.04 | Office | 1 | Office Space Group | 101 | Office - Academic Staff |  | Good | 3,400.12 | NO
North Terrace_NT33-Napier_Seventh Floor_706 _ Photocopy | NT-NT33-09-706 | NT33-09-706-Photocopy | North Terrace | NT | NT33 | Napier | 09 | Seventh Floor | 706 | 402 | School of Humanities Office | 402 | School of Humanities | 18.89 | Photocopy | 6 | General Facility Space Group | 603 | General Facility - Resource room |  | Good | 4,484.77 | NO
North Terrace_NT33-Napier_Seventh Floor_707 _ Office | NT-NT33-09-707 | NT33-09-707-Office | North Terrace | NT | NT33 | Napier | 09 | Seventh Floor | 707 | 402 | School of Humanities Office | 402 | School of Humanities | 12.92 | Office | 1 | Office Space Group | 101 | Office - Academic Staff |  | Good | 2,738.75 | NO
North Terrace_NT33-Napier_Seventh Floor_708 _ Office | NT-NT33-09-708 | NT33-09-708-Office | North Terrace | NT | NT33 | Napier | 09 | Seventh Floor | 708 | 402 | School of Humanities Office | 402 | School of Humanities | 18.89 | Office | 1 | Office Space Group | 101 | Office - Academic Staff |  | Good | 4,004.26 | NO
North Terrace_NT33-Napier_Seventh Floor_709 _ Office | NT-NT33-09-709 | NT33-09-709-Office | North Terrace | NT | NT33 | Napier | 09 | Seventh Floor | 709 | 402 | School of Humanities Office | 402 | School of Humanities | 15.64 | Office | 1 | Office Space Group | 101 | Office - Academic Staff |  | Good | 3,315.33 | NO
North Terrace_NT33-Napier_Seventh Floor_710 _ Office | NT-NT33-09-710 | NT33-09-710-Office | North Terrace | NT | NT33 | Napier | 09 | Seventh Floor | 710 | 402 | School of Humanities Office | 402 | School of Humanities | 14.7 | Office | 1 | Office Space Group | 101 | Office - Academic Staff |  | Good | 3,116.07 | NO
North Terrace_NT33-Napier_Seventh Floor_711 _ Office | NT-NT33-09-711 | NT33-09-711-Office | North Terrace | NT | NT33 | Napier | 09 | Seventh Floor | 711 | 402 | School of Humanities Office | 402 | School of Humanities | 17.42 | Office | 1 | Office Space Group | 101 | Office - Academic Staff |  | Good | 3,692.65 | NO
North Terrace_NT33-Napier_Seventh Floor_712 _ Office | NT-NT33-09-712 | NT33-09-712-Office | North Terrace | NT | NT33 | Napier | 09 | Seventh Floor | 712 | 402 | School of Humanities Office | 402 | School of Humanities | 10.22 | Office | 1 | Office Space Group | 101 | Office - Academic Staff |  | Good | 2,166.41 | NO
North Terrace_NT33-Napier_Seventh Floor_713 _ Office | NT-NT33-09-713 | NT33-09-713-Office | North Terrace | NT | NT33 | Napier | 09 | Seventh Floor | 713 | 402 | School of Humanities Office | 402 | School of Humanities | 14.92 | Office | 1 | Office Space Group | 101 | Office - Academic Staff |  | Good | 3,162.71 | NO
North Terrace_NT33-Napier_Seventh Floor_714 _ Stair | NT-NT33-09-714 | NT33-09-714-Stair | North Terrace | NT | NT33 | Napier | 09 | Seventh Floor | 714 | 99939 | Unusable Spaces | 99939 | Unusable Spaces | 10.42 | Stair | 8 | Non Useable Floor Area Space Group | 805 | Non-usable - Circulation space |  | Unknown | 0.00 | NO
North Terrace_NT33-Napier_Seventh Floor_714D _ VSR | NT-NT33-09-714D | NT33-09-714D-VSR | North Terrace | NT | NT33 | Napier | 09 | Seventh Floor | 714D | 99939 | Unusable Spaces | 99939 | Unusable Spaces | 0.28 | VSR | 8 | Non Useable Floor Area Space Group | 840 | Non-usable - Service riser |  | Unknown | 0.00 | NO
North Terrace_NT33-Napier_Seventh Floor_715 _ Cleaner | NT-NT33-09-715 | NT33-09-715-Cleaner | North Terrace | NT | NT33 | Napier | 09 | Seventh Floor | 715 | 99939 | Unusable Spaces | 99939 | Unusable Spaces | 1.88 | Cleaner | 8 | Non Useable Floor Area Space Group | 806 | Non-usable - Cleaners room |  | Unknown | 0.00 | NO
North Terrace_NT33-Napier_Seventh Floor_716 _ Office - Open Plan - Visiting Re | NT-NT33-09-716 | NT33-09-716-Office - Open Plan - Visiting Re | North Terrace | NT | NT33 | Napier | 09 | Seventh Floor | 716 | 402 | School of Humanities Office | 402 | School of Humanities | 22.97 | Office - Open Plan - Visiting Re | 1 | Office Space Group | 113 | Open Plan - Research Staff |  | Good | 4,869.13 | NO
North Terrace_NT33-Napier_Seventh Floor_717 _ Office | NT-NT33-09-717 | NT33-09-717-Office | North Terrace | NT | NT33 | Napier | 09 | Seventh Floor | 717 | 402 | School of Humanities Office | 402 | School of Humanities | 8.74 | Office | 1 | Office Space Group | 101 | Office - Academic Staff |  | Good | 1,852.68 | NO
North Terrace_NT33-Napier_Seventh Floor_717A _ Plantroom | NT-NT33-09-717A | NT33-09-717A-Plantroom | North Terrace | NT | NT33 | Napier | 09 | Seventh Floor | 717A | 99939 | Unusable Spaces | 99939 | Unusable Spaces | 3.92 | Plantroom | 8 | Non Useable Floor Area Space Group | 811 | Non-usable - Plant room other |  | Unknown | 0.00 | NO
North Terrace_NT33-Napier_Seventh Floor_718 _ Staff Room | NT-NT33-09-718 | NT33-09-718-Staff Room | North Terrace | NT | NT33 | Napier | 09 | Seventh Floor | 718 | 402 | School of Humanities Office | 402 | School of Humanities | 23.51 | Staff Room | 6 | General Facility Space Group | 605 | General Facility - Common Room Staff access |  | Good | 5,581.63 | NO
North Terrace_NT33-Napier_Seventh Floor_719 _ Office - Open Plan - Visiting Re | NT-NT33-09-719 | NT33-09-719-Office - Open Plan - Visiting Re | North Terrace | NT | NT33 | Napier | 09 | Seventh Floor | 719 | 402 | School of Humanities Office | 402 | School of Humanities | 26.48 | Office - Open Plan - Visiting Re | 1 | Office Space Group | 113 | Open Plan - Research Staff |  | Good | 5,613.17 | NO
North Terrace_NT33-Napier_Seventh Floor_720 _ Office - Open Plan - Post Grad | NT-NT33-09-720 | NT33-09-720-Office - Open Plan - Post Grad | North Terrace | NT | NT33 | Napier | 09 | Seventh Floor | 720 | 402 | School of Humanities Office | 402 | School of Humanities | 23.39 | Office - Open Plan - Post Grad | 1 | Office Space Group | 114 | Open Plan - Research Students |  | Good | 4,958.16 | NO
North Terrace_NT33-Napier_Seventh Floor_721 _ Office - Head of School | NT-NT33-09-721 | NT33-09-721-Office - Head of School | North Terrace | NT | NT33 | Napier | 09 | Seventh Floor | 721 | 402 | School of Humanities Office | 402 | School of Humanities | 27.19 | Office - Head of School | 1 | Office Space Group | 101 | Office - Academic Staff |  | Good | 5,763.67 | NO
North Terrace_NT33-Napier_Seventh Floor_722 _ Office - Open Plan | NT-NT33-09-722 | NT33-09-722-Office - Open Plan | North Terrace | NT | NT33 | Napier | 09 | Seventh Floor | 722 | 402 | School of Humanities Office | 402 | School of Humanities | 17.88 | Office - Open Plan | 1 | Office Space Group | 111 | Open Plan - Specific type not defined |  | Good | 3,790.16 | NO
North Terrace_NT33-Napier_Seventh Floor_722A _ Office | NT-NT33-09-722A | NT33-09-722A-Office | North Terrace | NT | NT33 | Napier | 09 | Seventh Floor | 722A | 402 | School of Humanities Office | 402 | School of Humanities | 9.29 | Office | 1 | Office Space Group | 101 | Office - Academic Staff |  | Good | 1,969.27 | NO
North Terrace_NT33-Napier_Seventh Floor_722B _ Workstation | NT-NT33-09-722B | NT33-09-722B-Workstation | North Terrace | NT | NT33 | Napier | 09 | Seventh Floor | 722B | 402 | School of Humanities Office | 402 | School of Humanities | 6.64 | Workstation | 1 | Office Space Group | 111 | Open Plan - Specific type not defined |  | Good | 1,407.53 | NO
North Terrace_NT33-Napier_Seventh Floor_722C _ Workstation | NT-NT33-09-722C | NT33-09-722C-Workstation | North Terrace | NT | NT33 | Napier | 09 | Seventh Floor | 722C | 402 | School of Humanities Office | 402 | School of Humanities | 6.37 | Workstation | 1 | Office Space Group | 111 | Open Plan - Specific type not defined |  | Good | 1,350.30 | NO
North Terrace_NT33-Napier_Seventh Floor_722D _ Workstation | NT-NT33-09-722D | NT33-09-722D-Workstation | North Terrace | NT | NT33 | Napier | 09 | Seventh Floor | 722D | 402 | School of Humanities Office | 402 | School of Humanities | 6.67 | Workstation | 1 | Office Space Group | 111 | Open Plan - Specific type not defined |  | Good | 1,413.89 | NO
North Terrace_NT33-Napier_Seventh Floor_722E _ Reception | NT-NT33-09-722E | NT33-09-722E-Reception | North Terrace | NT | NT33 | Napier | 09 | Seventh Floor | 722E | 402 | School of Humanities Office | 402 | School of Humanities | 10.94 | Reception | 1 | Office Space Group | 118 | Open Plan - Reception Area |  | Good | 2,319.04 | NO
North Terrace_NT33-Napier_Seventh Floor_722F _ VSR | NT-NT33-09-722F | NT33-09-722F-VSR | North Terrace | NT | NT33 | Napier | 09 | Seventh Floor | 722F | 99939 | Unusable Spaces | 99939 | Unusable Spaces | 0.06 | VSR | 8 | Non Useable Floor Area Space Group | 840 | Non-usable - Service riser |  | Unknown | 0.00 | NO
North Terrace_NT33-Napier_Seventh Floor_723 _ Office - Open Plan | NT-NT33-09-723 | NT33-09-723-Office - Open Plan | North Terrace | NT | NT33 | Napier | 09 | Seventh Floor | 723 | 402 | School of Humanities Office | 402 | School of Humanities | 9.74 | Office - Open Plan | 1 | Office Space Group | 111 | Open Plan - Specific type not defined |  | Good | 2,064.66 | NO
North Terrace_NT33-Napier_Seventh Floor_723A _ VSR | NT-NT33-09-723A | NT33-09-723A-VSR | North Terrace | NT | NT33 | Napier | 09 | Seventh Floor | 723A | 99939 | Unusable Spaces | 99939 | Unusable Spaces | 2.54 | VSR | 8 | Non Useable Floor Area Space Group | 840 | Non-usable - Service riser |  | Unknown | 0.00 | NO
North Terrace_NT33-Napier_Seventh Floor_723B _ Foyer | NT-NT33-09-723B | NT33-09-723B-Foyer | North Terrace | NT | NT33 | Napier | 09 | Seventh Floor | 723B | 99939 | Unusable Spaces | 99939 | Unusable Spaces | 5.68 | Foyer | 8 | Non Useable Floor Area Space Group | 805 | Non-usable - Circulation space |  | Unknown | 0.00 | NO
North Terrace_NT33-Napier_Seventh Floor_723C _ Plantroom - A/C | NT-NT33-09-723C | NT33-09-723C-Plantroom - A/C | North Terrace | NT | NT33 | Napier | 09 | Seventh Floor | 723C | 99939 | Unusable Spaces | 99939 | Unusable Spaces | 3.84 | Plantroom - A/C | 8 | Non Useable Floor Area Space Group | 810 | Non-usable - Mechanical plant room |  | Unknown | 0.00 | NO
North Terrace_NT33-Napier_Seventh Floor_724 _ A/L | NT-NT33-09-724 | NT33-09-724-A/L | North Terrace | NT | NT33 | Napier | 09 | Seventh Floor | 724 | 99939 | Unusable Spaces | 99939 | Unusable Spaces | 5.32 | A/L | 8 | Non Useable Floor Area Space Group | 822 | Non-usable - Toilets/Amenities - Unisex |  | Unknown | 0.00 | NO
North Terrace_NT33-Napier_Seventh Floor_724A _ WC - F | NT-NT33-09-724A | NT33-09-724A-WC - F | North Terrace | NT | NT33 | Napier | 09 | Seventh Floor | 724A | 99939 | Unusable Spaces | 99939 | Unusable Spaces | 7.78 | WC - F | 8 | Non Useable Floor Area Space Group | 820 | Non-usable - Toilets/Amenities - Female |  | Unknown | 0.00 | NO
North Terrace_NT33-Napier_Seventh Floor_725 _ Office - Open Plan - Visiting Re | NT-NT33-09-725 | NT33-09-725-Office - Open Plan - Visiting Re | North Terrace | NT | NT33 | Napier | 09 | Seventh Floor | 725 | 402 | School of Humanities Office | 402 | School of Humanities | 23.15 | Office - Open Plan - Visiting Re | 1 | Office Space Group | 113 | Open Plan - Research Staff |  | Good | 4,907.28 | NO
North Terrace_NT33-Napier_Eighth Floor_800 _ Stair | NT-NT33-10-800 | NT33-10-800-Stair | North Terrace | NT | NT33 | Napier | 10 | Eighth Floor | 800 | 99939 | Unusable Spaces | 99939 | Unusable Spaces | 14.59 | Stair | 8 | Non Useable Floor Area Space Group | 805 | Non-usable - Circulation space |  | Unknown | 0.00 | NO
North Terrace_NT33-Napier_Eighth Floor_801 _ Lift Lobby | NT-NT33-10-801 | NT33-10-801-Lift Lobby | North Terrace | NT | NT33 | Napier | 10 | Eighth Floor | 801 | 99939 | Unusable Spaces | 99939 | Unusable Spaces | 19.26 | Lift Lobby | 8 | Non Useable Floor Area Space Group | 805 | Non-usable - Circulation space |  | Unknown | 0.00 | NO
North Terrace_NT33-Napier_Eighth Floor_801A _ Corr. | NT-NT33-10-801A | NT33-10-801A-Corr. | North Terrace | NT | NT33 | Napier | 10 | Eighth Floor | 801A | 99939 | Unusable Spaces | 99939 | Unusable Spaces | 60.72 | Corr. | 8 | Non Useable Floor Area Space Group | 805 | Non-usable - Circulation space |  | Unknown | 0.00 | NO
North Terrace_NT33-Napier_Eighth Floor_801C _ Corr. | NT-NT33-10-801C | NT33-10-801C-Corr. | North Terrace | NT | NT33 | Napier | 10 | Eighth Floor | 801C | 99939 | Unusable Spaces | 99939 | Unusable Spaces | 5.22 | Corr. | 8 | Non Useable Floor Area Space Group | 805 | Non-usable - Circulation space |  | Unknown | 0.00 | NO
North Terrace_NT33-Napier_Eighth Floor_801D _ FHR | NT-NT33-10-801D | NT33-10-801D-FHR | North Terrace | NT | NT33 | Napier | 10 | Eighth Floor | 801D | 99939 | Unusable Spaces | 99939 | Unusable Spaces | 0.9 | FHR | 8 | Non Useable Floor Area Space Group | 840 | Non-usable - Service riser |  | Unknown | 0.00 | NO
North Terrace_NT33-Napier_Eighth Floor_801E _ DB | NT-NT33-10-801E | NT33-10-801E-DB | North Terrace | NT | NT33 | Napier | 10 | Eighth Floor | 801E | 99939 | Unusable Spaces | 99939 | Unusable Spaces | 0.26 | DB | 8 | Non Useable Floor Area Space Group | 815 | Non-usable - Switch room |  | Unknown | 0.00 | NO
North Terrace_NT33-Napier_Eighth Floor_802 _ Office | NT-NT33-10-802 | NT33-10-802-Office | North Terrace | NT | NT33 | Napier | 10 | Eighth Floor | 802 | 402 | School of Humanities Office | 402 | School of Humanities | 25.71 | Office | 1 | Office Space Group | 101 | Office - Academic Staff |  | Good | 5,449.95 | NO
North Terrace_NT33-Napier_Eighth Floor_803 _ Office | NT-NT33-10-803 | NT33-10-803-Office | North Terrace | NT | NT33 | Napier | 10 | Eighth Floor | 803 | 402 | School of Humanities Office | 402 | School of Humanities | 14.65 | Office | 1 | Office Space Group | 101 | Office - Academic Staff |  | Good | 3,105.47 | NO
North Terrace_NT33-Napier_Eighth Floor_803A _ Office | NT-NT33-10-803A | NT33-10-803A-Office | North Terrace | NT | NT33 | Napier | 10 | Eighth Floor | 803A | 402 | School of Humanities Office | 402 | School of Humanities | 9.78 | Office | 1 | Office Space Group | 101 | Office - Academic Staff |  | Good | 2,073.14 | NO
North Terrace_NT33-Napier_Eighth Floor_804 _ Office | NT-NT33-10-804 | NT33-10-804-Office | North Terrace | NT | NT33 | Napier | 10 | Eighth Floor | 804 | 402 | School of Humanities Office | 402 | School of Humanities | 14.26 | Office | 1 | Office Space Group | 101 | Office - Academic Staff |  | Good | 3,022.80 | NO
North Terrace_NT33-Napier_Eighth Floor_805 _ Photocopy | NT-NT33-10-805 | NT33-10-805-Photocopy | North Terrace | NT | NT33 | Napier | 10 | Eighth Floor | 805 | 402 | School of Humanities Office | 402 | School of Humanities | 10.18 | Photocopy | 6 | General Facility Space Group | 603 | General Facility - Resource room |  | Good | 2,416.88 | NO
North Terrace_NT33-Napier_Eighth Floor_806 _ Office | NT-NT33-10-806 | NT33-10-806-Office | North Terrace | NT | NT33 | Napier | 10 | Eighth Floor | 806 | 402 | School of Humanities Office | 402 | School of Humanities | 12.75 | Office | 1 | Office Space Group | 101 | Office - Academic Staff |  | Good | 2,702.72 | NO
North Terrace_NT33-Napier_Eighth Floor_806A _ Office | NT-NT33-10-806A | NT33-10-806A-Office | North Terrace | NT | NT33 | Napier | 10 | Eighth Floor | 806A | 402 | School of Humanities Office | 402 | School of Humanities | 11.65 | Office | 1 | Office Space Group | 101 | Office - Academic Staff |  | Good | 2,469.54 | NO
North Terrace_NT33-Napier_Eighth Floor_807 _ Office | NT-NT33-10-807 | NT33-10-807-Office | North Terrace | NT | NT33 | Napier | 10 | Eighth Floor | 807 | 402 | School of Humanities Office | 402 | School of Humanities | 14.26 | Office | 1 | Office Space Group | 101 | Office - Academic Staff |  | Good | 3,022.80 | NO
North Terrace_NT33-Napier_Eighth Floor_809 _ Office | NT-NT33-10-809 | NT33-10-809-Office | North Terrace | NT | NT33 | Napier | 10 | Eighth Floor | 809 | 402 | School of Humanities Office | 402 | School of Humanities | 17.71 | Office | 1 | Office Space Group | 101 | Office - Academic Staff |  | Good | 3,754.12 | NO
North Terrace_NT33-Napier_Eighth Floor_810 _ Office | NT-NT33-10-810 | NT33-10-810-Office | North Terrace | NT | NT33 | Napier | 10 | Eighth Floor | 810 | 402 | School of Humanities Office | 402 | School of Humanities | 15.88 | Office | 1 | Office Space Group | 101 | Office - Academic Staff |  | Good | 3,366.21 | NO
North Terrace_NT33-Napier_Eighth Floor_811 _ Office | NT-NT33-10-811 | NT33-10-811-Office | North Terrace | NT | NT33 | Napier | 10 | Eighth Floor | 811 | 402 | School of Humanities Office | 402 | School of Humanities | 18.96 | Office | 1 | Office Space Group | 101 | Office - Academic Staff |  | Good | 4,019.10 | NO
North Terrace_NT33-Napier_Eighth Floor_812 _ Office | NT-NT33-10-812 | NT33-10-812-Office | North Terrace | NT | NT33 | Napier | 10 | Eighth Floor | 812 | 402 | School of Humanities Office | 402 | School of Humanities | 13.72 | Office | 1 | Office Space Group | 101 | Office - Academic Staff |  | Good | 2,908.33 | NO
North Terrace_NT33-Napier_Eighth Floor_812A _ Office | NT-NT33-10-812A | NT33-10-812A-Office | North Terrace | NT | NT33 | Napier | 10 | Eighth Floor | 812A | 402 | School of Humanities Office | 402 | School of Humanities | 15.05 | Office | 1 | Office Space Group | 101 | Office - Academic Staff |  | Good | 3,190.26 | NO
North Terrace_NT33-Napier_Eighth Floor_812B _ Office | NT-NT33-10-812B | NT33-10-812B-Office | North Terrace | NT | NT33 | Napier | 10 | Eighth Floor | 812B | 402 | School of Humanities Office | 402 | School of Humanities | 9.29 | Office | 1 | Office Space Group | 101 | Office - Academic Staff |  | Good | 1,969.27 | NO
North Terrace_NT33-Napier_Eighth Floor_813 _ Stair | NT-NT33-10-813 | NT33-10-813-Stair | North Terrace | NT | NT33 | Napier | 10 | Eighth Floor | 813 | 99939 | Unusable Spaces | 99939 | Unusable Spaces | 10.85 | Stair | 8 | Non Useable Floor Area Space Group | 805 | Non-usable - Circulation space |  | Unknown | 0.00 | NO
North Terrace_NT33-Napier_Eighth Floor_813D _ VSR | NT-NT33-10-813D | NT33-10-813D-VSR | North Terrace | NT | NT33 | Napier | 10 | Eighth Floor | 813D | 99939 | Unusable Spaces | 99939 | Unusable Spaces | 0.72 | VSR | 8 | Non Useable Floor Area Space Group | 840 | Non-usable - Service riser |  | Unknown | 0.00 | NO
North Terrace_NT33-Napier_Eighth Floor_814 _ Cleaner | NT-NT33-10-814 | NT33-10-814-Cleaner | North Terrace | NT | NT33 | Napier | 10 | Eighth Floor | 814 | 99939 | Unusable Spaces | 99939 | Unusable Spaces | 1.88 | Cleaner | 8 | Non Useable Floor Area Space Group | 806 | Non-usable - Cleaners room |  | Unknown | 0.00 | NO
North Terrace_NT33-Napier_Eighth Floor_815 _ Office - Open Plan - Post Grad | NT-NT33-10-815 | NT33-10-815-Office - Open Plan - Post Grad | North Terrace | NT | NT33 | Napier | 10 | Eighth Floor | 815 | 402 | School of Humanities Office | 402 | School of Humanities | 16.79 | Office - Open Plan - Post Grad | 1 | Office Space Group | 114 | Open Plan - Research Students |  | Good | 3,559.11 | NO
North Terrace_NT33-Napier_Eighth Floor_816 _ Classics Library | NT-NT33-10-816 | NT33-10-816-Classics Library | North Terrace | NT | NT33 | Napier | 10 | Eighth Floor | 816 | 402 | School of Humanities Office | 402 | School of Humanities | 14.86 | Classics Library | 5 | Library, IT and Learning Space Group | 509 | Library and Learning - Department reference library |  | Good | 3,527.99 | NO
North Terrace_NT33-Napier_Eighth Floor_816A _ Plantroom | NT-NT33-10-816A | NT33-10-816A-Plantroom | North Terrace | NT | NT33 | Napier | 10 | Eighth Floor | 816A | 99939 | Unusable Spaces | 99939 | Unusable Spaces | 3.92 | Plantroom | 8 | Non Useable Floor Area Space Group | 811 | Non-usable - Plant room other |  | Unknown | 0.00 | NO
North Terrace_NT33-Napier_Eighth Floor_817 _ Office | NT-NT33-10-817 | NT33-10-817-Office | North Terrace | NT | NT33 | Napier | 10 | Eighth Floor | 817 | 402 | School of Humanities Office | 402 | School of Humanities | 20.71 | Office | 1 | Office Space Group | 101 | Office - Academic Staff |  | Good | 4,390.06 | NO
North Terrace_NT33-Napier_Eighth Floor_818 _ Office | NT-NT33-10-818 | NT33-10-818-Office | North Terrace | NT | NT33 | Napier | 10 | Eighth Floor | 818 | 402 | School of Humanities Office | 402 | School of Humanities | 13.74 | Office | 1 | Office Space Group | 101 | Office - Academic Staff |  | Good | 2,912.57 | NO
North Terrace_NT33-Napier_Eighth Floor_819 _ Office | NT-NT33-10-819 | NT33-10-819-Office | North Terrace | NT | NT33 | Napier | 10 | Eighth Floor | 819 | 402 | School of Humanities Office | 402 | School of Humanities | 14.09 | Office | 1 | Office Space Group | 101 | Office - Academic Staff |  | Good | 2,986.77 | NO
North Terrace_NT33-Napier_Eighth Floor_819A _ VSR | NT-NT33-10-819A | NT33-10-819A-VSR | North Terrace | NT | NT33 | Napier | 10 | Eighth Floor | 819A | 99939 | Unusable Spaces | 99939 | Unusable Spaces | 0.25 | VSR | 8 | Non Useable Floor Area Space Group | 840 | Non-usable - Service riser |  | Unknown | 0.00 | NO
North Terrace_NT33-Napier_Eighth Floor_820 _ Office | NT-NT33-10-820 | NT33-10-820-Office | North Terrace | NT | NT33 | Napier | 10 | Eighth Floor | 820 | 402 | School of Humanities Office | 402 | School of Humanities | 12.82 | Office | 1 | Office Space Group | 101 | Office - Academic Staff |  | Good | 2,717.55 | NO
North Terrace_NT33-Napier_Eighth Floor_820A _ VSR | NT-NT33-10-820A | NT33-10-820A-VSR | North Terrace | NT | NT33 | Napier | 10 | Eighth Floor | 820A | 99939 | Unusable Spaces | 99939 | Unusable Spaces | 2.54 | VSR | 8 | Non Useable Floor Area Space Group | 840 | Non-usable - Service riser |  | Unknown | 0.00 | NO
North Terrace_NT33-Napier_Eighth Floor_821 _ Lobby | NT-NT33-10-821 | NT33-10-821-Lobby | North Terrace | NT | NT33 | Napier | 10 | Eighth Floor | 821 | 99939 | Unusable Spaces | 99939 | Unusable Spaces | 6.93 | Lobby | 8 | Non Useable Floor Area Space Group | 805 | Non-usable - Circulation space |  | Unknown | 0.00 | NO
North Terrace_NT33-Napier_Eighth Floor_821A _ Plantroom - A/C | NT-NT33-10-821A | NT33-10-821A-Plantroom - A/C | North Terrace | NT | NT33 | Napier | 10 | Eighth Floor | 821A | 99939 | Unusable Spaces | 99939 | Unusable Spaces | 4.47 | Plantroom - A/C | 8 | Non Useable Floor Area Space Group | 810 | Non-usable - Mechanical plant room |  | Unknown | 0.00 | NO
North Terrace_NT33-Napier_Eighth Floor_822 _ A/L - M | NT-NT33-10-822 | NT33-10-822-A/L - M | North Terrace | NT | NT33 | Napier | 10 | Eighth Floor | 822 | 99939 | Unusable Spaces | 99939 | Unusable Spaces | 5.32 | A/L - M | 8 | Non Useable Floor Area Space Group | 821 | Non-usable - Toilets/Amenities - Male |  | Unknown | 0.00 | NO
North Terrace_NT33-Napier_Eighth Floor_822A _ WC - M | NT-NT33-10-822A | NT33-10-822A-WC - M | North Terrace | NT | NT33 | Napier | 10 | Eighth Floor | 822A | 99939 | Unusable Spaces | 99939 | Unusable Spaces | 7.78 | WC - M | 8 | Non Useable Floor Area Space Group | 821 | Non-usable - Toilets/Amenities - Male |  | Unknown | 0.00 | NO
North Terrace_NT33-Napier_Eighth Floor_823 _ Staff Tea / Meeting Room | NT-NT33-10-823 | NT33-10-823-Staff Tea / Meeting Room | North Terrace | NT | NT33 | Napier | 10 | Eighth Floor | 823 | 402 | School of Humanities Office | 402 | School of Humanities | 25.19 | Staff Tea / Meeting Room | 6 | General Facility Space Group | 601 | General Facility - Committee/Conference/Meeting room |  | Good | 5,980.48 | NO
North Terrace_NT33-Napier_Eighth Floor_824 _ Staff Room / Seminar | NT-NT33-10-824 | NT33-10-824-Staff Room / Seminar | North Terrace | NT | NT33 | Napier | 10 | Eighth Floor | 824 | 402 | School of Humanities Office | 402 | School of Humanities | 41.86 | Staff Room / Seminar | 6 | General Facility Space Group | 601 | General Facility - Committee/Conference/Meeting room |  | Good | 9,938.19 | NO
North Terrace_NT33-Napier_Eighth Floor_825 _ Office - Open Plan - Post Grad | NT-NT33-10-825 | NT33-10-825-Office - Open Plan - Post Grad | North Terrace | NT | NT33 | Napier | 10 | Eighth Floor | 825 | 402 | School of Humanities Office | 402 | School of Humanities | 23.08 | Office - Open Plan - Post Grad | 1 | Office Space Group | 114 | Open Plan - Research Students |  | Good | 4,892.44 | NO
North Terrace_NT33-Napier_Eighth Floor_826 _ Office - Open Plan - Post Grad | NT-NT33-10-826 | NT33-10-826-Office - Open Plan - Post Grad | North Terrace | NT | NT33 | Napier | 10 | Eighth Floor | 826 | 402 | School of Humanities Office | 402 | School of Humanities | 24.49 | Office - Open Plan - Post Grad | 1 | Office Space Group | 114 | Open Plan - Research Students |  | Good | 5,191.33 | NO
North Terrace_NT33-Napier_Eighth Floor_827 _ Office - Open Plan - Visiting Re | NT-NT33-10-827 | NT33-10-827-Office - Open Plan - Visiting Re | North Terrace | NT | NT33 | Napier | 10 | Eighth Floor | 827 | 402 | School of Humanities Office | 402 | School of Humanities | 21.15 | Office - Open Plan - Visiting Re | 1 | Office Space Group | 113 | Open Plan - Research Staff |  | Good | 4,483.33 | NO
North Terrace_NT33-Napier_Ninth Floor_900 _ Stair | NT-NT33-11-900 | NT33-11-900-Stair | North Terrace | NT | NT33 | Napier | 11 | Ninth Floor | 900 | 99939 | Unusable Spaces | 99939 | Unusable Spaces | 14.59 | Stair | 8 | Non Useable Floor Area Space Group | 805 | Non-usable - Circulation space |  | Unknown | 0.00 | NO
North Terrace_NT33-Napier_Ninth Floor_901 _ Lobby | NT-NT33-11-901 | NT33-11-901-Lobby | North Terrace | NT | NT33 | Napier | 11 | Ninth Floor | 901 | 99939 | Unusable Spaces | 99939 | Unusable Spaces | 19.61 | Lobby | 8 | Non Useable Floor Area Space Group | 805 | Non-usable - Circulation space |  | Unknown | 0.00 | NO
North Terrace_NT33-Napier_Ninth Floor_901A _ Corr. | NT-NT33-11-901A | NT33-11-901A-Corr. | North Terrace | NT | NT33 | Napier | 11 | Ninth Floor | 901A | 99939 | Unusable Spaces | 99939 | Unusable Spaces | 1.82 | Corr. | 8 | Non Useable Floor Area Space Group | 805 | Non-usable - Circulation space |  | Unknown | 0.00 | NO
North Terrace_NT33-Napier_Ninth Floor_901B _ Corr. | NT-NT33-11-901B | NT33-11-901B-Corr. | North Terrace | NT | NT33 | Napier | 11 | Ninth Floor | 901B | 99939 | Unusable Spaces | 99939 | Unusable Spaces | 68.18 | Corr. | 8 | Non Useable Floor Area Space Group | 805 | Non-usable - Circulation space |  | Unknown | 0.00 | NO
North Terrace_NT33-Napier_Ninth Floor_901C _ Lobby | NT-NT33-11-901C | NT33-11-901C-Lobby | North Terrace | NT | NT33 | Napier | 11 | Ninth Floor | 901C | 99939 | Unusable Spaces | 99939 | Unusable Spaces | 3.13 | Lobby | 8 | Non Useable Floor Area Space Group | 805 | Non-usable - Circulation space |  | Unknown | 0.00 | NO
North Terrace_NT33-Napier_Ninth Floor_901D _ FHR | NT-NT33-11-901D | NT33-11-901D-FHR | North Terrace | NT | NT33 | Napier | 11 | Ninth Floor | 901D | 99939 | Unusable Spaces | 99939 | Unusable Spaces | 0.9 | FHR | 8 | Non Useable Floor Area Space Group | 840 | Non-usable - Service riser |  | Unknown | 0.00 | NO
North Terrace_NT33-Napier_Ninth Floor_901E _ Plantroom | NT-NT33-11-901E | NT33-11-901E-Plantroom | North Terrace | NT | NT33 | Napier | 11 | Ninth Floor | 901E | 99939 | Unusable Spaces | 99939 | Unusable Spaces | 3.92 | Plantroom | 8 | Non Useable Floor Area Space Group | 811 | Non-usable - Plant room other |  | Unknown | 0.00 | NO
North Terrace_NT33-Napier_Ninth Floor_902 _ Office - Open Plan - Post Grad | NT-NT33-11-902 | NT33-11-902-Office - Open Plan - Post Grad | North Terrace | NT | NT33 | Napier | 11 | Ninth Floor | 902 | 402 | School of Humanities Office | 402 | School of Humanities | 18.35 | Office - Open Plan - Post Grad | 1 | Office Space Group | 114 | Open Plan - Research Students |  | Good | 3,889.79 | NO
North Terrace_NT33-Napier_Ninth Floor_903 _ Office | NT-NT33-11-903 | NT33-11-903-Office | North Terrace | NT | NT33 | Napier | 11 | Ninth Floor | 903 | 402 | School of Humanities Office | 402 | School of Humanities | 14.03 | Office | 1 | Office Space Group | 101 | Office - Academic Staff |  | Good | 2,974.05 | NO
North Terrace_NT33-Napier_Ninth Floor_904 _ Office | NT-NT33-11-904 | NT33-11-904-Office | North Terrace | NT | NT33 | Napier | 11 | Ninth Floor | 904 | 402 | School of Humanities Office | 402 | School of Humanities | 15.76 | Office | 1 | Office Space Group | 101 | Office - Academic Staff |  | Good | 3,340.77 | NO
North Terrace_NT33-Napier_Ninth Floor_905 _ Office | NT-NT33-11-905 | NT33-11-905-Office | North Terrace | NT | NT33 | Napier | 11 | Ninth Floor | 905 | 402 | School of Humanities Office | 402 | School of Humanities | 15.84 | Office | 1 | Office Space Group | 101 | Office - Academic Staff |  | Good | 3,357.73 | NO
North Terrace_NT33-Napier_Ninth Floor_906 _ Office | NT-NT33-11-906 | NT33-11-906-Office | North Terrace | NT | NT33 | Napier | 11 | Ninth Floor | 906 | 402 | School of Humanities Office | 402 | School of Humanities | 17.75 | Office | 1 | Office Space Group | 101 | Office - Academic Staff |  | Good | 3,762.60 | NO
North Terrace_NT33-Napier_Ninth Floor_907 _ Office | NT-NT33-11-907 | NT33-11-907-Office | North Terrace | NT | NT33 | Napier | 11 | Ninth Floor | 907 | 402 | School of Humanities Office | 402 | School of Humanities | 15.76 | Office | 1 | Office Space Group | 101 | Office - Academic Staff |  | Good | 3,340.77 | NO
North Terrace_NT33-Napier_Ninth Floor_908 _ Office | NT-NT33-11-908 | NT33-11-908-Office | North Terrace | NT | NT33 | Napier | 11 | Ninth Floor | 908 | 402 | School of Humanities Office | 402 | School of Humanities | 11.38 | Office | 1 | Office Space Group | 101 | Office - Academic Staff |  | Good | 2,412.31 | NO
North Terrace_NT33-Napier_Ninth Floor_908A _ Office | NT-NT33-11-908A | NT33-11-908A-Office | North Terrace | NT | NT33 | Napier | 11 | Ninth Floor | 908A | 402 | School of Humanities Office | 402 | School of Humanities | 11.46 | Office | 1 | Office Space Group | 101 | Office - Academic Staff |  | Good | 2,429.26 | NO
North Terrace_NT33-Napier_Ninth Floor_909 _ Office | NT-NT33-11-909 | NT33-11-909-Office | North Terrace | NT | NT33 | Napier | 11 | Ninth Floor | 909 | 402 | School of Humanities Office | 402 | School of Humanities | 17.11 | Office | 1 | Office Space Group | 101 | Office - Academic Staff |  | Good | 3,626.94 | NO
North Terrace_NT33-Napier_Ninth Floor_910 _ Office | NT-NT33-11-910 | NT33-11-910-Office | North Terrace | NT | NT33 | Napier | 11 | Ninth Floor | 910 | 402 | School of Humanities Office | 402 | School of Humanities | 16.09 | Office | 1 | Office Space Group | 101 | Office - Academic Staff |  | Good | 3,410.72 | NO
North Terrace_NT33-Napier_Ninth Floor_911 _ Office | NT-NT33-11-911 | NT33-11-911-Office | North Terrace | NT | NT33 | Napier | 11 | Ninth Floor | 911 | 402 | School of Humanities Office | 402 | School of Humanities | 17.5 | Office | 1 | Office Space Group | 101 | Office - Academic Staff |  | Good | 3,709.61 | NO
North Terrace_NT33-Napier_Ninth Floor_912 _ Office | NT-NT33-11-912 | NT33-11-912-Office | North Terrace | NT | NT33 | Napier | 11 | Ninth Floor | 912 | 402 | School of Humanities Office | 402 | School of Humanities | 14.26 | Office | 1 | Office Space Group | 101 | Office - Academic Staff |  | Good | 3,022.80 | NO
North Terrace_NT33-Napier_Ninth Floor_912A _ Office | NT-NT33-11-912A | NT33-11-912A-Office | North Terrace | NT | NT33 | Napier | 11 | Ninth Floor | 912A | 402 | School of Humanities Office | 402 | School of Humanities | 9.38 | Office | 1 | Office Space Group | 101 | Office - Academic Staff |  | Good | 1,988.35 | NO
North Terrace_NT33-Napier_Ninth Floor_913 _ Stair | NT-NT33-11-913 | NT33-11-913-Stair | North Terrace | NT | NT33 | Napier | 11 | Ninth Floor | 913 | 99939 | Unusable Spaces | 99939 | Unusable Spaces | 10.81 | Stair | 8 | Non Useable Floor Area Space Group | 805 | Non-usable - Circulation space |  | Unknown | 0.00 | NO
North Terrace_NT33-Napier_Ninth Floor_913D _ VSR | NT-NT33-11-913D | NT33-11-913D-VSR | North Terrace | NT | NT33 | Napier | 11 | Ninth Floor | 913D | 99939 | Unusable Spaces | 99939 | Unusable Spaces | 0.75 | VSR | 8 | Non Useable Floor Area Space Group | 840 | Non-usable - Service riser |  | Unknown | 0.00 | NO
North Terrace_NT33-Napier_Ninth Floor_914 _ Cleaner | NT-NT33-11-914 | NT33-11-914-Cleaner | North Terrace | NT | NT33 | Napier | 11 | Ninth Floor | 914 | 99939 | Unusable Spaces | 99939 | Unusable Spaces | 1.87 | Cleaner | 8 | Non Useable Floor Area Space Group | 806 | Non-usable - Cleaners room |  | Unknown | 0.00 | NO
North Terrace_NT33-Napier_Ninth Floor_915 _ Office - Open Plan - Post Grad | NT-NT33-11-915 | NT33-11-915-Office - Open Plan - Post Grad | North Terrace | NT | NT33 | Napier | 11 | Ninth Floor | 915 | 402 | School of Humanities Office | 402 | School of Humanities | 23.62 | Office - Open Plan - Post Grad | 1 | Office Space Group | 114 | Open Plan - Research Students |  | Good | 5,006.91 | NO
North Terrace_NT33-Napier_Ninth Floor_915B _ Tea Room | NT-NT33-11-915B | NT33-11-915B-Tea Room | North Terrace | NT | NT33 | Napier | 11 | Ninth Floor | 915B | 402 | School of Humanities Office | 402 | School of Humanities | 8.05 | Tea Room | 6 | General Facility Space Group | 608 | General Facility - Kitchen/Servery/Food Storage |  | Good | 1,911.19 | NO
North Terrace_NT33-Napier_Ninth Floor_916 _ Office - Open Plan - Honours & P | NT-NT33-11-916 | NT33-11-916-Office - Open Plan - Honours & P | North Terrace | NT | NT33 | Napier | 11 | Ninth Floor | 916 | 402 | School of Humanities Office | 402 | School of Humanities | 50.56 | Office - Open Plan - Honours & P | 1 | Office Space Group | 114 | Open Plan - Research Students |  | Good | 10,717.59 | NO
North Terrace_NT33-Napier_Ninth Floor_917D _ VSR | NT-NT33-11-917D | NT33-11-917D-VSR | North Terrace | NT | NT33 | Napier | 11 | Ninth Floor | 917D | 99939 | Unusable Spaces | 99939 | Unusable Spaces | 0.12 | VSR | 8 | Non Useable Floor Area Space Group | 840 | Non-usable - Service riser |  | Unknown | 0.00 | NO
North Terrace_NT33-Napier_Ninth Floor_918B _ VSR | NT-NT33-11-918B | NT33-11-918B-VSR | North Terrace | NT | NT33 | Napier | 11 | Ninth Floor | 918B | 99939 | Unusable Spaces | 99939 | Unusable Spaces | 2.54 | VSR | 8 | Non Useable Floor Area Space Group | 840 | Non-usable - Service riser |  | Unknown | 0.00 | NO
North Terrace_NT33-Napier_Ninth Floor_919 _ Utility | NT-NT33-11-919 | NT33-11-919-Utility | North Terrace | NT | NT33 | Napier | 11 | Ninth Floor | 919 | 402 | School of Humanities Office | 402 | School of Humanities | 23.39 | Utility | 6 | General Facility Space Group | 603 | General Facility - Resource room |  | Good | 5,553.14 | NO
North Terrace_NT33-Napier_Ninth Floor_919A _ Ramp | NT-NT33-11-919A | NT33-11-919A-Ramp | North Terrace | NT | NT33 | Napier | 11 | Ninth Floor | 919A | 99939 | Unusable Spaces | 99939 | Unusable Spaces | 3.6 | Ramp | 8 | Non Useable Floor Area Space Group | 805 | Non-usable - Circulation space |  | Unknown | 0.00 | NO
North Terrace_NT33-Napier_Ninth Floor_920 _ Lobby | NT-NT33-11-920 | NT33-11-920-Lobby | North Terrace | NT | NT33 | Napier | 11 | Ninth Floor | 920 | 99939 | Unusable Spaces | 99939 | Unusable Spaces | 7.01 | Lobby | 8 | Non Useable Floor Area Space Group | 805 | Non-usable - Circulation space |  | Unknown | 0.00 | NO
North Terrace_NT33-Napier_Ninth Floor_920A _ Plantroom - A/C | NT-NT33-11-920A | NT33-11-920A-Plantroom - A/C | North Terrace | NT | NT33 | Napier | 11 | Ninth Floor | 920A | 99939 | Unusable Spaces | 99939 | Unusable Spaces | 4.49 | Plantroom - A/C | 8 | Non Useable Floor Area Space Group | 810 | Non-usable - Mechanical plant room |  | Unknown | 0.00 | NO
North Terrace_NT33-Napier_Ninth Floor_921 _ A/L- F | NT-NT33-11-921 | NT33-11-921-A/L- F | North Terrace | NT | NT33 | Napier | 11 | Ninth Floor | 921 | 99939 | Unusable Spaces | 99939 | Unusable Spaces | 5.32 | A/L- F | 8 | Non Useable Floor Area Space Group | 820 | Non-usable - Toilets/Amenities - Female |  | Unknown | 0.00 | NO
North Terrace_NT33-Napier_Ninth Floor_921A _ WC - F | NT-NT33-11-921A | NT33-11-921A-WC - F | North Terrace | NT | NT33 | Napier | 11 | Ninth Floor | 921A | 99939 | Unusable Spaces | 99939 | Unusable Spaces | 7.78 | WC - F | 8 | Non Useable Floor Area Space Group | 820 | Non-usable - Toilets/Amenities - Female |  | Unknown | 0.00 | NO
North Terrace_NT33-Napier_Ninth Floor_923 _ Office | NT-NT33-11-923 | NT33-11-923-Office | North Terrace | NT | NT33 | Napier | 11 | Ninth Floor | 923 | 402 | School of Humanities Office | 402 | School of Humanities | 12.08 | Office | 1 | Office Space Group | 101 | Office - Academic Staff |  | Good | 2,560.69 | NO
North Terrace_NT33-Napier_Ninth Floor_924 _ Office | NT-NT33-11-924 | NT33-11-924-Office | North Terrace | NT | NT33 | Napier | 11 | Ninth Floor | 924 | 402 | School of Humanities Office | 402 | School of Humanities | 15 | Office | 1 | Office Space Group | 101 | Office - Academic Staff |  | Good | 3,179.67 | NO
North Terrace_NT33-Napier_Ninth Floor_925 _ Office - Open Plan - Post Grad | NT-NT33-11-925 | NT33-11-925-Office - Open Plan - Post Grad | North Terrace | NT | NT33 | Napier | 11 | Ninth Floor | 925 | 402 | School of Humanities Office | 402 | School of Humanities | 25.09 | Office - Open Plan - Post Grad | 1 | Office Space Group | 114 | Open Plan - Research Students |  | Good | 5,318.52 | NO
North Terrace_NT33-Napier_Ninth Floor_926 _ Office - Open Plan - Post Grad | NT-NT33-11-926 | NT33-11-926-Office - Open Plan - Post Grad | North Terrace | NT | NT33 | Napier | 11 | Ninth Floor | 926 | 402 | School of Humanities Office | 402 | School of Humanities | 25.62 | Office - Open Plan - Post Grad | 1 | Office Space Group | 114 | Open Plan - Research Students |  | Good | 5,430.87 | NO
North Terrace_NT33-Napier_Ninth Floor_927 _ Staff Room | NT-NT33-11-927 | NT33-11-927-Staff Room | North Terrace | NT | NT33 | Napier | 11 | Ninth Floor | 927 | 402 | School of Humanities Office | 402 | School of Humanities | 22.8 | Staff Room | 6 | General Facility Space Group | 605 | General Facility - Common Room Staff access |  | Good | 5,413.06 | NO
North Terrace_NT33-Napier_Ninth Floor_928 _ Office - Open Plan - Post Grad | NT-NT33-11-928 | NT33-11-928-Office - Open Plan - Post Grad | North Terrace | NT | NT33 | Napier | 11 | Ninth Floor | 928 | 402 | School of Humanities Office | 402 | School of Humanities | 21.15 | Office - Open Plan - Post Grad | 1 | Office Space Group | 114 | Open Plan - Research Students |  | Good | 4,483.33 | NO
North Terrace_NT33-Napier_Tenth Floor_1001 _ Plantroom | NT-NT33-12-1001 | NT33-12-1001-Plantroom | North Terrace | NT | NT33 | Napier | 12 | Tenth Floor | 1001 | 99939 | Unusable Spaces | 99939 | Unusable Spaces | 16.2 | Plantroom | 8 | Non Useable Floor Area Space Group | 811 | Non-usable - Plant room other |  | Unknown | 0.00 | NO
North Terrace_NT33-Napier_Tenth Floor_1005 _ Lift Overrun | NT-NT33-12-1005 | NT33-12-1005-Lift Overrun | North Terrace | NT | NT33 | Napier | 12 | Tenth Floor | 1005 | 99939 | Unusable Spaces | 99939 | Unusable Spaces | 18.25 | Lift Overrun | 8 | Non Useable Floor Area Space Group | 838 | Non-usable - Lift |  | Unknown | 0.00 | NO
North Terrace_NT33-Napier_Tenth Floor_1006 _ VSR | NT-NT33-12-1006 | NT33-12-1006-VSR | North Terrace | NT | NT33 | Napier | 12 | Tenth Floor | 1006 | 99939 | Unusable Spaces | 99939 | Unusable Spaces | 3.99 | VSR | 8 | Non Useable Floor Area Space Group | 840 | Non-usable - Service riser |  | Unknown | 0.00 | NO
North Terrace_NT33-Napier_Tenth Floor_1007 _ VSR | NT-NT33-12-1007 | NT33-12-1007-VSR | North Terrace | NT | NT33 | Napier | 12 | Tenth Floor | 1007 | 99939 | Unusable Spaces | 99939 | Unusable Spaces | 0.1 | VSR | 8 | Non Useable Floor Area Space Group | 840 | Non-usable - Service riser |  | Unknown | 0.00 | NO
North Terrace_NT33-Napier_Tenth Floor_1008 _ Stair to Roof | NT-NT33-12-1008 | NT33-12-1008-Stair to Roof | North Terrace | NT | NT33 | Napier | 12 | Tenth Floor | 1008 | 99939 | Unusable Spaces | 99939 | Unusable Spaces | 1.99 | Stair to Roof | 8 | Non Useable Floor Area Space Group | 805 | Non-usable - Circulation space |  | Unknown | 0.00 | NO
North Terrace_NT33-Napier_Tenth Floor_1009 _ Lobby | NT-NT33-12-1009 | NT33-12-1009-Lobby | North Terrace | NT | NT33 | Napier | 12 | Tenth Floor | 1009 | 99939 | Unusable Spaces | 99939 | Unusable Spaces | 5.2 | Lobby | 8 | Non Useable Floor Area Space Group | 805 | Non-usable - Circulation space |  | Unknown | 0.00 | NO
North Terrace_NT33-Napier_Tenth Floor_1010 _ VSR | NT-NT33-12-1010 | NT33-12-1010-VSR | North Terrace | NT | NT33 | Napier | 12 | Tenth Floor | 1010 | 99939 | Unusable Spaces | 99939 | Unusable Spaces | 0.55 | VSR | 8 | Non Useable Floor Area Space Group | 840 | Non-usable - Service riser |  | Unknown | 0.00 | NO
North Terrace_NT33-Napier_Tenth Floor_1011 _ VSR | NT-NT33-12-1011 | NT33-12-1011-VSR | North Terrace | NT | NT33 | Napier | 12 | Tenth Floor | 1011 | 99939 | Unusable Spaces | 99939 | Unusable Spaces | 0.2 | VSR | 8 | Non Useable Floor Area Space Group | 840 | Non-usable - Service riser |  | Unknown | 0.00 | NO
North Terrace_NT33-Napier_Tenth Floor_1012 _ VSR | NT-NT33-12-1012 | NT33-12-1012-VSR | North Terrace | NT | NT33 | Napier | 12 | Tenth Floor | 1012 | 99939 | Unusable Spaces | 99939 | Unusable Spaces | 0.2 | VSR | 8 | Non Useable Floor Area Space Group | 840 | Non-usable - Service riser |  | Unknown | 0.00 | NO
North Terrace_NT33-Napier_Tenth Floor_1013 _ VSR | NT-NT33-12-1013 | NT33-12-1013-VSR | North Terrace | NT | NT33 | Napier | 12 | Tenth Floor | 1013 | 99939 | Unusable Spaces | 99939 | Unusable Spaces | 0.2 | VSR | 8 | Non Useable Floor Area Space Group | 840 | Non-usable - Service riser |  | Unknown | 0.00 | NO
North Terrace_NT33-Napier_Tenth Floor_1014 _ VSR | NT-NT33-12-1014 | NT33-12-1014-VSR | North Terrace | NT | NT33 | Napier | 12 | Tenth Floor | 1014 | 99939 | Unusable Spaces | 99939 | Unusable Spaces | 0.2 | VSR | 8 | Non Useable Floor Area Space Group | 840 | Non-usable - Service riser |  | Unknown | 0.00 | NO
North Terrace_NT33-Napier_Tenth Floor_1015 _ VSR | NT-NT33-12-1015 | NT33-12-1015-VSR | North Terrace | NT | NT33 | Napier | 12 | Tenth Floor | 1015 | 99939 | Unusable Spaces | 99939 | Unusable Spaces | 0.31 | VSR | 8 | Non Useable Floor Area Space Group | 840 | Non-usable - Service riser |  | Unknown | 0.00 | NO
North Terrace_NT33-Napier_Tenth Floor_1016 _ VSR | NT-NT33-12-1016 | NT33-12-1016-VSR | North Terrace | NT | NT33 | Napier | 12 | Tenth Floor | 1016 | 99939 | Unusable Spaces | 99939 | Unusable Spaces | 1.4 | VSR | 8 | Non Useable Floor Area Space Group | 840 | Non-usable - Service riser |  | Unknown | 0.00 | NO
North Terrace_NT33-Napier_Tenth Floor_1018 _ Mobile Hut | NT-NT33-12-1018 | NT33-12-1018-Mobile Hut | North Terrace | NT | NT33 | Napier | 12 | Tenth Floor | 1018 | 99218 | Commercial - OPTUS | 859 | Infrastructure | 7.86 | Mobile Hut | 8 | Non Useable Floor Area Space Group | 812 | Non-usable - Comms/network system/Telephone/PABX |  | Good | 0.00 | NO
North Terrace_NT33-Napier_Tenth Floor_R.01 _ Services Zone (NUFA) | NT-NT33-12-R.01 | NT33-12-R.01-Services Zone (NUFA) | North Terrace | NT | NT33 | Napier | 12 | Tenth Floor | R.01 | 99939 | Unusable Spaces | 99939 | Unusable Spaces | 201.44 | Services Zone (NUFA) | 8 | Non Useable Floor Area Space Group | 811 | Non-usable - Plant room other |  | Unknown | 0.00 | NO
North Terrace_NT33-Napier_Eleventh Floor_1001A _ Stair | NT-NT33-13-1001A | NT33-13-1001A-Stair | North Terrace | NT | NT33 | Napier | 13 | Eleventh Floor | 1001A | 99939 | Unusable Spaces | 99939 | Unusable Spaces | 2.8 | Stair | 8 | Non Useable Floor Area Space Group | 805 | Non-usable - Circulation space |  | Unknown | 0.00 | NO
North Terrace_NT33-Napier_Eleventh Floor_1101 _ Lift Machine Room | NT-NT33-13-1101 | NT33-13-1101-Lift Machine Room | North Terrace | NT | NT33 | Napier | 13 | Eleventh Floor | 1101 | 99939 | Unusable Spaces | 99939 | Unusable Spaces | 49.76 | Lift Machine Room | 8 | Non Useable Floor Area Space Group | 809 | Non-usable - Lift motor room |  | Unknown | 0.00 | NO
North Terrace_NT33-Napier_Eleventh Floor_1102 _ Circ. | NT-NT33-13-1102 | NT33-13-1102-Circ. | North Terrace | NT | NT33 | Napier | 13 | Eleventh Floor | 1102 | 99939 | Unusable Spaces | 99939 | Unusable Spaces | 4.16 | Circ. | 8 | Non Useable Floor Area Space Group | 805 | Non-usable - Circulation space |  | Unknown | 0.00 | NO
North Terrace_NT33-Napier_Eleventh Floor_1103 _ VSR | NT-NT33-13-1103 | NT33-13-1103-VSR | North Terrace | NT | NT33 | Napier | 13 | Eleventh Floor | 1103 | 99939 | Unusable Spaces | 99939 | Unusable Spaces | 1.26 | VSR | 8 | Non Useable Floor Area Space Group | 840 | Non-usable - Service riser |  | Unknown | 0.00 | NO
North Terrace_NT33-Napier_Eleventh Floor_1105 _ Services Zone (NUFA) | NT-NT33-13-1105 | NT33-13-1105-Services Zone (NUFA) | North Terrace | NT | NT33 | Napier | 13 | Eleventh Floor | 1105 | 99939 | Unusable Spaces | 99939 | Unusable Spaces | 25.74 | Services Zone (NUFA) | 8 | Non Useable Floor Area Space Group | 838 | Non-usable - Lift |  | Unknown | 0.00 | NO
North Terrace_NT33-Napier_Eleventh Floor_1107 _ Services Zone (NUFA) | NT-NT33-13-1107 | NT33-13-1107-Services Zone (NUFA) | North Terrace | NT | NT33 | Napier | 13 | Eleventh Floor | 1107 | 99939 | Unusable Spaces | 99939 | Unusable Spaces | 15.96 | Services Zone (NUFA) | 8 | Non Useable Floor Area Space Group | 809 | Non-usable - Lift motor room |  | Unknown | 0.00 | NO
North Terrace_NT33-Napier_Lower Roof_LR.01 _ Plantroom | NT-NT33-LR-LR.01 | NT33-LR-LR.01-Plantroom | North Terrace | NT | NT33 | Napier | LR | Lower Roof | LR.01 | 99939 | Unusable Spaces | 99939 | Unusable Spaces | 21.94 | Plantroom | 8 | Non Useable Floor Area Space Group | 811 | Non-usable - Plant room other |  | Unknown | 0.00 | NO
North Terrace_NT33-Napier_Lower Roof_LR.02 _ Plant Room | NT-NT33-LR-LR.02 | NT33-LR-LR.02-Plant Room | North Terrace | NT | NT33 | Napier | LR | Lower Roof | LR.02 | 99939 | Unusable Spaces | 99939 | Unusable Spaces | 14.34 | Plant Room | 8 | Non Useable Floor Area Space Group | 810 | Non-usable - Mechanical plant room |  | Unknown | 0.00 | NO
North Terrace_NT33-Napier_Lower Roof_LR.03 _ Plant Room | NT-NT33-LR-LR.03 | NT33-LR-LR.03-Plant Room | North Terrace | NT | NT33 | Napier | LR | Lower Roof | LR.03 | 99939 | Unusable Spaces | 99939 | Unusable Spaces | 14.34 | Plant Room | 8 | Non Useable Floor Area Space Group | 810 | Non-usable - Mechanical plant room |  | Unknown | 0.00 | NO
North Terrace_NT33-Napier_Lower Roof_R.01 _ Services Zone 1 (NUFA) | NT-NT33-LR-R.01 | NT33-LR-R.01-Services Zone 1 (NUFA) | North Terrace | NT | NT33 | Napier | LR | Lower Roof | R.01 | 99939 | Unusable Spaces | 99939 | Unusable Spaces | 199.14 | Services Zone 1 (NUFA) | 8 | Non Useable Floor Area Space Group | 811 | Non-usable - Plant room other |  | Unknown | 0.00 | NO
North Terrace_NT33-Napier_Lower Roof_R.02 _ Services Zone 2 (NUFA) | NT-NT33-LR-R.02 | NT33-LR-R.02-Services Zone 2 (NUFA) | North Terrace | NT | NT33 | Napier | LR | Lower Roof | R.02 | 99939 | Unusable Spaces | 99939 | Unusable Spaces | 54.25 | Services Zone 2 (NUFA) | 8 | Non Useable Floor Area Space Group | 811 | Non-usable - Plant room other |  | Unknown | 0.00 | NO
North Terrace_NT33-Napier_Lower Roof_R.03 _ Services Zone 3 (NUFA) | NT-NT33-LR-R.03 | NT33-LR-R.03-Services Zone 3 (NUFA) | North Terrace | NT | NT33 | Napier | LR | Lower Roof | R.03 | 99939 | Unusable Spaces | 99939 | Unusable Spaces | 483.65 | Services Zone 3 (NUFA) | 8 | Non Useable Floor Area Space Group | 811 | Non-usable - Plant room other |  | Unknown | 0.00 | NO
North Terrace_NT33-Napier_Lower Roof_R.04 _ Services Zone 4 (NUFA) | NT-NT33-LR-R.04 | NT33-LR-R.04-Services Zone 4 (NUFA) | North Terrace | NT | NT33 | Napier | LR | Lower Roof | R.04 | 99939 | Unusable Spaces | 99939 | Unusable Spaces | 236.41 | Services Zone 4 (NUFA) | 8 | Non Useable Floor Area Space Group | 811 | Non-usable - Plant room other |  | Unknown | 0.00 | NO
North Terrace_NT34-Nitrogen Store_Lower Ground_LG01 _ Nitrogen Store | NT-NT34-LG-LG01 | NT34-LG-LG01-Nitrogen Store | North Terrace | NT | NT34 | Nitrogen Store | LG | Lower Ground | LG01 | 284 | School of Physical Sciences | 284 | School of Physical Sciences | 6.76 | Nitrogen Store | 4 | Ancillary Area Space Group | 418 | Ancillary Area - Dangerous goods storage |  | Unknown | 0.00 | NO
North Terrace_NT34-Nitrogen Store_Lower Ground_LG02 _ Nitrogen Store | NT-NT34-LG-LG02 | NT34-LG-LG02-Nitrogen Store | North Terrace | NT | NT34 | Nitrogen Store | LG | Lower Ground | LG02 | 284 | School of Physical Sciences | 284 | School of Physical Sciences | 9.36 | Nitrogen Store | 4 | Ancillary Area Space Group | 418 | Ancillary Area - Dangerous goods storage |  | Unknown | 0.00 | NO
North Terrace_NT35-Observatory_Basement_B01 _ Entry | NT-NT35-01-B01 | NT35-01-B01-Entry | North Terrace | NT | NT35 | Observatory | 01 | Basement | B01 | 99939 | Unusable Spaces | 99939 | Unusable Spaces | 6.31 | Entry | 8 | Non Useable Floor Area Space Group | 805 | Non-usable - Circulation space |  | Unknown | 0.00 | NO
North Terrace_NT35-Observatory_Basement_B01A _ Fire hydrant | NT-NT35-01-B01A | NT35-01-B01A-Fire hydrant | North Terrace | NT | NT35 | Observatory | 01 | Basement | B01A | 99939 | Unusable Spaces | 99939 | Unusable Spaces | 0.41 | Fire hydrant | 8 | Non Useable Floor Area Space Group | 840 | Non-usable - Service riser |  | Unknown | 0.00 | NO
North Terrace_NT35-Observatory_Basement_B02 _ Lobby | NT-NT35-01-B02 | NT35-01-B02-Lobby | North Terrace | NT | NT35 | Observatory | 01 | Basement | B02 | 99939 | Unusable Spaces | 99939 | Unusable Spaces | 19.88 | Lobby | 8 | Non Useable Floor Area Space Group | 805 | Non-usable - Circulation space |  | Unknown | 0.00 | NO
North Terrace_NT35-Observatory_Basement_B03 _ Store 1 | NT-NT35-01-B03 | NT35-01-B03-Store 1 | North Terrace | NT | NT35 | Observatory | 01 | Basement | B03 | 99200 | Commercial - Adelaide Campus Childrens Centre | 859 | Infrastructure | 3.3 | Store 1 | 4 | Ancillary Area Space Group | 419 | Ancillary Area - Store Room - Generic |  | Barely Adequate | 472.77 | NO
North Terrace_NT35-Observatory_Basement_B04 _ Stair | NT-NT35-01-B04 | NT35-01-B04-Stair | North Terrace | NT | NT35 | Observatory | 01 | Basement | B04 | 99939 | Unusable Spaces | 99939 | Unusable Spaces | 6.31 | Stair | 8 | Non Useable Floor Area Space Group | 805 | Non-usable - Circulation space |  | Unknown | 0.00 | NO
North Terrace_NT35-Observatory_Basement_B05 _ Corr. | NT-NT35-01-B05 | NT35-01-B05-Corr. | North Terrace | NT | NT35 | Observatory | 01 | Basement | B05 | 99939 | Unusable Spaces | 99939 | Unusable Spaces | 16.02 | Corr. | 8 | Non Useable Floor Area Space Group | 805 | Non-usable - Circulation space |  | Unknown | 0.00 | NO
North Terrace_NT35-Observatory_Basement_B05A _ Dumb Waiter | NT-NT35-01-B05A | NT35-01-B05A-Dumb Waiter | North Terrace | NT | NT35 | Observatory | 01 | Basement | B05A | 99939 | Unusable Spaces | 99939 | Unusable Spaces | 0.41 | Dumb Waiter | 8 | Non Useable Floor Area Space Group | 838 | Non-usable - Lift |  | Unknown | 0.00 | NO
North Terrace_NT35-Observatory_Basement_B06 _ Main Playroom | NT-NT35-01-B06 | NT35-01-B06-Main Playroom | North Terrace | NT | NT35 | Observatory | 01 | Basement | B06 | 99200 | Commercial - Adelaide Campus Childrens Centre | 859 | Infrastructure | 37.03 | Main Playroom | 6 | General Facility Space Group | 617 | General Facility - Child Care Facility |  | Barely Adequate | 6,751.85 | NO
North Terrace_NT35-Observatory_Basement_B08 _ WC - Child | NT-NT35-01-B08 | NT35-01-B08-WC - Child | North Terrace | NT | NT35 | Observatory | 01 | Basement | B08 | 99200 | Commercial - Adelaide Campus Childrens Centre | 859 | Infrastructure | 7.53 | WC - Child | 8 | Non Useable Floor Area Space Group | 835 | Non-usable - Toilets/Amenities - Other |  | Barely Adequate | 0.00 | NO
North Terrace_NT35-Observatory_Basement_B09 _ Storage / Sink Area | NT-NT35-01-B09 | NT35-01-B09-Storage / Sink Area | North Terrace | NT | NT35 | Observatory | 01 | Basement | B09 | 99200 | Commercial - Adelaide Campus Childrens Centre | 859 | Infrastructure | 1.76 | Storage / Sink Area | 4 | Ancillary Area Space Group | 419 | Ancillary Area - Store Room - Generic |  | Barely Adequate | 252.14 | NO
North Terrace_NT35-Observatory_Basement_B10 _ Chemical Store | NT-NT35-01-B10 | NT35-01-B10-Chemical Store | North Terrace | NT | NT35 | Observatory | 01 | Basement | B10 | 99200 | Commercial - Adelaide Campus Childrens Centre | 859 | Infrastructure | 8.74 | Chemical Store | 4 | Ancillary Area Space Group | 418 | Ancillary Area - Dangerous goods storage |  | Barely Adequate | 1,252.12 | NO
North Terrace_NT35-Observatory_Basement_B11 _ Cleaners Store | NT-NT35-01-B11 | NT35-01-B11-Cleaners Store | North Terrace | NT | NT35 | Observatory | 01 | Basement | B11 | 99200 | Commercial - Adelaide Campus Childrens Centre | 859 | Infrastructure | 7.53 | Cleaners Store | 8 | Non Useable Floor Area Space Group | 806 | Non-usable - Cleaners room |  | Barely Adequate | 0.00 | NO
North Terrace_NT35-Observatory_Basement_B12 _ Babies Sleep Room | NT-NT35-01-B12 | NT35-01-B12-Babies Sleep Room | North Terrace | NT | NT35 | Observatory | 01 | Basement | B12 | 99200 | Commercial - Adelaide Campus Childrens Centre | 859 | Infrastructure | 15.25 | Babies Sleep Room | 6 | General Facility Space Group | 617 | General Facility - Child Care Facility |  | Barely Adequate | 2,780.60 | NO
North Terrace_NT35-Observatory_Basement_B13 _ Babies Sleep Room | NT-NT35-01-B13 | NT35-01-B13-Babies Sleep Room | North Terrace | NT | NT35 | Observatory | 01 | Basement | B13 | 99200 | Commercial - Adelaide Campus Childrens Centre | 859 | Infrastructure | 20.24 | Babies Sleep Room | 6 | General Facility Space Group | 617 | General Facility - Child Care Facility |  | Barely Adequate | 3,690.45 | NO
North Terrace_NT35-Observatory_Basement_B14 _ Bathroom / Laundry | NT-NT35-01-B14 | NT35-01-B14-Bathroom / Laundry | North Terrace | NT | NT35 | Observatory | 01 | Basement | B14 | 99200 | Commercial - Adelaide Campus Childrens Centre | 859 | Infrastructure | 13.34 | Bathroom / Laundry | 8 | Non Useable Floor Area Space Group | 835 | Non-usable - Toilets/Amenities - Other |  | Barely Adequate | 0.00 | NO
North Terrace_NT35-Observatory_Basement_B15 _ WC | NT-NT35-01-B15 | NT35-01-B15-WC | North Terrace | NT | NT35 | Observatory | 01 | Basement | B15 | 99200 | Commercial - Adelaide Campus Childrens Centre | 859 | Infrastructure | 1.8 | WC | 8 | Non Useable Floor Area Space Group | 822 | Non-usable - Toilets/Amenities - Unisex |  | Barely Adequate | 0.00 | NO
North Terrace_NT35-Observatory_Basement_B16 _ Shower | NT-NT35-01-B16 | NT35-01-B16-Shower | North Terrace | NT | NT35 | Observatory | 01 | Basement | B16 | 99200 | Commercial - Adelaide Campus Childrens Centre | 859 | Infrastructure | 2.12 | Shower | 8 | Non Useable Floor Area Space Group | 835 | Non-usable - Toilets/Amenities - Other |  | Barely Adequate | 0.00 | NO
North Terrace_NT35-Observatory_Basement_B17 _ Store 4 | NT-NT35-01-B17 | NT35-01-B17-Store 4 | North Terrace | NT | NT35 | Observatory | 01 | Basement | B17 | 99200 | Commercial - Adelaide Campus Childrens Centre | 859 | Infrastructure | 29.81 | Store 4 | 4 | Ancillary Area Space Group | 419 | Ancillary Area - Store Room - Generic |  | Barely Adequate | 4,270.67 | NO
North Terrace_NT35-Observatory_Basement_B17A _ Pressure Pump | NT-NT35-01-B17A | NT35-01-B17A-Pressure Pump | North Terrace | NT | NT35 | Observatory | 01 | Basement | B17A | 99200 | Commercial - Adelaide Campus Childrens Centre | 859 | Infrastructure | 0.32 | Pressure Pump | 8 | Non Useable Floor Area Space Group | 811 | Non-usable - Plant room other |  | Barely Adequate | 0.00 | NO
North Terrace_NT35-Observatory_Ground Floor_G01 _ Reception | NT-NT35-02-G01 | NT35-02-G01-Reception | North Terrace | NT | NT35 | Observatory | 02 | Ground Floor | G01 | 99200 | Commercial - Adelaide Campus Childrens Centre | 859 | Infrastructure | 20.32 | Reception | 6 | General Facility Space Group | 623 | General Facility - Waiting Area/Foyer/Reception Area |  | Barely Adequate | 3,705.04 | NO
North Terrace_NT35-Observatory_Ground Floor_G03 _ Office | NT-NT35-02-G03 | NT35-02-G03-Office | North Terrace | NT | NT35 | Observatory | 02 | Ground Floor | G03 | 99200 | Commercial - Adelaide Campus Childrens Centre | 859 | Infrastructure | 10.64 | Office | 1 | Office Space Group | 101 | Office - Academic Staff |  | Barely Adequate | 1,732.18 | NO
North Terrace_NT35-Observatory_Ground Floor_G04 _ Stair | NT-NT35-02-G04 | NT35-02-G04-Stair | North Terrace | NT | NT35 | Observatory | 02 | Ground Floor | G04 | 99939 | Unusable Spaces | 99939 | Unusable Spaces | 8.32 | Stair | 8 | Non Useable Floor Area Space Group | 805 | Non-usable - Circulation space |  | Unknown | 0.00 | NO
North Terrace_NT35-Observatory_Ground Floor_G05 _ Toddlers Play Room | NT-NT35-02-G05 | NT35-02-G05-Toddlers Play Room | North Terrace | NT | NT35 | Observatory | 02 | Ground Floor | G05 | 99200 | Commercial - Adelaide Campus Childrens Centre | 859 | Infrastructure | 65.47 | Toddlers Play Room | 6 | General Facility Space Group | 617 | General Facility - Child Care Facility |  | Barely Adequate | 11,937.45 | NO
North Terrace_NT35-Observatory_Ground Floor_G05A _ Toddlers Play Room | NT-NT35-02-G05A | NT35-02-G05A-Toddlers Play Room | North Terrace | NT | NT35 | Observatory | 02 | Ground Floor | G05A | 99200 | Commercial - Adelaide Campus Childrens Centre | 859 | Infrastructure | 18.3 | Toddlers Play Room | 6 | General Facility Space Group | 617 | General Facility - Child Care Facility |  | Barely Adequate | 3,336.73 | NO
North Terrace_NT35-Observatory_Ground Floor_G05B _ Bathroom | NT-NT35-02-G05B | NT35-02-G05B-Bathroom | North Terrace | NT | NT35 | Observatory | 02 | Ground Floor | G05B | 99200 | Commercial - Adelaide Campus Childrens Centre | 859 | Infrastructure | 11.04 | Bathroom | 8 | Non Useable Floor Area Space Group | 835 | Non-usable - Toilets/Amenities - Other |  | Barely Adequate | 0.00 | NO
North Terrace_NT35-Observatory_Ground Floor_G05C _ Access - Dumb Waiter | NT-NT35-02-G05C | NT35-02-G05C-Access - Dumb Waiter | North Terrace | NT | NT35 | Observatory | 02 | Ground Floor | G05C | 99939 | Unusable Spaces | 99939 | Unusable Spaces | 0.42 | Access - Dumb Waiter | 8 | Non Useable Floor Area Space Group | 805 | Non-usable - Circulation space |  | Unknown | 0.00 | NO
North Terrace_NT35-Observatory_Ground Floor_G05D _ Dumb Waiter | NT-NT35-02-G05D | NT35-02-G05D-Dumb Waiter | North Terrace | NT | NT35 | Observatory | 02 | Ground Floor | G05D | 99939 | Unusable Spaces | 99939 | Unusable Spaces | 0.4 | Dumb Waiter | 8 | Non Useable Floor Area Space Group | 838 | Non-usable - Lift |  | Unknown | 0.00 | NO
North Terrace_NT35-Observatory_Ground Floor_G06 _ Staff Room | NT-NT35-02-G06 | NT35-02-G06-Staff Room | North Terrace | NT | NT35 | Observatory | 02 | Ground Floor | G06 | 99200 | Commercial - Adelaide Campus Childrens Centre | 859 | Infrastructure | 15.57 | Staff Room | 6 | General Facility Space Group | 605 | General Facility - Common Room Staff access |  | Barely Adequate | 2,838.95 | NO
North Terrace_NT35-Observatory_Ground Floor_G07 _ Kitchen | NT-NT35-02-G07 | NT35-02-G07-Kitchen | North Terrace | NT | NT35 | Observatory | 02 | Ground Floor | G07 | 99200 | Commercial - Adelaide Campus Childrens Centre | 859 | Infrastructure | 10.58 | Kitchen | 6 | General Facility Space Group | 608 | General Facility - Kitchen/Servery/Food Storage |  | Barely Adequate | 1,929.10 | NO
North Terrace_NT35-Observatory_Ground Floor_G08 _ Store | NT-NT35-02-G08 | NT35-02-G08-Store | North Terrace | NT | NT35 | Observatory | 02 | Ground Floor | G08 | 99200 | Commercial - Adelaide Campus Childrens Centre | 859 | Infrastructure | 3.24 | Store | 4 | Ancillary Area Space Group | 419 | Ancillary Area - Store Room - Generic |  | Barely Adequate | 464.17 | NO
North Terrace_NT35-Observatory_Ground Floor_G09 _ WC - Child | NT-NT35-02-G09 | NT35-02-G09-WC - Child | North Terrace | NT | NT35 | Observatory | 02 | Ground Floor | G09 | 99200 | Commercial - Adelaide Campus Childrens Centre | 859 | Infrastructure | 10.72 | WC - Child | 8 | Non Useable Floor Area Space Group | 835 | Non-usable - Toilets/Amenities - Other |  | Barely Adequate | 0.00 | NO
North Terrace_NT35-Observatory_Ground Floor_G10 _ WC - Staff | NT-NT35-02-G10 | NT35-02-G10-WC - Staff | North Terrace | NT | NT35 | Observatory | 02 | Ground Floor | G10 | 99200 | Commercial - Adelaide Campus Childrens Centre | 859 | Infrastructure | 5.41 | WC - Staff | 8 | Non Useable Floor Area Space Group | 835 | Non-usable - Toilets/Amenities - Other |  | Barely Adequate | 0.00 | NO
North Terrace_NT35-Observatory_First Floor_101 _ Practical Room | NT-NT35-03-101 | NT35-03-101-Practical Room | North Terrace | NT | NT35 | Observatory | 03 | First Floor | 101 | 284 | School of Physical Sciences | 284 | School of Physical Sciences | 25.63 | Practical Room | 3 | Specialist Teaching or Research Space Group | 300 | Laboratory - Specialist teaching and research - type not defined |  | Barely Adequate | 5,549.47 | NO
North Terrace_NT35-Observatory_Roof Level_R.01 _ Roof Access 1 (NUFA) | NT-NT35-04-R.01 | NT35-04-R.01-Roof Access 1 (NUFA) | North Terrace | NT | NT35 | Observatory | 04 | Roof Level | R.01 | 99939 | Unusable Spaces | 99939 | Unusable Spaces | 0.53 | Roof Access 1 (NUFA) | 8 | Non Useable Floor Area Space Group | 811 | Non-usable - Plant room other |  | Unknown | 0.00 | NO
North Terrace_NT35-Observatory_Roof Level_R.02 _ Roof Access Ladder (NUFA) | NT-NT35-04-R.02 | NT35-04-R.02-Roof Access Ladder (NUFA) | North Terrace | NT | NT35 | Observatory | 04 | Roof Level | R.02 | 99939 | Unusable Spaces | 99939 | Unusable Spaces | 19.15 | Roof Access Ladder (NUFA) | 8 | Non Useable Floor Area Space Group | 811 | Non-usable - Plant room other |  | Unknown | 0.00 | NO
North Terrace_NT36-Oliphant_Ground Floor_G00 _ Undercroft | NT-NT36-01-G00 | NT36-01-G00-Undercroft | North Terrace | NT | NT36 | Oliphant | 01 | Ground Floor | G00 | 99939 | Unusable Spaces | 99939 | Unusable Spaces | 86.86 | Undercroft | 8 | Non Useable Floor Area Space Group | 805 | Non-usable - Circulation space |  | Unknown | 0.00 | NO
North Terrace_NT36-Oliphant_Ground Floor_G00A _ Plantroom | NT-NT36-01-G00A | NT36-01-G00A-Plantroom | North Terrace | NT | NT36 | Oliphant | 01 | Ground Floor | G00A | 99939 | Unusable Spaces | 99939 | Unusable Spaces | 6.72 | Plantroom | 8 | Non Useable Floor Area Space Group | 811 | Non-usable - Plant room other |  | Unknown | 0.00 | NO
North Terrace_NT36-Oliphant_Ground Floor_G00B _ Stair - external | NT-NT36-01-G00B | NT36-01-G00B-Stair - external | North Terrace | NT | NT36 | Oliphant | 01 | Ground Floor | G00B | 99939 | Unusable Spaces | 99939 | Unusable Spaces | 4.45 | Stair - external | 8 | Non Useable Floor Area Space Group | 805 | Non-usable - Circulation space |  | Unknown | 0.00 | NO
North Terrace_NT36-Oliphant_Ground Floor_G01 _ Entrance | NT-NT36-01-G01 | NT36-01-G01-Entrance | North Terrace | NT | NT36 | Oliphant | 01 | Ground Floor | G01 | 99939 | Unusable Spaces | 99939 | Unusable Spaces | 13.79 | Entrance | 8 | Non Useable Floor Area Space Group | 805 | Non-usable - Circulation space |  | Excellent | 0.00 | NO
North Terrace_NT36-Oliphant_Ground Floor_G01A _ Lobby | NT-NT36-01-G01A | NT36-01-G01A-Lobby | North Terrace | NT | NT36 | Oliphant | 01 | Ground Floor | G01A | 99939 | Unusable Spaces | 99939 | Unusable Spaces | 11.28 | Lobby | 8 | Non Useable Floor Area Space Group | 805 | Non-usable - Circulation space |  | Excellent | 0.00 | NO
North Terrace_NT36-Oliphant_Ground Floor_G01B _ Lift Lobby | NT-NT36-01-G01B | NT36-01-G01B-Lift Lobby | North Terrace | NT | NT36 | Oliphant | 01 | Ground Floor | G01B | 99939 | Unusable Spaces | 99939 | Unusable Spaces | 8.42 | Lift Lobby | 8 | Non Useable Floor Area Space Group | 805 | Non-usable - Circulation space |  | Excellent | 0.00 | NO
North Terrace_NT36-Oliphant_Ground Floor_G01C _ Corr. | NT-NT36-01-G01C | NT36-01-G01C-Corr. | North Terrace | NT | NT36 | Oliphant | 01 | Ground Floor | G01C | 99939 | Unusable Spaces | 99939 | Unusable Spaces | 12.8 | Corr. | 8 | Non Useable Floor Area Space Group | 805 | Non-usable - Circulation space |  | Unknown | 0.00 | NO
North Terrace_NT36-Oliphant_Ground Floor_G01D _ DB | NT-NT36-01-G01D | NT36-01-G01D-DB | North Terrace | NT | NT36 | Oliphant | 01 | Ground Floor | G01D | 99939 | Unusable Spaces | 99939 | Unusable Spaces | 0.64 | DB | 8 | Non Useable Floor Area Space Group | 840 | Non-usable - Service riser |  | Unknown | 0.00 | NO
North Terrace_NT36-Oliphant_Ground Floor_G01E _ A/L | NT-NT36-01-G01E | NT36-01-G01E-A/L | North Terrace | NT | NT36 | Oliphant | 01 | Ground Floor | G01E | 99939 | Unusable Spaces | 99939 | Unusable Spaces | 4.99 | A/L | 8 | Non Useable Floor Area Space Group | 822 | Non-usable - Toilets/Amenities - Unisex |  | Unknown | 0.00 | NO
North Terrace_NT36-Oliphant_Ground Floor_G01M _ Lift | NT-NT36-01-G01M | NT36-01-G01M-Lift | North Terrace | NT | NT36 | Oliphant | 01 | Ground Floor | G01M | 99939 | Unusable Spaces | 99939 | Unusable Spaces | 5.19 | Lift | 8 | Non Useable Floor Area Space Group | 838 | Non-usable - Lift |  | Unknown | 0.00 | NO
North Terrace_NT36-Oliphant_Ground Floor_G02 _ Main Switch Room | NT-NT36-01-G02 | NT36-01-G02-Main Switch Room | North Terrace | NT | NT36 | Oliphant | 01 | Ground Floor | G02 | 99939 | Unusable Spaces | 99939 | Unusable Spaces | 5.03 | Main Switch Room | 8 | Non Useable Floor Area Space Group | 815 | Non-usable - Switch room |  | Unknown | 0.00 | NO
North Terrace_NT36-Oliphant_Ground Floor_G02A _ Gardeners Shed | NT-NT36-01-G02A | NT36-01-G02A-Gardeners Shed | North Terrace | NT | NT36 | Oliphant | 01 | Ground Floor | G02A | 859 | Infrastructure Office | 859 | Infrastructure | 1.71 | Gardeners Shed | 4 | Ancillary Area Space Group | 401 | Ancillary Area - Laboratory Service and Preparation |  | Barely Adequate | 244.98 | NO
North Terrace_NT36-Oliphant_Ground Floor_G03 _ Stair | NT-NT36-01-G03 | NT36-01-G03-Stair | North Terrace | NT | NT36 | Oliphant | 01 | Ground Floor | G03 | 99939 | Unusable Spaces | 99939 | Unusable Spaces | 4.79 | Stair | 8 | Non Useable Floor Area Space Group | 805 | Non-usable - Circulation space |  | Unknown | 0.00 | NO
North Terrace_NT36-Oliphant_Ground Floor_G04 _ Cleaner | NT-NT36-01-G04 | NT36-01-G04-Cleaner | North Terrace | NT | NT36 | Oliphant | 01 | Ground Floor | G04 | 99939 | Unusable Spaces | 99939 | Unusable Spaces | 1.5 | Cleaner | 8 | Non Useable Floor Area Space Group | 806 | Non-usable - Cleaners room |  | Unknown | 0.00 | NO
North Terrace_NT36-Oliphant_Ground Floor_G04A _ VSR | NT-NT36-01-G04A | NT36-01-G04A-VSR | North Terrace | NT | NT36 | Oliphant | 01 | Ground Floor | G04A | 99939 | Unusable Spaces | 99939 | Unusable Spaces | 0.48 | VSR | 8 | Non Useable Floor Area Space Group | 840 | Non-usable - Service riser |  | Unknown | 0.00 | NO
North Terrace_NT36-Oliphant_Ground Floor_G05 _ Shower | NT-NT36-01-G05 | NT36-01-G05-Shower | North Terrace | NT | NT36 | Oliphant | 01 | Ground Floor | G05 | 99939 | Unusable Spaces | 99939 | Unusable Spaces | 1.89 | Shower | 8 | Non Useable Floor Area Space Group | 835 | Non-usable - Toilets/Amenities - Other |  | Unknown | 0.00 | NO
North Terrace_NT36-Oliphant_Ground Floor_G06 _ Comms | NT-NT36-01-G06 | NT36-01-G06-Comms | North Terrace | NT | NT36 | Oliphant | 01 | Ground Floor | G06 | 850 | ITDS Branch Central Costs | 869 | Information Technology and Digital Services | 6.11 | Comms | 8 | Non Useable Floor Area Space Group | 812 | Non-usable - Comms/network system/Telephone/PABX |  | Barely Adequate | 0.00 | NO
North Terrace_NT36-Oliphant_Ground Floor_G07 _ Office | NT-NT36-01-G07 | NT36-01-G07-Office | North Terrace | NT | NT36 | Oliphant | 01 | Ground Floor | G07 | 284 | School of Physical Sciences | 284 | School of Physical Sciences | 11.21 | Office | 1 | Office Space Group | 101 | Office - Academic Staff |  | Barely Adequate | 1,824.98 | NO
North Terrace_NT36-Oliphant_Ground Floor_G08 _ Laboratory | NT-NT36-01-G08 | NT36-01-G08-Laboratory | North Terrace | NT | NT36 | Oliphant | 01 | Ground Floor | G08 | 284 | School of Physical Sciences | 284 | School of Physical Sciences | 63.54 | Laboratory | 3 | Specialist Teaching or Research Space Group | 312 | Laboratory - Research Only |  | Barely Adequate | 13,757.84 | NO
North Terrace_NT36-Oliphant_Ground Floor_G10 _ Mono Room/Laser Optics | NT-NT36-01-G10 | NT36-01-G10-Mono Room/Laser Optics | North Terrace | NT | NT36 | Oliphant | 01 | Ground Floor | G10 | 284 | School of Physical Sciences | 284 | School of Physical Sciences | 62.95 | Mono Room/Laser Optics | 3 | Specialist Teaching or Research Space Group | 312 | Laboratory - Research Only |  | Barely Adequate | 13,630.09 | NO
North Terrace_NT36-Oliphant_Ground Floor_G10A _ Radiation Store (RRS) | NT-NT36-01-G10A | NT36-01-G10A-Radiation Store (RRS) | North Terrace | NT | NT36 | Oliphant | 01 | Ground Floor | G10A | 284 | School of Physical Sciences | 284 | School of Physical Sciences | 4.72 | Radiation Store (RRS) | 4 | Ancillary Area Space Group | 418 | Ancillary Area - Dangerous goods storage |  | Barely Adequate | 676.20 | NO
North Terrace_NT36-Oliphant_Ground Floor_G10B _ Radiation Store (RRS) | NT-NT36-01-G10B | NT36-01-G10B-Radiation Store (RRS) | North Terrace | NT | NT36 | Oliphant | 01 | Ground Floor | G10B | 284 | School of Physical Sciences | 284 | School of Physical Sciences | 2.97 | Radiation Store (RRS) | 4 | Ancillary Area Space Group | 418 | Ancillary Area - Dangerous goods storage |  | Barely Adequate | 425.49 | NO
North Terrace_NT36-Oliphant_Ground Floor_G11 _ Pump Room B | NT-NT36-01-G11 | NT36-01-G11-Pump Room B | North Terrace | NT | NT36 | Oliphant | 01 | Ground Floor | G11 | 284 | School of Physical Sciences | 284 | School of Physical Sciences | 7.3 | Pump Room B | 8 | Non Useable Floor Area Space Group | 811 | Non-usable - Plant room other |  | Barely Adequate | 0.00 | NO
North Terrace_NT36-Oliphant_Ground Floor_G12 _ Office - Student | NT-NT36-01-G12 | NT36-01-G12-Office - Student | North Terrace | NT | NT36 | Oliphant | 01 | Ground Floor | G12 | 284 | School of Physical Sciences | 284 | School of Physical Sciences | 16.82 | Office - Student | 1 | Office Space Group | 103 | Office - Research Students |  | Barely Adequate | 2,738.28 | NO
North Terrace_NT36-Oliphant_Ground Floor_G13 _ Office - Student | NT-NT36-01-G13 | NT36-01-G13-Office - Student | North Terrace | NT | NT36 | Oliphant | 01 | Ground Floor | G13 | 284 | School of Physical Sciences | 284 | School of Physical Sciences | 16.82 | Office - Student | 1 | Office Space Group | 103 | Office - Research Students |  | Barely Adequate | 2,738.28 | NO
North Terrace_NT36-Oliphant_Ground Floor_G14 _ Workshop | NT-NT36-01-G14 | NT36-01-G14-Workshop | North Terrace | NT | NT36 | Oliphant | 01 | Ground Floor | G14 | 284 | School of Physical Sciences | 284 | School of Physical Sciences | 2.37 | Workshop | 4 | Ancillary Area Space Group | 419 | Ancillary Area - Store Room - Generic |  | Excellent | 519.91 | NO
North Terrace_NT36-Oliphant_Ground Floor_G14.01 _ Workshop - Workstation | NT-NT36-01-G14.01 | NT36-01-G14.01-Workshop - Workstation | North Terrace | NT | NT36 | Oliphant | 01 | Ground Floor | G14.01 | 284 | School of Physical Sciences | 284 | School of Physical Sciences | 5.69 | Workshop - Workstation | 4 | Ancillary Area Space Group | 419 | Ancillary Area - Store Room - Generic |  | Excellent | 1,248.22 | NO
North Terrace_NT36-Oliphant_Ground Floor_G14.02 _ Workshop - Workstation | NT-NT36-01-G14.02 | NT36-01-G14.02-Workshop - Workstation | North Terrace | NT | NT36 | Oliphant | 01 | Ground Floor | G14.02 | 284 | School of Physical Sciences | 284 | School of Physical Sciences | 5.69 | Workshop - Workstation | 4 | Ancillary Area Space Group | 419 | Ancillary Area - Store Room - Generic |  | Excellent | 1,248.22 | NO
North Terrace_NT36-Oliphant_Ground Floor_G14A _ VSR | NT-NT36-01-G14A | NT36-01-G14A-VSR | North Terrace | NT | NT36 | Oliphant | 01 | Ground Floor | G14A | 99939 | Unusable Spaces | 99939 | Unusable Spaces | 0.7 | VSR | 8 | Non Useable Floor Area Space Group | 840 | Non-usable - Service riser |  | Unknown | 0.00 | NO
North Terrace_NT36-Oliphant_Ground Floor_G15 _ Laboratory Store | NT-NT36-01-G15 | NT36-01-G15-Laboratory Store | North Terrace | NT | NT36 | Oliphant | 01 | Ground Floor | G15 | 284 | School of Physical Sciences | 284 | School of Physical Sciences | 12.79 | Laboratory Store | 4 | Ancillary Area Space Group | 419 | Ancillary Area - Store Room - Generic |  | Barely Adequate | 1,832.33 | NO
North Terrace_NT36-Oliphant_Ground Floor_G15A _ Dark Room | NT-NT36-01-G15A | NT36-01-G15A-Dark Room | North Terrace | NT | NT36 | Oliphant | 01 | Ground Floor | G15A | 284 | School of Physical Sciences | 284 | School of Physical Sciences | 3.67 | Dark Room | 4 | Ancillary Area Space Group | 411 | Ancillary Area - Darkroom |  | Barely Adequate | 525.78 | NO
North Terrace_NT36-Oliphant_Ground Floor_G16 _ Workshop - CNC | NT-NT36-01-G16 | NT36-01-G16-Workshop - CNC | North Terrace | NT | NT36 | Oliphant | 01 | Ground Floor | G16 | 99958 | Faculty of Science - Shared Space | 121 | Sciences Faculty Administration | 47.72 | Workshop - CNC | 4 | Ancillary Area Space Group | 403 | Ancillary Area - Workshop |  | Excellent | 10,468.41 | NO
North Terrace_NT36-Oliphant_Ground Floor_G16A _ Kitchenette | NT-NT36-01-G16A | NT36-01-G16A-Kitchenette | North Terrace | NT | NT36 | Oliphant | 01 | Ground Floor | G16A | 99958 | Faculty of Science - Shared Space | 121 | Sciences Faculty Administration | 4.66 | Kitchenette | 6 | General Facility Space Group | 608 | General Facility - Kitchen/Servery/Food Storage |  | Excellent | 1,301.07 | NO
North Terrace_NT36-Oliphant_Ground Floor_G17 _ Open Plan - circ | NT-NT36-01-G17 | NT36-01-G17-Open Plan - circ | North Terrace | NT | NT36 | Oliphant | 01 | Ground Floor | G17 | 859 | Infrastructure Office | 859 | Infrastructure | 12.56 | Open Plan - circ | 1 | Office Space Group | 111 | Open Plan - Specific type not defined |  | Excellent | 3,131.03 | NO
North Terrace_NT36-Oliphant_Ground Floor_G17A _ Reception | NT-NT36-01-G17A | NT36-01-G17A-Reception | North Terrace | NT | NT36 | Oliphant | 01 | Ground Floor | G17A | 859 | Infrastructure Office | 859 | Infrastructure | 5.44 | Reception | 6 | General Facility Space Group | 623 | General Facility - Waiting Area/Foyer/Reception Area |  | Excellent | 1,518.85 | NO
North Terrace_NT36-Oliphant_Ground Floor_G17B _ Workstation - Reception | NT-NT36-01-G17B | NT36-01-G17B-Workstation - Reception | North Terrace | NT | NT36 | Oliphant | 01 | Ground Floor | G17B | 859 | Infrastructure Office | 859 | Infrastructure | 8.31 | Workstation - Reception | 1 | Office Space Group | 118 | Open Plan - Reception Area |  | Excellent | 2,071.56 | NO
North Terrace_NT36-Oliphant_Ground Floor_G17C _ Utilities | NT-NT36-01-G17C | NT36-01-G17C-Utilities | North Terrace | NT | NT36 | Oliphant | 01 | Ground Floor | G17C | 859 | Infrastructure Office | 859 | Infrastructure | 2.04 | Utilities | 6 | General Facility Space Group | 603 | General Facility - Resource room |  | Excellent | 569.57 | NO
North Terrace_NT36-Oliphant_Ground Floor_G17D _ Copier Room | NT-NT36-01-G17D | NT36-01-G17D-Copier Room | North Terrace | NT | NT36 | Oliphant | 01 | Ground Floor | G17D | 859 | Infrastructure Office | 859 | Infrastructure | 10.11 | Copier Room | 6 | General Facility Space Group | 603 | General Facility - Resource room |  | Excellent | 2,822.71 | NO
North Terrace_NT36-Oliphant_Ground Floor_G18 _ Breakout | NT-NT36-01-G18 | NT36-01-G18-Breakout | North Terrace | NT | NT36 | Oliphant | 01 | Ground Floor | G18 | 859 | Infrastructure Office | 859 | Infrastructure | 17.1 | Breakout | 6 | General Facility Space Group | 601 | General Facility - Committee/Conference/Meeting room |  | Adequate | 3,247.84 | YES | 14-18 March 2022_Infrastructure Office_2022 Audit of Timetabled teaching Space_Audit Office
North Terrace_NT36-Oliphant_Ground Floor_G18A _ Office | NT-NT36-01-G18A | NT36-01-G18A-Office | North Terrace | NT | NT36 | Oliphant | 01 | Ground Floor | G18A | 859 | Infrastructure Office | 859 | Infrastructure | 15.22 | Office | 1 | Office Space Group | 108 | Office - Professional/General Staff |  | Adequate | 2,581.04 | NO | Ask Adelaide EOI call centre temp 15 Nov to 9 Dec.
North Terrace_NT36-Oliphant_Ground Floor_G18B _ Elec DB | NT-NT36-01-G18B | NT36-01-G18B-Elec DB | North Terrace | NT | NT36 | Oliphant | 01 | Ground Floor | G18B | 99939 | Unusable Spaces | 99939 | Unusable Spaces | 1.26 | Elec DB | 8 | Non Useable Floor Area Space Group | 840 | Non-usable - Service riser |  | Excellent | 0.00 | NO
North Terrace_NT36-Oliphant_Ground Floor_G19 _ A/L | NT-NT36-01-G19 | NT36-01-G19-A/L | North Terrace | NT | NT36 | Oliphant | 01 | Ground Floor | G19 | 99939 | Unusable Spaces | 99939 | Unusable Spaces | 3.95 | A/L | 8 | Non Useable Floor Area Space Group | 822 | Non-usable - Toilets/Amenities - Unisex |  | Adequate | 0.00 | YES | 14-18 March 2022_Infrastructure Office_2022 Audit of Timetabled teaching Space_Audit Office
North Terrace_NT36-Oliphant_Ground Floor_G19A _ WC / Shower - U | NT-NT36-01-G19A | NT36-01-G19A-WC / Shower - U | North Terrace | NT | NT36 | Oliphant | 01 | Ground Floor | G19A | 99939 | Unusable Spaces | 99939 | Unusable Spaces | 13.22 | WC / Shower - U | 8 | Non Useable Floor Area Space Group | 822 | Non-usable - Toilets/Amenities - Unisex |  | Adequate | 0.00 | NO | Ask Adelaide EOI call centre temp 15 Nov to 9 Dec.
North Terrace_NT36-Oliphant_Ground Floor_WSG17.02 _ Workstation | NT-NT36-01-WSG17.02 | NT36-01-WSG17.02-Workstation | North Terrace | NT | NT36 | Oliphant | 01 | Ground Floor | WSG17.02 | 859 | Infrastructure Office | 859 | Infrastructure | 4.49 | Workstation | 1 | Office Space Group | 116 | Open Plan - Professional/General Staff |  | Excellent | 1,119.29 | NO
North Terrace_NT36-Oliphant_Ground Floor_WSG17.03 _ Workstation | NT-NT36-01-WSG17.03 | NT36-01-WSG17.03-Workstation | North Terrace | NT | NT36 | Oliphant | 01 | Ground Floor | WSG17.03 | 859 | Infrastructure Office | 859 | Infrastructure | 5.46 | Workstation | 1 | Office Space Group | 116 | Open Plan - Professional/General Staff |  | Excellent | 1,361.10 | NO | Ask Adelaide EOI call centre temp 15 Nov to 9 Dec.
North Terrace_NT36-Oliphant_Ground Floor_WSG17.04 _ Workstation | NT-NT36-01-WSG17.04 | NT36-01-WSG17.04-Workstation | North Terrace | NT | NT36 | Oliphant | 01 | Ground Floor | WSG17.04 | 859 | Infrastructure Office | 859 | Infrastructure | 5.36 | Workstation | 1 | Office Space Group | 116 | Open Plan - Professional/General Staff |  | Excellent | 1,336.17 | NO | Ask Adelaide EOI call centre temp 15 Nov to 9 Dec.
North Terrace_NT36-Oliphant_Ground Floor_WSG17.05 _ Workstation | NT-NT36-01-WSG17.05 | NT36-01-WSG17.05-Workstation | North Terrace | NT | NT36 | Oliphant | 01 | Ground Floor | WSG17.05 | 859 | Infrastructure Office | 859 | Infrastructure | 5.36 | Workstation | 1 | Office Space Group | 116 | Open Plan - Professional/General Staff |  | Excellent | 1,336.17 | NO | Ask Adelaide EOI call centre temp 15 Nov to 9 Dec.
North Terrace_NT36-Oliphant_Ground Floor_WSG17.06 _ Workstation | NT-NT36-01-WSG17.06 | NT36-01-WSG17.06-Workstation | North Terrace | NT | NT36 | Oliphant | 01 | Ground Floor | WSG17.06 | 859 | Infrastructure Office | 859 | Infrastructure | 5.24 | Workstation | 1 | Office Space Group | 116 | Open Plan - Professional/General Staff |  | Excellent | 1,306.26 | NO | Ask Adelaide EOI call centre temp 15 Nov to 9 Dec.
North Terrace_NT36-Oliphant_Ground Floor_WSG17.07 _ Workstation | NT-NT36-01-WSG17.07 | NT36-01-WSG17.07-Workstation | North Terrace | NT | NT36 | Oliphant | 01 | Ground Floor | WSG17.07 | 859 | Infrastructure Office | 859 | Infrastructure | 4.78 | Workstation | 1 | Office Space Group | 116 | Open Plan - Professional/General Staff |  | Excellent | 1,191.59 | NO
North Terrace_NT36-Oliphant_First Floor_100A _ Lobby | NT-NT36-02-100A | NT36-02-100A-Lobby | North Terrace | NT | NT36 | Oliphant | 02 | First Floor | 100A | 99939 | Unusable Spaces | 99939 | Unusable Spaces | 5.6 | Lobby | 8 | Non Useable Floor Area Space Group | 805 | Non-usable - Circulation space |  | Unknown | 0.00 | NO
North Terrace_NT36-Oliphant_First Floor_100B _ Lift Lobby | NT-NT36-02-100B | NT36-02-100B-Lift Lobby | North Terrace | NT | NT36 | Oliphant | 02 | First Floor | 100B | 99939 | Unusable Spaces | 99939 | Unusable Spaces | 7.98 | Lift Lobby | 8 | Non Useable Floor Area Space Group | 805 | Non-usable - Circulation space |  | Unknown | 0.00 | NO
North Terrace_NT36-Oliphant_First Floor_100C _ Corr. | NT-NT36-02-100C | NT36-02-100C-Corr. | North Terrace | NT | NT36 | Oliphant | 02 | First Floor | 100C | 99939 | Unusable Spaces | 99939 | Unusable Spaces | 5.48 | Corr. | 8 | Non Useable Floor Area Space Group | 805 | Non-usable - Circulation space |  | Unknown | 0.00 | NO
North Terrace_NT36-Oliphant_First Floor_100D _ DB | NT-NT36-02-100D | NT36-02-100D-DB | North Terrace | NT | NT36 | Oliphant | 02 | First Floor | 100D | 99939 | Unusable Spaces | 99939 | Unusable Spaces | 0.64 | DB | 8 | Non Useable Floor Area Space Group | 840 | Non-usable - Service riser |  | Unknown | 0.00 | NO
North Terrace_NT36-Oliphant_First Floor_101 _ Stair | NT-NT36-02-101 | NT36-02-101-Stair | North Terrace | NT | NT36 | Oliphant | 02 | First Floor | 101 | 99939 | Unusable Spaces | 99939 | Unusable Spaces | 14.39 | Stair | 8 | Non Useable Floor Area Space Group | 805 | Non-usable - Circulation space |  | Unknown | 0.00 | NO
North Terrace_NT36-Oliphant_First Floor_101G _ void | NT-NT36-02-101G | NT36-02-101G-void | North Terrace | NT | NT36 | Oliphant | 02 | First Floor | 101G | 99939 | Unusable Spaces | 99939 | Unusable Spaces | 9.75 | void | 8 | Non Useable Floor Area Space Group | 800 | Non-usable - Specific type not defined |  | Unknown | 0.00 | NO
North Terrace_NT36-Oliphant_First Floor_102 _ WC - M | NT-NT36-02-102 | NT36-02-102-WC - M | North Terrace | NT | NT36 | Oliphant | 02 | First Floor | 102 | 99939 | Unusable Spaces | 99939 | Unusable Spaces | 6.76 | WC - M | 8 | Non Useable Floor Area Space Group | 821 | Non-usable - Toilets/Amenities - Male |  | Unknown | 0.00 | NO
North Terrace_NT36-Oliphant_First Floor_103 _ Cleaner | NT-NT36-02-103 | NT36-02-103-Cleaner | North Terrace | NT | NT36 | Oliphant | 02 | First Floor | 103 | 99939 | Unusable Spaces | 99939 | Unusable Spaces | 1.5 | Cleaner | 8 | Non Useable Floor Area Space Group | 806 | Non-usable - Cleaners room |  | Unknown | 0.00 | NO
North Terrace_NT36-Oliphant_First Floor_103A _ VSR | NT-NT36-02-103A | NT36-02-103A-VSR | North Terrace | NT | NT36 | Oliphant | 02 | First Floor | 103A | 99939 | Unusable Spaces | 99939 | Unusable Spaces | 0.48 | VSR | 8 | Non Useable Floor Area Space Group | 840 | Non-usable - Service riser |  | Unknown | 0.00 | NO
North Terrace_NT36-Oliphant_First Floor_104 _ Office | NT-NT36-02-104 | NT36-02-104-Office | North Terrace | NT | NT36 | Oliphant | 02 | First Floor | 104 | 284 | School of Physical Sciences | 284 | School of Physical Sciences | 10.38 | Office | 1 | Office Space Group | 101 | Office - Academic Staff |  | Barely Adequate | 1,689.85 | NO
North Terrace_NT36-Oliphant_First Floor_105 _ Corr. | NT-NT36-02-105 | NT36-02-105-Corr. | North Terrace | NT | NT36 | Oliphant | 02 | First Floor | 105 | 99939 | Unusable Spaces | 99939 | Unusable Spaces | 12.68 | Corr. | 8 | Non Useable Floor Area Space Group | 805 | Non-usable - Circulation space |  | Unknown | 0.00 | NO
North Terrace_NT36-Oliphant_First Floor_106 _ Office | NT-NT36-02-106 | NT36-02-106-Office | North Terrace | NT | NT36 | Oliphant | 02 | First Floor | 106 | 284 | School of Physical Sciences | 284 | School of Physical Sciences | 19.95 | Office | 1 | Office Space Group | 101 | Office - Academic Staff |  | Barely Adequate | 3,247.84 | NO
North Terrace_NT36-Oliphant_First Floor_106A _ Office | NT-NT36-02-106A | NT36-02-106A-Office | North Terrace | NT | NT36 | Oliphant | 02 | First Floor | 106A | 284 | School of Physical Sciences | 284 | School of Physical Sciences | 17.66 | Office | 1 | Office Space Group | 101 | Office - Academic Staff |  | Barely Adequate | 2,875.03 | NO
North Terrace_NT36-Oliphant_First Floor_107 _ Corr. | NT-NT36-02-107 | NT36-02-107-Corr. | North Terrace | NT | NT36 | Oliphant | 02 | First Floor | 107 | 99939 | Unusable Spaces | 99939 | Unusable Spaces | 46.23 | Corr. | 8 | Non Useable Floor Area Space Group | 805 | Non-usable - Circulation space |  | Unknown | 0.00 | NO
North Terrace_NT36-Oliphant_First Floor_107A _ Stair - external | NT-NT36-02-107A | NT36-02-107A-Stair - external | North Terrace | NT | NT36 | Oliphant | 02 | First Floor | 107A | 99939 | Unusable Spaces | 99939 | Unusable Spaces | 14.35 | Stair - external | 8 | Non Useable Floor Area Space Group | 805 | Non-usable - Circulation space |  | Unknown | 0.00 | NO
North Terrace_NT36-Oliphant_First Floor_107D _ VSR | NT-NT36-02-107D | NT36-02-107D-VSR | North Terrace | NT | NT36 | Oliphant | 02 | First Floor | 107D | 99939 | Unusable Spaces | 99939 | Unusable Spaces | 0.17 | VSR | 8 | Non Useable Floor Area Space Group | 840 | Non-usable - Service riser |  | Unknown | 0.00 | NO
North Terrace_NT36-Oliphant_First Floor_107E _ VSR | NT-NT36-02-107E | NT36-02-107E-VSR | North Terrace | NT | NT36 | Oliphant | 02 | First Floor | 107E | 99939 | Unusable Spaces | 99939 | Unusable Spaces | 0.16 | VSR | 8 | Non Useable Floor Area Space Group | 840 | Non-usable - Service riser |  | Unknown | 0.00 | NO
North Terrace_NT36-Oliphant_First Floor_108 _ Office | NT-NT36-02-108 | NT36-02-108-Office | North Terrace | NT | NT36 | Oliphant | 02 | First Floor | 108 | 284 | School of Physical Sciences | 284 | School of Physical Sciences | 22.8 | Office | 1 | Office Space Group | 101 | Office - Academic Staff |  | Barely Adequate | 3,711.81 | NO
North Terrace_NT36-Oliphant_First Floor_109 _ Office | NT-NT36-02-109 | NT36-02-109-Office | North Terrace | NT | NT36 | Oliphant | 02 | First Floor | 109 | 284 | School of Physical Sciences | 284 | School of Physical Sciences | 11.82 | Office | 1 | Office Space Group | 101 | Office - Academic Staff |  | Barely Adequate | 1,924.28 | NO
North Terrace_NT36-Oliphant_First Floor_110 _ Office | NT-NT36-02-110 | NT36-02-110-Office | North Terrace | NT | NT36 | Oliphant | 02 | First Floor | 110 | 284 | School of Physical Sciences | 284 | School of Physical Sciences | 11.21 | Office | 1 | Office Space Group | 101 | Office - Academic Staff |  | Barely Adequate | 1,824.98 | NO
North Terrace_NT36-Oliphant_First Floor_111 _ Office | NT-NT36-02-111 | NT36-02-111-Office | North Terrace | NT | NT36 | Oliphant | 02 | First Floor | 111 | 284 | School of Physical Sciences | 284 | School of Physical Sciences | 11.03 | Office | 1 | Office Space Group | 101 | Office - Academic Staff |  | Barely Adequate | 1,795.67 | NO
North Terrace_NT36-Oliphant_First Floor_112 _ Office | NT-NT36-02-112 | NT36-02-112-Office | North Terrace | NT | NT36 | Oliphant | 02 | First Floor | 112 | 284 | School of Physical Sciences | 284 | School of Physical Sciences | 46.15 | Office | 1 | Office Space Group | 101 | Office - Academic Staff |  | Barely Adequate | 7,513.17 | NO
North Terrace_NT36-Oliphant_First Floor_112A _ Office | NT-NT36-02-112A | NT36-02-112A-Office | North Terrace | NT | NT36 | Oliphant | 02 | First Floor | 112A | 284 | School of Physical Sciences | 284 | School of Physical Sciences | 22.63 | Office | 1 | Office Space Group | 101 | Office - Academic Staff |  | Barely Adequate | 3,684.14 | NO
North Terrace_NT36-Oliphant_First Floor_113 _ Office | NT-NT36-02-113 | NT36-02-113-Office | North Terrace | NT | NT36 | Oliphant | 02 | First Floor | 113 | 284 | School of Physical Sciences | 284 | School of Physical Sciences | 46.43 | Office | 1 | Office Space Group | 103 | Office - Research Students |  | Barely Adequate | 7,558.75 | NO
North Terrace_NT36-Oliphant_First Floor_114 _ A/L | NT-NT36-02-114 | NT36-02-114-A/L | North Terrace | NT | NT36 | Oliphant | 02 | First Floor | 114 | 99939 | Unusable Spaces | 99939 | Unusable Spaces | 5.04 | A/L | 8 | Non Useable Floor Area Space Group | 805 | Non-usable - Circulation space |  | Unknown | 0.00 | NO
North Terrace_NT36-Oliphant_First Floor_114A _ Office | NT-NT36-02-114A | NT36-02-114A-Office | North Terrace | NT | NT36 | Oliphant | 02 | First Floor | 114A | 284 | School of Physical Sciences | 284 | School of Physical Sciences | 30.81 | Office | 1 | Office Space Group | 103 | Office - Research Students |  | Barely Adequate | 5,015.83 | NO
North Terrace_NT36-Oliphant_First Floor_114D _ VSR | NT-NT36-02-114D | NT36-02-114D-VSR | North Terrace | NT | NT36 | Oliphant | 02 | First Floor | 114D | 99939 | Unusable Spaces | 99939 | Unusable Spaces | 0.17 | VSR | 8 | Non Useable Floor Area Space Group | 840 | Non-usable - Service riser |  | Unknown | 0.00 | NO
North Terrace_NT36-Oliphant_First Floor_115 _ Research Laboratory | NT-NT36-02-115 | NT36-02-115-Research Laboratory | North Terrace | NT | NT36 | Oliphant | 02 | First Floor | 115 | 99939 | Unusable Spaces | 99939 | Unusable Spaces | 2.88 | Research Laboratory | 8 | Non Useable Floor Area Space Group | 822 | Non-usable - Toilets/Amenities - Unisex |  | Unknown | 0.00 | NO
North Terrace_NT36-Oliphant_First Floor_115A _ WC - M | NT-NT36-02-115A | NT36-02-115A-WC - M | North Terrace | NT | NT36 | Oliphant | 02 | First Floor | 115A | 99939 | Unusable Spaces | 99939 | Unusable Spaces | 11.26 | WC - M | 8 | Non Useable Floor Area Space Group | 821 | Non-usable - Toilets/Amenities - Male |  | Unknown | 0.00 | NO
North Terrace_NT36-Oliphant_First Floor_115B _ VSR | NT-NT36-02-115B | NT36-02-115B-VSR | North Terrace | NT | NT36 | Oliphant | 02 | First Floor | 115B | 99939 | Unusable Spaces | 99939 | Unusable Spaces | 1.35 | VSR | 8 | Non Useable Floor Area Space Group | 840 | Non-usable - Service riser |  | Unknown | 0.00 | NO
North Terrace_NT36-Oliphant_First Floor_116A _ Office | NT-NT36-02-116A | NT36-02-116A-Office | North Terrace | NT | NT36 | Oliphant | 02 | First Floor | 116A | 284 | School of Physical Sciences | 284 | School of Physical Sciences | 33.51 | Office | 1 | Office Space Group | 101 | Office - Academic Staff |  | Barely Adequate | 5,455.39 | NO
North Terrace_NT36-Oliphant_First Floor_116B _ Office | NT-NT36-02-116B | NT36-02-116B-Office | North Terrace | NT | NT36 | Oliphant | 02 | First Floor | 116B | 284 | School of Physical Sciences | 284 | School of Physical Sciences | 17.01 | Office | 1 | Office Space Group | 103 | Office - Research Students |  | Barely Adequate | 2,769.21 | NO
North Terrace_NT36-Oliphant_First Floor_116C _ Office | NT-NT36-02-116C | NT36-02-116C-Office | North Terrace | NT | NT36 | Oliphant | 02 | First Floor | 116C | 284 | School of Physical Sciences | 284 | School of Physical Sciences | 17.07 | Office | 1 | Office Space Group | 101 | Office - Academic Staff |  | Barely Adequate | 2,778.98 | NO
North Terrace_NT36-Oliphant_First Floor_117 _ Meeting | NT-NT36-02-117 | NT36-02-117-Meeting | North Terrace | NT | NT36 | Oliphant | 02 | First Floor | 117 | 284 | School of Physical Sciences | 284 | School of Physical Sciences | 34.17 | Meeting | 6 | General Facility Space Group | 601 | General Facility - Committee/Conference/Meeting room |  | Barely Adequate | 6,230.38 | NO
North Terrace_NT36-Oliphant_First Floor_118 _ Office | NT-NT36-02-118 | NT36-02-118-Office | North Terrace | NT | NT36 | Oliphant | 02 | First Floor | 118 | 284 | School of Physical Sciences | 284 | School of Physical Sciences | 14.63 | Office | 1 | Office Space Group | 101 | Office - Academic Staff |  | Barely Adequate | 2,381.75 | NO
North Terrace_NT36-Oliphant_First Floor_119 _ Office | NT-NT36-02-119 | NT36-02-119-Office | North Terrace | NT | NT36 | Oliphant | 02 | First Floor | 119 | 284 | School of Physical Sciences | 284 | School of Physical Sciences | 16.95 | Office | 1 | Office Space Group | 101 | Office - Academic Staff |  | Barely Adequate | 2,759.44 | NO
North Terrace_NT36-Oliphant_Second Floor_201 _ Corr. | NT-NT36-03-201 | NT36-03-201-Corr. | North Terrace | NT | NT36 | Oliphant | 03 | Second Floor | 201 | 99939 | Unusable Spaces | 99939 | Unusable Spaces | 16.47 | Corr. | 8 | Non Useable Floor Area Space Group | 805 | Non-usable - Circulation space |  | Unknown | 0.00 | NO
North Terrace_NT36-Oliphant_Second Floor_202 _ Lift Lobby | NT-NT36-03-202 | NT36-03-202-Lift Lobby | North Terrace | NT | NT36 | Oliphant | 03 | Second Floor | 202 | 99939 | Unusable Spaces | 99939 | Unusable Spaces | 7.2 | Lift Lobby | 8 | Non Useable Floor Area Space Group | 805 | Non-usable - Circulation space |  | Unknown | 0.00 | NO
North Terrace_NT36-Oliphant_Second Floor_203 _ Stair | NT-NT36-03-203 | NT36-03-203-Stair | North Terrace | NT | NT36 | Oliphant | 03 | Second Floor | 203 | 99939 | Unusable Spaces | 99939 | Unusable Spaces | 7.92 | Stair | 8 | Non Useable Floor Area Space Group | 805 | Non-usable - Circulation space |  | Unknown | 0.00 | NO
North Terrace_NT36-Oliphant_Second Floor_204 _ Lobby | NT-NT36-03-204 | NT36-03-204-Lobby | North Terrace | NT | NT36 | Oliphant | 03 | Second Floor | 204 | 99939 | Unusable Spaces | 99939 | Unusable Spaces | 6.14 | Lobby | 8 | Non Useable Floor Area Space Group | 805 | Non-usable - Circulation space |  | Unknown | 0.00 | NO
North Terrace_NT36-Oliphant_Second Floor_204A _ Lift Lobby | NT-NT36-03-204A | NT36-03-204A-Lift Lobby | North Terrace | NT | NT36 | Oliphant | 03 | Second Floor | 204A | 99939 | Unusable Spaces | 99939 | Unusable Spaces | 7.98 | Lift Lobby | 8 | Non Useable Floor Area Space Group | 805 | Non-usable - Circulation space |  | Unknown | 0.00 | NO
North Terrace_NT36-Oliphant_Second Floor_204B _ Corr. | NT-NT36-03-204B | NT36-03-204B-Corr. | North Terrace | NT | NT36 | Oliphant | 03 | Second Floor | 204B | 99939 | Unusable Spaces | 99939 | Unusable Spaces | 33.25 | Corr. | 8 | Non Useable Floor Area Space Group | 805 | Non-usable - Circulation space |  | Unknown | 0.00 | NO
North Terrace_NT36-Oliphant_Second Floor_204C _ DB | NT-NT36-03-204C | NT36-03-204C-DB | North Terrace | NT | NT36 | Oliphant | 03 | Second Floor | 204C | 99939 | Unusable Spaces | 99939 | Unusable Spaces | 0.64 | DB | 8 | Non Useable Floor Area Space Group | 840 | Non-usable - Service riser |  | Unknown | 0.00 | NO
North Terrace_NT36-Oliphant_Second Floor_204D _ Stair - external | NT-NT36-03-204D | NT36-03-204D-Stair - external | North Terrace | NT | NT36 | Oliphant | 03 | Second Floor | 204D | 99939 | Unusable Spaces | 99939 | Unusable Spaces | 14.35 | Stair - external | 8 | Non Useable Floor Area Space Group | 805 | Non-usable - Circulation space |  | Unknown | 0.00 | NO
North Terrace_NT36-Oliphant_Second Floor_204F _ Corr. | NT-NT36-03-204F | NT36-03-204F-Corr. | North Terrace | NT | NT36 | Oliphant | 03 | Second Floor | 204F | 99939 | Unusable Spaces | 99939 | Unusable Spaces | 28.91 | Corr. | 8 | Non Useable Floor Area Space Group | 805 | Non-usable - Circulation space |  | Unknown | 0.00 | NO
North Terrace_NT36-Oliphant_Second Floor_204G _ VSR | NT-NT36-03-204G | NT36-03-204G-VSR | North Terrace | NT | NT36 | Oliphant | 03 | Second Floor | 204G | 99939 | Unusable Spaces | 99939 | Unusable Spaces | 0.21 | VSR | 8 | Non Useable Floor Area Space Group | 840 | Non-usable - Service riser |  | Unknown | 0.00 | NO
North Terrace_NT36-Oliphant_Second Floor_204H _ VSR | NT-NT36-03-204H | NT36-03-204H-VSR | North Terrace | NT | NT36 | Oliphant | 03 | Second Floor | 204H | 99939 | Unusable Spaces | 99939 | Unusable Spaces | 0.15 | VSR | 8 | Non Useable Floor Area Space Group | 840 | Non-usable - Service riser |  | Unknown | 0.00 | NO
North Terrace_NT36-Oliphant_Second Floor_204J _ VSR | NT-NT36-03-204J | NT36-03-204J-VSR | North Terrace | NT | NT36 | Oliphant | 03 | Second Floor | 204J | 99939 | Unusable Spaces | 99939 | Unusable Spaces | 0.16 | VSR | 8 | Non Useable Floor Area Space Group | 840 | Non-usable - Service riser |  | Unknown | 0.00 | NO
North Terrace_NT36-Oliphant_Second Floor_205 _ Cleaner's Room | NT-NT36-03-205 | NT36-03-205-Cleaner's Room | North Terrace | NT | NT36 | Oliphant | 03 | Second Floor | 205 | 99939 | Unusable Spaces | 99939 | Unusable Spaces | 1.5 | Cleaner's Room | 8 | Non Useable Floor Area Space Group | 806 | Non-usable - Cleaners room |  | Unknown | 0.00 | NO
North Terrace_NT36-Oliphant_Second Floor_205A _ VSR | NT-NT36-03-205A | NT36-03-205A-VSR | North Terrace | NT | NT36 | Oliphant | 03 | Second Floor | 205A | 99939 | Unusable Spaces | 99939 | Unusable Spaces | 0.48 | VSR | 8 | Non Useable Floor Area Space Group | 840 | Non-usable - Service riser |  | Unknown | 0.00 | NO
North Terrace_NT36-Oliphant_Second Floor_206 _ Office | NT-NT36-03-206 | NT36-03-206-Office | North Terrace | NT | NT36 | Oliphant | 03 | Second Floor | 206 | 284 | School of Physical Sciences | 284 | School of Physical Sciences | 10.35 | Office | 1 | Office Space Group | 101 | Office - Academic Staff |  | Barely Adequate | 1,684.97 | NO
North Terrace_NT36-Oliphant_Second Floor_207 _ Office | NT-NT36-03-207 | NT36-03-207-Office | North Terrace | NT | NT36 | Oliphant | 03 | Second Floor | 207 | 284 | School of Physical Sciences | 284 | School of Physical Sciences | 3.94 | Office | 1 | Office Space Group | 116 | Open Plan - Professional/General Staff |  | Excellent | 982.19 | NO
North Terrace_NT36-Oliphant_Second Floor_208 _ Office | NT-NT36-03-208 | NT36-03-208-Office | North Terrace | NT | NT36 | Oliphant | 03 | Second Floor | 208 | 284 | School of Physical Sciences | 284 | School of Physical Sciences | 11.21 | Office | 1 | Office Space Group | 101 | Office - Academic Staff |  | Excellent | 2,794.49 | NO
North Terrace_NT36-Oliphant_Second Floor_209 _ Office | NT-NT36-03-209 | NT36-03-209-Office | North Terrace | NT | NT36 | Oliphant | 03 | Second Floor | 209 | 284 | School of Physical Sciences | 284 | School of Physical Sciences | 5.57 | Office | 1 | Office Space Group | 116 | Open Plan - Professional/General Staff |  | Excellent | 1,388.52 | NO
North Terrace_NT36-Oliphant_Second Floor_210 _ Laboratory | NT-NT36-03-210 | NT36-03-210-Laboratory | North Terrace | NT | NT36 | Oliphant | 03 | Second Floor | 210 | 284 | School of Physical Sciences | 284 | School of Physical Sciences | 22.8 | Laboratory | 3 | Specialist Teaching or Research Space Group | 300 | Laboratory - Specialist teaching and research - type not defined |  | Excellent | 7,559.34 | NO
North Terrace_NT36-Oliphant_Second Floor_211 _ Office - Open Plan | NT-NT36-03-211 | NT36-03-211-Office - Open Plan | North Terrace | NT | NT36 | Oliphant | 03 | Second Floor | 211 | 99996 | Vacant | 859 | Infrastructure | 5.24 | Office - Open Plan | 1 | Office Space Group | 114 | Open Plan - Research Students |  | Excellent | 1,306.26 | NO
North Terrace_NT36-Oliphant_Second Floor_211.01 _ Workstation | NT-NT36-03-211.01 | NT36-03-211.01-Workstation | North Terrace | NT | NT36 | Oliphant | 03 | Second Floor | 211.01 | 99996 | Vacant | 859 | Infrastructure | 3.63 | Workstation | 1 | Office Space Group | 114 | Open Plan - Research Students |  | Excellent | 904.91 | NO
North Terrace_NT36-Oliphant_Second Floor_211.02 _ Workstation | NT-NT36-03-211.02 | NT36-03-211.02-Workstation | North Terrace | NT | NT36 | Oliphant | 03 | Second Floor | 211.02 | 99996 | Vacant | 859 | Infrastructure | 2.95 | Workstation | 1 | Office Space Group | 114 | Open Plan - Research Students |  | Excellent | 735.39 | NO
North Terrace_NT36-Oliphant_Second Floor_211.03 _ Workstation | NT-NT36-03-211.03 | NT36-03-211.03-Workstation | North Terrace | NT | NT36 | Oliphant | 03 | Second Floor | 211.03 | 99996 | Vacant | 859 | Infrastructure | 2.95 | Workstation | 1 | Office Space Group | 114 | Open Plan - Research Students |  | Excellent | 735.39 | NO
North Terrace_NT36-Oliphant_Second Floor_211.04 _ Workstation | NT-NT36-03-211.04 | NT36-03-211.04-Workstation | North Terrace | NT | NT36 | Oliphant | 03 | Second Floor | 211.04 | 99996 | Vacant | 859 | Infrastructure | 2.9 | Workstation | 1 | Office Space Group | 114 | Open Plan - Research Students |  | Excellent | 722.93 | NO
North Terrace_NT36-Oliphant_Second Floor_211.05 _ Workstation | NT-NT36-03-211.05 | NT36-03-211.05-Workstation | North Terrace | NT | NT36 | Oliphant | 03 | Second Floor | 211.05 | 99996 | Vacant | 859 | Infrastructure | 2.9 | Workstation | 1 | Office Space Group | 114 | Open Plan - Research Students |  | Excellent | 722.93 | NO
North Terrace_NT36-Oliphant_Second Floor_211.06 _ Workstation | NT-NT36-03-211.06 | NT36-03-211.06-Workstation | North Terrace | NT | NT36 | Oliphant | 03 | Second Floor | 211.06 | 99996 | Vacant | 859 | Infrastructure | 2.9 | Workstation | 1 | Office Space Group | 114 | Open Plan - Research Students |  | Excellent | 722.93 | NO
North Terrace_NT36-Oliphant_Second Floor_212 _ Store - AV | NT-NT36-03-212 | NT36-03-212-Store - AV | North Terrace | NT | NT36 | Oliphant | 03 | Second Floor | 212 | 850 | ITDS Branch Central Costs | 869 | Information Technology and Digital Services | 11.03 | Store - AV | 4 | Ancillary Area Space Group | 419 | Ancillary Area - Store Room - Generic |  | Adequate | 1,646.03 | NO
North Terrace_NT36-Oliphant_Second Floor_213 _ Office - Open Plan | NT-NT36-03-213 | NT36-03-213-Office - Open Plan | North Terrace | NT | NT36 | Oliphant | 03 | Second Floor | 213 | 850 | ITDS Branch Central Costs | 869 | Information Technology and Digital Services | 19.33 | Office - Open Plan | 1 | Office Space Group | 111 | Open Plan - Specific type not defined |  | Adequate | 3,278.02 | NO
North Terrace_NT36-Oliphant_Second Floor_213.01 _ Workstation | NT-NT36-03-213.01 | NT36-03-213.01-Workstation | North Terrace | NT | NT36 | Oliphant | 03 | Second Floor | 213.01 | 850 | ITDS Branch Central Costs | 869 | Information Technology and Digital Services | 3.24 | Workstation | 1 | Office Space Group | 116 | Open Plan - Professional/General Staff |  | Adequate | 549.45 | NO
North Terrace_NT36-Oliphant_Second Floor_213.02 _ Workstation | NT-NT36-03-213.02 | NT36-03-213.02-Workstation | North Terrace | NT | NT36 | Oliphant | 03 | Second Floor | 213.02 | 850 | ITDS Branch Central Costs | 869 | Information Technology and Digital Services | 3.24 | Workstation | 1 | Office Space Group | 116 | Open Plan - Professional/General Staff |  | Adequate | 549.45 | NO
North Terrace_NT36-Oliphant_Second Floor_213.03 _ Workstation | NT-NT36-03-213.03 | NT36-03-213.03-Workstation | North Terrace | NT | NT36 | Oliphant | 03 | Second Floor | 213.03 | 850 | ITDS Branch Central Costs | 869 | Information Technology and Digital Services | 3.78 | Workstation | 1 | Office Space Group | 116 | Open Plan - Professional/General Staff |  | Adequate | 641.02 | NO
North Terrace_NT36-Oliphant_Second Floor_213.04 _ Workstation | NT-NT36-03-213.04 | NT36-03-213.04-Workstation | North Terrace | NT | NT36 | Oliphant | 03 | Second Floor | 213.04 | 850 | ITDS Branch Central Costs | 869 | Information Technology and Digital Services | 3.24 | Workstation | 1 | Office Space Group | 116 | Open Plan - Professional/General Staff |  | Adequate | 549.45 | NO
North Terrace_NT36-Oliphant_Second Floor_213.05 _ Workstation | NT-NT36-03-213.05 | NT36-03-213.05-Workstation | North Terrace | NT | NT36 | Oliphant | 03 | Second Floor | 213.05 | 850 | ITDS Branch Central Costs | 869 | Information Technology and Digital Services | 3.35 | Workstation | 1 | Office Space Group | 116 | Open Plan - Professional/General Staff |  | Adequate | 568.10 | NO
North Terrace_NT36-Oliphant_Second Floor_213.06 _ Workstation | NT-NT36-03-213.06 | NT36-03-213.06-Workstation | North Terrace | NT | NT36 | Oliphant | 03 | Second Floor | 213.06 | 850 | ITDS Branch Central Costs | 869 | Information Technology and Digital Services | 3.35 | Workstation | 1 | Office Space Group | 116 | Open Plan - Professional/General Staff |  | Adequate | 568.10 | NO
North Terrace_NT36-Oliphant_Second Floor_213.07 _ Workstation | NT-NT36-03-213.07 | NT36-03-213.07-Workstation | North Terrace | NT | NT36 | Oliphant | 03 | Second Floor | 213.07 | 850 | ITDS Branch Central Costs | 869 | Information Technology and Digital Services | 3.35 | Workstation | 1 | Office Space Group | 116 | Open Plan - Professional/General Staff |  | Adequate | 568.10 | NO
North Terrace_NT36-Oliphant_Second Floor_213.08 _ Workstation | NT-NT36-03-213.08 | NT36-03-213.08-Workstation | North Terrace | NT | NT36 | Oliphant | 03 | Second Floor | 213.08 | 850 | ITDS Branch Central Costs | 869 | Information Technology and Digital Services | 3.35 | Workstation | 1 | Office Space Group | 116 | Open Plan - Professional/General Staff |  | Adequate | 568.10 | NO
North Terrace_NT36-Oliphant_Second Floor_213.09 _ Workstation | NT-NT36-03-213.09 | NT36-03-213.09-Workstation | North Terrace | NT | NT36 | Oliphant | 03 | Second Floor | 213.09 | 850 | ITDS Branch Central Costs | 869 | Information Technology and Digital Services | 3.35 | Workstation | 1 | Office Space Group | 116 | Open Plan - Professional/General Staff |  | Adequate | 568.10 | NO
North Terrace_NT36-Oliphant_Second Floor_213.10 _ Workstation | NT-NT36-03-213.10 | NT36-03-213.10-Workstation | North Terrace | NT | NT36 | Oliphant | 03 | Second Floor | 213.10 | 850 | ITDS Branch Central Costs | 869 | Information Technology and Digital Services | 3.73 | Workstation | 1 | Office Space Group | 116 | Open Plan - Professional/General Staff |  | Adequate | 632.54 | NO
North Terrace_NT36-Oliphant_Second Floor_213.11 _ Workstation | NT-NT36-03-213.11 | NT36-03-213.11-Workstation | North Terrace | NT | NT36 | Oliphant | 03 | Second Floor | 213.11 | 850 | ITDS Branch Central Costs | 869 | Information Technology and Digital Services | 3.73 | Workstation | 1 | Office Space Group | 116 | Open Plan - Professional/General Staff |  | Adequate | 632.54 | NO
North Terrace_NT36-Oliphant_Second Floor_213.12 _ Workstation | NT-NT36-03-213.12 | NT36-03-213.12-Workstation | North Terrace | NT | NT36 | Oliphant | 03 | Second Floor | 213.12 | 850 | ITDS Branch Central Costs | 869 | Information Technology and Digital Services | 4.2 | Workstation | 1 | Office Space Group | 116 | Open Plan - Professional/General Staff |  | Adequate | 712.24 | NO
North Terrace_NT36-Oliphant_Second Floor_213.13 _ Workstation | NT-NT36-03-213.13 | NT36-03-213.13-Workstation | North Terrace | NT | NT36 | Oliphant | 03 | Second Floor | 213.13 | 850 | ITDS Branch Central Costs | 869 | Information Technology and Digital Services | 4.2 | Workstation | 1 | Office Space Group | 116 | Open Plan - Professional/General Staff |  | Adequate | 712.24 | NO
North Terrace_NT36-Oliphant_Second Floor_213A _ Kitchenette | NT-NT36-03-213A | NT36-03-213A-Kitchenette | North Terrace | NT | NT36 | Oliphant | 03 | Second Floor | 213A | 850 | ITDS Branch Central Costs | 869 | Information Technology and Digital Services | 2.65 | Kitchenette | 6 | General Facility Space Group | 608 | General Facility - Kitchen/Servery/Food Storage |  | Adequate | 503.32 | NO
North Terrace_NT36-Oliphant_Second Floor_213B _ Lockers | NT-NT36-03-213B | NT36-03-213B-Lockers | North Terrace | NT | NT36 | Oliphant | 03 | Second Floor | 213B | 850 | ITDS Branch Central Costs | 869 | Information Technology and Digital Services | 1.28 | Lockers | 4 | Ancillary Area Space Group | 416 | Ancillary Area - Locker Storage/Room |  | Adequate | 191.02 | NO
North Terrace_NT36-Oliphant_Second Floor_215 _ Office - Open Plan | NT-NT36-03-215 | NT36-03-215-Office - Open Plan | North Terrace | NT | NT36 | Oliphant | 03 | Second Floor | 215 | 850 | ITDS Branch Central Costs | 869 | Information Technology and Digital Services | 22.61 | Office - Open Plan | 1 | Office Space Group | 111 | Open Plan - Specific type not defined |  | Adequate | 3,834.25 | NO
North Terrace_NT36-Oliphant_Second Floor_215.01 _ Workstation | NT-NT36-03-215.01 | NT36-03-215.01-Workstation | North Terrace | NT | NT36 | Oliphant | 03 | Second Floor | 215.01 | 850 | ITDS Branch Central Costs | 869 | Information Technology and Digital Services | 3.6 | Workstation | 1 | Office Space Group | 116 | Open Plan - Professional/General Staff |  | Adequate | 610.50 | NO
North Terrace_NT36-Oliphant_Second Floor_215.02 _ Workstation | NT-NT36-03-215.02 | NT36-03-215.02-Workstation | North Terrace | NT | NT36 | Oliphant | 03 | Second Floor | 215.02 | 850 | ITDS Branch Central Costs | 869 | Information Technology and Digital Services | 3.6 | Workstation | 1 | Office Space Group | 116 | Open Plan - Professional/General Staff |  | Adequate | 610.50 | NO
North Terrace_NT36-Oliphant_Second Floor_215.03 _ Workstation | NT-NT36-03-215.03 | NT36-03-215.03-Workstation | North Terrace | NT | NT36 | Oliphant | 03 | Second Floor | 215.03 | 850 | ITDS Branch Central Costs | 869 | Information Technology and Digital Services | 3.52 | Workstation | 1 | Office Space Group | 116 | Open Plan - Professional/General Staff |  | Adequate | 596.93 | NO
North Terrace_NT36-Oliphant_Second Floor_215.04 _ Workstation | NT-NT36-03-215.04 | NT36-03-215.04-Workstation | North Terrace | NT | NT36 | Oliphant | 03 | Second Floor | 215.04 | 850 | ITDS Branch Central Costs | 869 | Information Technology and Digital Services | 3.6 | Workstation | 1 | Office Space Group | 116 | Open Plan - Professional/General Staff |  | Adequate | 610.50 | NO
North Terrace_NT36-Oliphant_Second Floor_215.05 _ Workstation | NT-NT36-03-215.05 | NT36-03-215.05-Workstation | North Terrace | NT | NT36 | Oliphant | 03 | Second Floor | 215.05 | 850 | ITDS Branch Central Costs | 869 | Information Technology and Digital Services | 3.6 | Workstation | 1 | Office Space Group | 116 | Open Plan - Professional/General Staff |  | Adequate | 610.50 | NO
North Terrace_NT36-Oliphant_Second Floor_215.06 _ Workstation | NT-NT36-03-215.06 | NT36-03-215.06-Workstation | North Terrace | NT | NT36 | Oliphant | 03 | Second Floor | 215.06 | 850 | ITDS Branch Central Costs | 869 | Information Technology and Digital Services | 3.6 | Workstation | 1 | Office Space Group | 116 | Open Plan - Professional/General Staff |  | Adequate | 610.50 | NO
North Terrace_NT36-Oliphant_Second Floor_215.07 _ Workstation | NT-NT36-03-215.07 | NT36-03-215.07-Workstation | North Terrace | NT | NT36 | Oliphant | 03 | Second Floor | 215.07 | 850 | ITDS Branch Central Costs | 869 | Information Technology and Digital Services | 3.6 | Workstation | 1 | Office Space Group | 116 | Open Plan - Professional/General Staff |  | Adequate | 610.50 | NO
North Terrace_NT36-Oliphant_Second Floor_215.08 _ Workstation | NT-NT36-03-215.08 | NT36-03-215.08-Workstation | North Terrace | NT | NT36 | Oliphant | 03 | Second Floor | 215.08 | 850 | ITDS Branch Central Costs | 869 | Information Technology and Digital Services | 3.6 | Workstation | 1 | Office Space Group | 116 | Open Plan - Professional/General Staff |  | Adequate | 610.50 | NO
North Terrace_NT36-Oliphant_Second Floor_215A _ Lockers | NT-NT36-03-215A | NT36-03-215A-Lockers | North Terrace | NT | NT36 | Oliphant | 03 | Second Floor | 215A | 850 | ITDS Branch Central Costs | 869 | Information Technology and Digital Services | 0.49 | Lockers | 4 | Ancillary Area Space Group | 416 | Ancillary Area - Locker Storage/Room |  | Adequate | 73.12 | NO
North Terrace_NT36-Oliphant_Second Floor_217 _ Office - Open Plan | NT-NT36-03-217 | NT36-03-217-Office - Open Plan | North Terrace | NT | NT36 | Oliphant | 03 | Second Floor | 217 | 285 | School of Biological Sciences | 285 | School of Biological Sciences | 9.7 | Office - Open Plan | 1 | Office Space Group | 114 | Open Plan - Research Students |  | Excellent | 2,418.07 | NO
North Terrace_NT36-Oliphant_Second Floor_217.01 _ Workstation | NT-NT36-03-217.01 | NT36-03-217.01-Workstation | North Terrace | NT | NT36 | Oliphant | 03 | Second Floor | 217.01 | 285 | School of Biological Sciences | 285 | School of Biological Sciences | 2.98 | Workstation | 1 | Office Space Group | 114 | Open Plan - Research Students |  | Excellent | 742.87 | NO
North Terrace_NT36-Oliphant_Second Floor_217.02 _ Workstation | NT-NT36-03-217.02 | NT36-03-217.02-Workstation | North Terrace | NT | NT36 | Oliphant | 03 | Second Floor | 217.02 | 285 | School of Biological Sciences | 285 | School of Biological Sciences | 2.93 | Workstation | 1 | Office Space Group | 114 | Open Plan - Research Students |  | Excellent | 730.41 | NO
North Terrace_NT36-Oliphant_Second Floor_217.03 _ Workstation | NT-NT36-03-217.03 | NT36-03-217.03-Workstation | North Terrace | NT | NT36 | Oliphant | 03 | Second Floor | 217.03 | 285 | School of Biological Sciences | 285 | School of Biological Sciences | 2.93 | Workstation | 1 | Office Space Group | 114 | Open Plan - Research Students |  | Excellent | 730.41 | NO
North Terrace_NT36-Oliphant_Second Floor_217.04 _ Workstation | NT-NT36-03-217.04 | NT36-03-217.04-Workstation | North Terrace | NT | NT36 | Oliphant | 03 | Second Floor | 217.04 | 285 | School of Biological Sciences | 285 | School of Biological Sciences | 2.93 | Workstation | 1 | Office Space Group | 114 | Open Plan - Research Students |  | Excellent | 730.41 | NO
North Terrace_NT36-Oliphant_Second Floor_217.05 _ Workstation | NT-NT36-03-217.05 | NT36-03-217.05-Workstation | North Terrace | NT | NT36 | Oliphant | 03 | Second Floor | 217.05 | 285 | School of Biological Sciences | 285 | School of Biological Sciences | 2.93 | Workstation | 1 | Office Space Group | 114 | Open Plan - Research Students |  | Excellent | 730.41 | NO
North Terrace_NT36-Oliphant_Second Floor_217.06 _ Workstation | NT-NT36-03-217.06 | NT36-03-217.06-Workstation | North Terrace | NT | NT36 | Oliphant | 03 | Second Floor | 217.06 | 285 | School of Biological Sciences | 285 | School of Biological Sciences | 3.2 | Workstation | 1 | Office Space Group | 114 | Open Plan - Research Students |  | Excellent | 797.71 | NO
North Terrace_NT36-Oliphant_Second Floor_217.07 _ Workstation | NT-NT36-03-217.07 | NT36-03-217.07-Workstation | North Terrace | NT | NT36 | Oliphant | 03 | Second Floor | 217.07 | 285 | School of Biological Sciences | 285 | School of Biological Sciences | 3.2 | Workstation | 1 | Office Space Group | 114 | Open Plan - Research Students |  | Excellent | 797.71 | NO
North Terrace_NT36-Oliphant_Second Floor_218 _ A/L | NT-NT36-03-218 | NT36-03-218-A/L | North Terrace | NT | NT36 | Oliphant | 03 | Second Floor | 218 | 99939 | Unusable Spaces | 99939 | Unusable Spaces | 2.88 | A/L | 8 | Non Useable Floor Area Space Group | 822 | Non-usable - Toilets/Amenities - Unisex |  | Unknown | 0.00 | NO
North Terrace_NT36-Oliphant_Second Floor_218A _ WC - F | NT-NT36-03-218A | NT36-03-218A-WC - F | North Terrace | NT | NT36 | Oliphant | 03 | Second Floor | 218A | 99939 | Unusable Spaces | 99939 | Unusable Spaces | 11.26 | WC - F | 8 | Non Useable Floor Area Space Group | 820 | Non-usable - Toilets/Amenities - Female |  | Unknown | 0.00 | NO
North Terrace_NT36-Oliphant_Second Floor_219 _ Research Laboratory | NT-NT36-03-219 | NT36-03-219-Research Laboratory | North Terrace | NT | NT36 | Oliphant | 03 | Second Floor | 219 | 284 | School of Physical Sciences | 284 | School of Physical Sciences | 5.91 | Research Laboratory | 1 | Office Space Group | 116 | Open Plan - Professional/General Staff |  | Excellent | 1,473.28 | NO
North Terrace_NT36-Oliphant_Second Floor_219A _ VSR | NT-NT36-03-219A | NT36-03-219A-VSR | North Terrace | NT | NT36 | Oliphant | 03 | Second Floor | 219A | 99939 | Unusable Spaces | 99939 | Unusable Spaces | 1.35 | VSR | 8 | Non Useable Floor Area Space Group | 840 | Non-usable - Service riser |  | Unknown | 0.00 | NO
North Terrace_NT36-Oliphant_Second Floor_220 _ Office - Open Plan - Student | NT-NT36-03-220 | NT36-03-220-Office - Open Plan - Student | North Terrace | NT | NT36 | Oliphant | 03 | Second Floor | 220 | 284 | School of Physical Sciences | 284 | School of Physical Sciences | 11.58 | Office - Open Plan - Student | 1 | Office Space Group | 114 | Open Plan - Research Students |  | Excellent | 2,886.73 | NO
North Terrace_NT36-Oliphant_Second Floor_221 _ Office - Open Plan - Research | NT-NT36-03-221 | NT36-03-221-Office - Open Plan - Research | North Terrace | NT | NT36 | Oliphant | 03 | Second Floor | 221 | 284 | School of Physical Sciences | 284 | School of Physical Sciences | 12.27 | Office - Open Plan - Research | 1 | Office Space Group | 113 | Open Plan - Research Staff |  | Excellent | 3,058.74 | NO
North Terrace_NT36-Oliphant_Second Floor_223 _ Office - Academic | NT-NT36-03-223 | NT36-03-223-Office - Academic | North Terrace | NT | NT36 | Oliphant | 03 | Second Floor | 223 | 284 | School of Physical Sciences | 284 | School of Physical Sciences | 16.82 | Office - Academic | 1 | Office Space Group | 101 | Office - Academic Staff |  | Excellent | 4,192.99 | NO
North Terrace_NT36-Oliphant_Second Floor_224 _ Light Trap | NT-NT36-03-224 | NT36-03-224-Light Trap | North Terrace | NT | NT36 | Oliphant | 03 | Second Floor | 224 | 284 | School of Physical Sciences | 284 | School of Physical Sciences | 2.16 | Light Trap | 8 | Non Useable Floor Area Space Group | 805 | Non-usable - Circulation space |  | Excellent | 0.00 | NO
North Terrace_NT36-Oliphant_Second Floor_224A _ VSR | NT-NT36-03-224A | NT36-03-224A-VSR | North Terrace | NT | NT36 | Oliphant | 03 | Second Floor | 224A | 99939 | Unusable Spaces | 99939 | Unusable Spaces | 0.7 | VSR | 8 | Non Useable Floor Area Space Group | 840 | Non-usable - Service riser |  | Unknown | 0.00 | NO
North Terrace_NT36-Oliphant_Second Floor_224B _ Dark Room | NT-NT36-03-224B | NT36-03-224B-Dark Room | North Terrace | NT | NT36 | Oliphant | 03 | Second Floor | 224B | 284 | School of Physical Sciences | 284 | School of Physical Sciences | 11.38 | Dark Room | 4 | Ancillary Area Space Group | 411 | Ancillary Area - Darkroom |  | Excellent | 2,496.45 | NO
North Terrace_NT36-Oliphant_Second Floor_225 _ Office - Academic | NT-NT36-03-225 | NT36-03-225-Office - Academic | North Terrace | NT | NT36 | Oliphant | 03 | Second Floor | 225 | 284 | School of Physical Sciences | 284 | School of Physical Sciences | 17.04 | Office - Academic | 1 | Office Space Group | 101 | Office - Academic Staff |  | Excellent | 4,247.83 | NO
North Terrace_NT36-Oliphant_Second Floor_WS207.01 _ Workstation | NT-NT36-03-WS207.01 | NT36-03-WS207.01-Workstation | North Terrace | NT | NT36 | Oliphant | 03 | Second Floor | WS207.01 | 284 | School of Physical Sciences | 284 | School of Physical Sciences | 3.82 | Workstation | 1 | Office Space Group | 116 | Open Plan - Professional/General Staff |  | Excellent | 952.27 | NO
North Terrace_NT36-Oliphant_Second Floor_WS207.02 _ Workstation | NT-NT36-03-WS207.02 | NT36-03-WS207.02-Workstation | North Terrace | NT | NT36 | Oliphant | 03 | Second Floor | WS207.02 | 284 | School of Physical Sciences | 284 | School of Physical Sciences | 3.44 | Workstation | 1 | Office Space Group | 116 | Open Plan - Professional/General Staff |  | Excellent | 857.54 | NO
North Terrace_NT36-Oliphant_Second Floor_WS209.01 _ Workstation | NT-NT36-03-WS209.01 | NT36-03-WS209.01-Workstation | North Terrace | NT | NT36 | Oliphant | 03 | Second Floor | WS209.01 | 284 | School of Physical Sciences | 284 | School of Physical Sciences | 2.83 | Workstation | 1 | Office Space Group | 116 | Open Plan - Professional/General Staff |  | Excellent | 705.48 | NO
North Terrace_NT36-Oliphant_Second Floor_WS209.02 _ Workstation | NT-NT36-03-WS209.02 | NT36-03-WS209.02-Workstation | North Terrace | NT | NT36 | Oliphant | 03 | Second Floor | WS209.02 | 284 | School of Physical Sciences | 284 | School of Physical Sciences | 2.83 | Workstation | 1 | Office Space Group | 116 | Open Plan - Professional/General Staff |  | Excellent | 705.48 | NO
North Terrace_NT36-Oliphant_Second Floor_WS219.01 _ Workstation | NT-NT36-03-WS219.01 | NT36-03-WS219.01-Workstation | North Terrace | NT | NT36 | Oliphant | 03 | Second Floor | WS219.01 | 284 | School of Physical Sciences | 284 | School of Physical Sciences | 3.73 | Workstation | 1 | Office Space Group | 116 | Open Plan - Professional/General Staff |  | Excellent | 929.84 | NO
North Terrace_NT36-Oliphant_Second Floor_WS219.02 _ Workstation | NT-NT36-03-WS219.02 | NT36-03-WS219.02-Workstation | North Terrace | NT | NT36 | Oliphant | 03 | Second Floor | WS219.02 | 284 | School of Physical Sciences | 284 | School of Physical Sciences | 3.44 | Workstation | 1 | Office Space Group | 116 | Open Plan - Professional/General Staff |  | Excellent | 857.54 | NO
North Terrace_NT36-Oliphant_Second Floor_WS219.03 _ Workstation | NT-NT36-03-WS219.03 | NT36-03-WS219.03-Workstation | North Terrace | NT | NT36 | Oliphant | 03 | Second Floor | WS219.03 | 284 | School of Physical Sciences | 284 | School of Physical Sciences | 3.73 | Workstation | 1 | Office Space Group | 116 | Open Plan - Professional/General Staff |  | Excellent | 929.84 | NO
North Terrace_NT36-Oliphant_Second Floor_WS220.01 _ Workstation | NT-NT36-03-WS220.01 | NT36-03-WS220.01-Workstation | North Terrace | NT | NT36 | Oliphant | 03 | Second Floor | WS220.01 | 284 | School of Physical Sciences | 284 | School of Physical Sciences | 3.6 | Workstation | 1 | Office Space Group | 114 | Open Plan - Research Students |  | Excellent | 897.43 | NO
North Terrace_NT36-Oliphant_Second Floor_WS220.02 _ Workstation | NT-NT36-03-WS220.02 | NT36-03-WS220.02-Workstation | North Terrace | NT | NT36 | Oliphant | 03 | Second Floor | WS220.02 | 284 | School of Physical Sciences | 284 | School of Physical Sciences | 3.9 | Workstation | 1 | Office Space Group | 114 | Open Plan - Research Students |  | Excellent | 972.21 | NO
North Terrace_NT36-Oliphant_Second Floor_WS220.03 _ Workstation | NT-NT36-03-WS220.03 | NT36-03-WS220.03-Workstation | North Terrace | NT | NT36 | Oliphant | 03 | Second Floor | WS220.03 | 284 | School of Physical Sciences | 284 | School of Physical Sciences | 3.9 | Workstation | 1 | Office Space Group | 114 | Open Plan - Research Students |  | Excellent | 972.21 | NO
North Terrace_NT36-Oliphant_Second Floor_WS220.04 _ Workstation | NT-NT36-03-WS220.04 | NT36-03-WS220.04-Workstation | North Terrace | NT | NT36 | Oliphant | 03 | Second Floor | WS220.04 | 284 | School of Physical Sciences | 284 | School of Physical Sciences | 3.6 | Workstation | 1 | Office Space Group | 114 | Open Plan - Research Students |  | Excellent | 897.43 | NO
North Terrace_NT36-Oliphant_Second Floor_WS220.05 _ Workstation | NT-NT36-03-WS220.05 | NT36-03-WS220.05-Workstation | North Terrace | NT | NT36 | Oliphant | 03 | Second Floor | WS220.05 | 284 | School of Physical Sciences | 284 | School of Physical Sciences | 3.6 | Workstation | 1 | Office Space Group | 114 | Open Plan - Research Students |  | Excellent | 897.43 | NO
North Terrace_NT36-Oliphant_Second Floor_WS220.06 _ Workstation | NT-NT36-03-WS220.06 | NT36-03-WS220.06-Workstation | North Terrace | NT | NT36 | Oliphant | 03 | Second Floor | WS220.06 | 284 | School of Physical Sciences | 284 | School of Physical Sciences | 3.9 | Workstation | 1 | Office Space Group | 114 | Open Plan - Research Students |  | Excellent | 972.21 | NO
North Terrace_NT36-Oliphant_Second Floor_WS221.01 _ Workstation | NT-NT36-03-WS221.01 | NT36-03-WS221.01-Workstation | North Terrace | NT | NT36 | Oliphant | 03 | Second Floor | WS221.01 | 284 | School of Physical Sciences | 284 | School of Physical Sciences | 3.73 | Workstation | 1 | Office Space Group | 113 | Open Plan - Research Staff |  | Excellent | 929.84 | NO
North Terrace_NT36-Oliphant_Second Floor_WS221.02 _ Workstation | NT-NT36-03-WS221.02 | NT36-03-WS221.02-Workstation | North Terrace | NT | NT36 | Oliphant | 03 | Second Floor | WS221.02 | 284 | School of Physical Sciences | 284 | School of Physical Sciences | 3.44 | Workstation | 1 | Office Space Group | 113 | Open Plan - Research Staff |  | Excellent | 857.54 | NO
North Terrace_NT36-Oliphant_Second Floor_WS221.03 _ Workstation | NT-NT36-03-WS221.03 | NT36-03-WS221.03-Workstation | North Terrace | NT | NT36 | Oliphant | 03 | Second Floor | WS221.03 | 284 | School of Physical Sciences | 284 | School of Physical Sciences | 3.73 | Workstation | 1 | Office Space Group | 113 | Open Plan - Research Staff |  | Excellent | 929.84 | NO
North Terrace_NT36-Oliphant_Second Floor_WS221.04 _ Workstation | NT-NT36-03-WS221.04 | NT36-03-WS221.04-Workstation | North Terrace | NT | NT36 | Oliphant | 03 | Second Floor | WS221.04 | 284 | School of Physical Sciences | 284 | School of Physical Sciences | 3.73 | Workstation | 1 | Office Space Group | 113 | Open Plan - Research Staff |  | Excellent | 929.84 | NO
North Terrace_NT36-Oliphant_Second Floor_WS221.05 _ Workstation | NT-NT36-03-WS221.05 | NT36-03-WS221.05-Workstation | North Terrace | NT | NT36 | Oliphant | 03 | Second Floor | WS221.05 | 284 | School of Physical Sciences | 284 | School of Physical Sciences | 3.44 | Workstation | 1 | Office Space Group | 113 | Open Plan - Research Staff |  | Excellent | 857.54 | NO
North Terrace_NT36-Oliphant_Second Floor_WS221.06 _ Workstation | NT-NT36-03-WS221.06 | NT36-03-WS221.06-Workstation | North Terrace | NT | NT36 | Oliphant | 03 | Second Floor | WS221.06 | 284 | School of Physical Sciences | 284 | School of Physical Sciences | 3.73 | Workstation | 1 | Office Space Group | 113 | Open Plan - Research Staff |  | Excellent | 929.84 | NO
North Terrace_NT36-Oliphant_Third Floor_300 _ Lobby | NT-NT36-04-300 | NT36-04-300-Lobby | North Terrace | NT | NT36 | Oliphant | 04 | Third Floor | 300 | 99939 | Unusable Spaces | 99939 | Unusable Spaces | 6.14 | Lobby | 8 | Non Useable Floor Area Space Group | 805 | Non-usable - Circulation space |  | Unknown | 0.00 | NO
North Terrace_NT36-Oliphant_Third Floor_300A _ Lift Lobby | NT-NT36-04-300A | NT36-04-300A-Lift Lobby | North Terrace | NT | NT36 | Oliphant | 04 | Third Floor | 300A | 99939 | Unusable Spaces | 99939 | Unusable Spaces | 7.98 | Lift Lobby | 8 | Non Useable Floor Area Space Group | 805 | Non-usable - Circulation space |  | Unknown | 0.00 | NO
North Terrace_NT36-Oliphant_Third Floor_300B _ Corr. | NT-NT36-04-300B | NT36-04-300B-Corr. | North Terrace | NT | NT36 | Oliphant | 04 | Third Floor | 300B | 99939 | Unusable Spaces | 99939 | Unusable Spaces | 33.25 | Corr. | 8 | Non Useable Floor Area Space Group | 805 | Non-usable - Circulation space |  | Unknown | 0.00 | NO
North Terrace_NT36-Oliphant_Third Floor_300C _ DB | NT-NT36-04-300C | NT36-04-300C-DB | North Terrace | NT | NT36 | Oliphant | 04 | Third Floor | 300C | 99939 | Unusable Spaces | 99939 | Unusable Spaces | 0.64 | DB | 8 | Non Useable Floor Area Space Group | 840 | Non-usable - Service riser |  | Unknown | 0.00 | NO
North Terrace_NT36-Oliphant_Third Floor_300D _ Stair - external | NT-NT36-04-300D | NT36-04-300D-Stair - external | North Terrace | NT | NT36 | Oliphant | 04 | Third Floor | 300D | 99939 | Unusable Spaces | 99939 | Unusable Spaces | 14.35 | Stair - external | 8 | Non Useable Floor Area Space Group | 805 | Non-usable - Circulation space |  | Unknown | 0.00 | NO
North Terrace_NT36-Oliphant_Third Floor_300E _ Stair - external | NT-NT36-04-300E | NT36-04-300E-Stair - external | North Terrace | NT | NT36 | Oliphant | 04 | Third Floor | 300E | 99939 | Unusable Spaces | 99939 | Unusable Spaces | 5.85 | Stair - external | 8 | Non Useable Floor Area Space Group | 805 | Non-usable - Circulation space |  | Unknown | 0.00 | NO
North Terrace_NT36-Oliphant_Third Floor_300F _ Stair - external | NT-NT36-04-300F | NT36-04-300F-Stair - external | North Terrace | NT | NT36 | Oliphant | 04 | Third Floor | 300F | 99939 | Unusable Spaces | 99939 | Unusable Spaces | 14.93 | Stair - external | 8 | Non Useable Floor Area Space Group | 805 | Non-usable - Circulation space |  | Unknown | 0.00 | NO
North Terrace_NT36-Oliphant_Third Floor_300G _ VSR | NT-NT36-04-300G | NT36-04-300G-VSR | North Terrace | NT | NT36 | Oliphant | 04 | Third Floor | 300G | 99939 | Unusable Spaces | 99939 | Unusable Spaces | 0.17 | VSR | 8 | Non Useable Floor Area Space Group | 840 | Non-usable - Service riser |  | Unknown | 0.00 | NO
North Terrace_NT36-Oliphant_Third Floor_300H _ VSR | NT-NT36-04-300H | NT36-04-300H-VSR | North Terrace | NT | NT36 | Oliphant | 04 | Third Floor | 300H | 99939 | Unusable Spaces | 99939 | Unusable Spaces | 0.16 | VSR | 8 | Non Useable Floor Area Space Group | 840 | Non-usable - Service riser |  | Unknown | 0.00 | NO
North Terrace_NT36-Oliphant_Third Floor_300I _ Corr. | NT-NT36-04-300I | NT36-04-300I-Corr. | North Terrace | NT | NT36 | Oliphant | 04 | Third Floor | 300I | 99939 | Unusable Spaces | 99939 | Unusable Spaces | 13.8 | Corr. | 8 | Non Useable Floor Area Space Group | 805 | Non-usable - Circulation space |  | Unknown | 0.00 | NO
North Terrace_NT36-Oliphant_Third Floor_300J _ VSR | NT-NT36-04-300J | NT36-04-300J-VSR | North Terrace | NT | NT36 | Oliphant | 04 | Third Floor | 300J | 99939 | Unusable Spaces | 99939 | Unusable Spaces | 0.31 | VSR | 8 | Non Useable Floor Area Space Group | 840 | Non-usable - Service riser |  | Unknown | 0.00 | NO
North Terrace_NT36-Oliphant_Third Floor_301 _ Stair A | NT-NT36-04-301 | NT36-04-301-Stair A | North Terrace | NT | NT36 | Oliphant | 04 | Third Floor | 301 | 99939 | Unusable Spaces | 99939 | Unusable Spaces | 12.51 | Stair A | 8 | Non Useable Floor Area Space Group | 805 | Non-usable - Circulation space |  | Unknown | 0.00 | NO
North Terrace_NT36-Oliphant_Third Floor_302 _ WC - M | NT-NT36-04-302 | NT36-04-302-WC - M | North Terrace | NT | NT36 | Oliphant | 04 | Third Floor | 302 | 99939 | Unusable Spaces | 99939 | Unusable Spaces | 7.2 | WC - M | 8 | Non Useable Floor Area Space Group | 821 | Non-usable - Toilets/Amenities - Male |  | Unknown | 0.00 | NO
North Terrace_NT36-Oliphant_Third Floor_303 _ Cleaner's Room | NT-NT36-04-303 | NT36-04-303-Cleaner's Room | North Terrace | NT | NT36 | Oliphant | 04 | Third Floor | 303 | 99939 | Unusable Spaces | 99939 | Unusable Spaces | 1.5 | Cleaner's Room | 8 | Non Useable Floor Area Space Group | 806 | Non-usable - Cleaners room |  | Unknown | 0.00 | NO
North Terrace_NT36-Oliphant_Third Floor_303A _ VSR | NT-NT36-04-303A | NT36-04-303A-VSR | North Terrace | NT | NT36 | Oliphant | 04 | Third Floor | 303A | 99939 | Unusable Spaces | 99939 | Unusable Spaces | 0.48 | VSR | 8 | Non Useable Floor Area Space Group | 840 | Non-usable - Service riser |  | Unknown | 0.00 | NO
North Terrace_NT36-Oliphant_Third Floor_304 _ Comms | NT-NT36-04-304 | NT36-04-304-Comms | North Terrace | NT | NT36 | Oliphant | 04 | Third Floor | 304 | 850 | ITDS Branch Central Costs | 869 | Information Technology and Digital Services | 10.38 | Comms | 8 | Non Useable Floor Area Space Group | 812 | Non-usable - Comms/network system/Telephone/PABX |  | Barely Adequate | 0.00 | NO
North Terrace_NT36-Oliphant_Third Floor_305 _ Office | NT-NT36-04-305 | NT36-04-305-Office | North Terrace | NT | NT36 | Oliphant | 04 | Third Floor | 305 | 285 | School of Biological Sciences | 285 | School of Biological Sciences | 11.23 | Office | 1 | Office Space Group | 101 | Office - Academic Staff |  | Barely Adequate | 1,828.23 | NO
North Terrace_NT36-Oliphant_Third Floor_306 _ Office | NT-NT36-04-306 | NT36-04-306-Office | North Terrace | NT | NT36 | Oliphant | 04 | Third Floor | 306 | 285 | School of Biological Sciences | 285 | School of Biological Sciences | 11.21 | Office | 1 | Office Space Group | 101 | Office - Academic Staff |  | Barely Adequate | 1,824.98 | NO
North Terrace_NT36-Oliphant_Third Floor_307 _ Office - Open Plan - Post Doc | NT-NT36-04-307 | NT36-04-307-Office - Open Plan - Post Doc | North Terrace | NT | NT36 | Oliphant | 04 | Third Floor | 307 | 285 | School of Biological Sciences | 285 | School of Biological Sciences | 10.47 | Office - Open Plan - Post Doc | 1 | Office Space Group | 114 | Open Plan - Research Students |  | Barely Adequate | 1,704.50 | NO
North Terrace_NT36-Oliphant_Third Floor_307.01 _ Workstation | NT-NT36-04-307.01 | NT36-04-307.01-Workstation | North Terrace | NT | NT36 | Oliphant | 04 | Third Floor | 307.01 | 285 | School of Biological Sciences | 285 | School of Biological Sciences | 3.42 | Workstation | 1 | Office Space Group | 111 | Open Plan - Specific type not defined |  | Excellent | 852.56 | NO
North Terrace_NT36-Oliphant_Third Floor_307.02 _ Workstation | NT-NT36-04-307.02 | NT36-04-307.02-Workstation | North Terrace | NT | NT36 | Oliphant | 04 | Third Floor | 307.02 | 285 | School of Biological Sciences | 285 | School of Biological Sciences | 3.42 | Workstation | 1 | Office Space Group | 111 | Open Plan - Specific type not defined |  | Excellent | 852.56 | NO
North Terrace_NT36-Oliphant_Third Floor_307.03 _ Workstation | NT-NT36-04-307.03 | NT36-04-307.03-Workstation | North Terrace | NT | NT36 | Oliphant | 04 | Third Floor | 307.03 | 285 | School of Biological Sciences | 285 | School of Biological Sciences | 3.42 | Workstation | 1 | Office Space Group | 111 | Open Plan - Specific type not defined |  | Excellent | 852.56 | NO
North Terrace_NT36-Oliphant_Third Floor_307.04 _ Workstation | NT-NT36-04-307.04 | NT36-04-307.04-Workstation | North Terrace | NT | NT36 | Oliphant | 04 | Third Floor | 307.04 | 285 | School of Biological Sciences | 285 | School of Biological Sciences | 3.42 | Workstation | 1 | Office Space Group | 111 | Open Plan - Specific type not defined |  | Excellent | 852.56 | NO
North Terrace_NT36-Oliphant_Third Floor_307.05 _ Workstation | NT-NT36-04-307.05 | NT36-04-307.05-Workstation | North Terrace | NT | NT36 | Oliphant | 04 | Third Floor | 307.05 | 285 | School of Biological Sciences | 285 | School of Biological Sciences | 3.42 | Workstation | 1 | Office Space Group | 111 | Open Plan - Specific type not defined |  | Excellent | 852.56 | NO
North Terrace_NT36-Oliphant_Third Floor_307.06 _ Workstation | NT-NT36-04-307.06 | NT36-04-307.06-Workstation | North Terrace | NT | NT36 | Oliphant | 04 | Third Floor | 307.06 | 285 | School of Biological Sciences | 285 | School of Biological Sciences | 3.42 | Workstation | 1 | Office Space Group | 111 | Open Plan - Specific type not defined |  | Excellent | 852.56 | NO
North Terrace_NT36-Oliphant_Third Floor_307.07 _ Workstation | NT-NT36-04-307.07 | NT36-04-307.07-Workstation | North Terrace | NT | NT36 | Oliphant | 04 | Third Floor | 307.07 | 285 | School of Biological Sciences | 285 | School of Biological Sciences | 3.42 | Workstation | 1 | Office Space Group | 111 | Open Plan - Specific type not defined |  | Excellent | 852.56 | NO
North Terrace_NT36-Oliphant_Third Floor_308 _ Office | NT-NT36-04-308 | NT36-04-308-Office | North Terrace | NT | NT36 | Oliphant | 04 | Third Floor | 308 | 285 | School of Biological Sciences | 285 | School of Biological Sciences | 11.21 | Office | 1 | Office Space Group | 101 | Office - Academic Staff |  | Barely Adequate | 1,824.98 | NO
North Terrace_NT36-Oliphant_Third Floor_309 _ Office | NT-NT36-04-309 | NT36-04-309-Office | North Terrace | NT | NT36 | Oliphant | 04 | Third Floor | 309 | 285 | School of Biological Sciences | 285 | School of Biological Sciences | 11.82 | Office | 1 | Office Space Group | 101 | Office - Academic Staff |  | Barely Adequate | 1,924.28 | NO
North Terrace_NT36-Oliphant_Third Floor_310 _ Office | NT-NT36-04-310 | NT36-04-310-Office | North Terrace | NT | NT36 | Oliphant | 04 | Third Floor | 310 | 285 | School of Biological Sciences | 285 | School of Biological Sciences | 11.03 | Office | 1 | Office Space Group | 101 | Office - Academic Staff |  | Barely Adequate | 1,795.67 | NO
North Terrace_NT36-Oliphant_Third Floor_311 _ Computer Lab/Meeting Room | NT-NT36-04-311 | NT36-04-311-Computer Lab/Meeting Room | North Terrace | NT | NT36 | Oliphant | 04 | Third Floor | 311 | 285 | School of Biological Sciences | 285 | School of Biological Sciences | 4.76 | Computer Lab/Meeting Room | 1 | Office Space Group | 111 | Open Plan - Specific type not defined |  | Barely Adequate | 774.92 | NO
North Terrace_NT36-Oliphant_Third Floor_311.01 _ Workstation | NT-NT36-04-311.01 | NT36-04-311.01-Workstation | North Terrace | NT | NT36 | Oliphant | 04 | Third Floor | 311.01 | 285 | School of Biological Sciences | 285 | School of Biological Sciences | 4.77 | Workstation | 1 | Office Space Group | 116 | Open Plan - Professional/General Staff |  | Excellent | 1,189.09 | NO
North Terrace_NT36-Oliphant_Third Floor_311.02 _ Workstation | NT-NT36-04-311.02 | NT36-04-311.02-Workstation | North Terrace | NT | NT36 | Oliphant | 04 | Third Floor | 311.02 | 285 | School of Biological Sciences | 285 | School of Biological Sciences | 3.64 | Workstation | 1 | Office Space Group | 116 | Open Plan - Professional/General Staff |  | Excellent | 907.40 | NO
North Terrace_NT36-Oliphant_Third Floor_311.03 _ Workstation | NT-NT36-04-311.03 | NT36-04-311.03-Workstation | North Terrace | NT | NT36 | Oliphant | 04 | Third Floor | 311.03 | 285 | School of Biological Sciences | 285 | School of Biological Sciences | 3.64 | Workstation | 1 | Office Space Group | 116 | Open Plan - Professional/General Staff |  | Excellent | 907.40 | NO
North Terrace_NT36-Oliphant_Third Floor_311.04 _ Workstation | NT-NT36-04-311.04 | NT36-04-311.04-Workstation | North Terrace | NT | NT36 | Oliphant | 04 | Third Floor | 311.04 | 285 | School of Biological Sciences | 285 | School of Biological Sciences | 3.64 | Workstation | 1 | Office Space Group | 116 | Open Plan - Professional/General Staff |  | Excellent | 907.40 | NO
North Terrace_NT36-Oliphant_Third Floor_311.05 _ Workstation | NT-NT36-04-311.05 | NT36-04-311.05-Workstation | North Terrace | NT | NT36 | Oliphant | 04 | Third Floor | 311.05 | 285 | School of Biological Sciences | 285 | School of Biological Sciences | 3.64 | Workstation | 1 | Office Space Group | 116 | Open Plan - Professional/General Staff |  | Excellent | 907.40 | NO
North Terrace_NT36-Oliphant_Third Floor_311.06 _ Workstation | NT-NT36-04-311.06 | NT36-04-311.06-Workstation | North Terrace | NT | NT36 | Oliphant | 04 | Third Floor | 311.06 | 285 | School of Biological Sciences | 285 | School of Biological Sciences | 3.42 | Workstation | 1 | Office Space Group | 116 | Open Plan - Professional/General Staff |  | Excellent | 852.56 | NO
North Terrace_NT36-Oliphant_Third Floor_311.07 _ Workstation | NT-NT36-04-311.07 | NT36-04-311.07-Workstation | North Terrace | NT | NT36 | Oliphant | 04 | Third Floor | 311.07 | 285 | School of Biological Sciences | 285 | School of Biological Sciences | 3.42 | Workstation | 1 | Office Space Group | 116 | Open Plan - Professional/General Staff |  | Excellent | 852.56 | NO
North Terrace_NT36-Oliphant_Third Floor_311.08 _ Workstation | NT-NT36-04-311.08 | NT36-04-311.08-Workstation | North Terrace | NT | NT36 | Oliphant | 04 | Third Floor | 311.08 | 285 | School of Biological Sciences | 285 | School of Biological Sciences | 3.42 | Workstation | 1 | Office Space Group | 116 | Open Plan - Professional/General Staff |  | Excellent | 852.56 | NO
North Terrace_NT36-Oliphant_Third Floor_311.09 _ Workstation | NT-NT36-04-311.09 | NT36-04-311.09-Workstation | North Terrace | NT | NT36 | Oliphant | 04 | Third Floor | 311.09 | 285 | School of Biological Sciences | 285 | School of Biological Sciences | 3.42 | Workstation | 1 | Office Space Group | 116 | Open Plan - Professional/General Staff |  | Excellent | 852.56 | NO
North Terrace_NT36-Oliphant_Third Floor_311.10 _ Workstation | NT-NT36-04-311.10 | NT36-04-311.10-Workstation | North Terrace | NT | NT36 | Oliphant | 04 | Third Floor | 311.10 | 285 | School of Biological Sciences | 285 | School of Biological Sciences | 3.42 | Workstation | 1 | Office Space Group | 116 | Open Plan - Professional/General Staff |  | Excellent | 852.56 | NO
North Terrace_NT36-Oliphant_Third Floor_311.11 _ Workstation | NT-NT36-04-311.11 | NT36-04-311.11-Workstation | North Terrace | NT | NT36 | Oliphant | 04 | Third Floor | 311.11 | 285 | School of Biological Sciences | 285 | School of Biological Sciences | 3.42 | Workstation | 1 | Office Space Group | 116 | Open Plan - Professional/General Staff |  | Excellent | 852.56 | NO
North Terrace_NT36-Oliphant_Third Floor_311.12 _ Workstation | NT-NT36-04-311.12 | NT36-04-311.12-Workstation | North Terrace | NT | NT36 | Oliphant | 04 | Third Floor | 311.12 | 285 | School of Biological Sciences | 285 | School of Biological Sciences | 3.42 | Workstation | 1 | Office Space Group | 116 | Open Plan - Professional/General Staff |  | Excellent | 852.56 | NO
North Terrace_NT36-Oliphant_Third Floor_311.13 _ Workstation | NT-NT36-04-311.13 | NT36-04-311.13-Workstation | North Terrace | NT | NT36 | Oliphant | 04 | Third Floor | 311.13 | 285 | School of Biological Sciences | 285 | School of Biological Sciences | 3.42 | Workstation | 1 | Office Space Group | 116 | Open Plan - Professional/General Staff |  | Excellent | 852.56 | NO
North Terrace_NT36-Oliphant_Third Floor_311.14 _ Workstation | NT-NT36-04-311.14 | NT36-04-311.14-Workstation | North Terrace | NT | NT36 | Oliphant | 04 | Third Floor | 311.14 | 285 | School of Biological Sciences | 285 | School of Biological Sciences | 4.47 | Workstation | 1 | Office Space Group | 116 | Open Plan - Professional/General Staff |  | Excellent | 1,114.31 | NO
North Terrace_NT36-Oliphant_Third Floor_311.15 _ Workstation | NT-NT36-04-311.15 | NT36-04-311.15-Workstation | North Terrace | NT | NT36 | Oliphant | 04 | Third Floor | 311.15 | 285 | School of Biological Sciences | 285 | School of Biological Sciences | 5.13 | Workstation | 1 | Office Space Group | 116 | Open Plan - Professional/General Staff |  | Excellent | 1,278.84 | NO
North Terrace_NT36-Oliphant_Third Floor_311.16 _ Workstation | NT-NT36-04-311.16 | NT36-04-311.16-Workstation | North Terrace | NT | NT36 | Oliphant | 04 | Third Floor | 311.16 | 285 | School of Biological Sciences | 285 | School of Biological Sciences | 4.24 | Workstation | 1 | Office Space Group | 116 | Open Plan - Professional/General Staff |  | Excellent | 1,056.97 | NO
North Terrace_NT36-Oliphant_Third Floor_311.17 _ Workstation | NT-NT36-04-311.17 | NT36-04-311.17-Workstation | North Terrace | NT | NT36 | Oliphant | 04 | Third Floor | 311.17 | 285 | School of Biological Sciences | 285 | School of Biological Sciences | 4.24 | Workstation | 1 | Office Space Group | 116 | Open Plan - Professional/General Staff |  | Excellent | 1,056.97 | NO
North Terrace_NT36-Oliphant_Third Floor_312 _ Office - Open Plan - Post Grad | NT-NT36-04-312 | NT36-04-312-Office - Open Plan - Post Grad | North Terrace | NT | NT36 | Oliphant | 04 | Third Floor | 312 | 285 | School of Biological Sciences | 285 | School of Biological Sciences | 51.67 | Office - Open Plan - Post Grad | 1 | Office Space Group | 114 | Open Plan - Research Students |  | Barely Adequate | 8,411.82 | NO
North Terrace_NT36-Oliphant_Third Floor_313 _ Office | NT-NT36-04-313 | NT36-04-313-Office | North Terrace | NT | NT36 | Oliphant | 04 | Third Floor | 313 | 285 | School of Biological Sciences | 285 | School of Biological Sciences | 30.81 | Office | 1 | Office Space Group | 101 | Office - Academic Staff |  | Barely Adequate | 5,015.83 | NO
North Terrace_NT36-Oliphant_Third Floor_314 _ A/L | NT-NT36-04-314 | NT36-04-314-A/L | North Terrace | NT | NT36 | Oliphant | 04 | Third Floor | 314 | 99939 | Unusable Spaces | 99939 | Unusable Spaces | 2.88 | A/L | 8 | Non Useable Floor Area Space Group | 805 | Non-usable - Circulation space |  | Unknown | 0.00 | NO
North Terrace_NT36-Oliphant_Third Floor_314A _ WC - M | NT-NT36-04-314A | NT36-04-314A-WC - M | North Terrace | NT | NT36 | Oliphant | 04 | Third Floor | 314A | 99939 | Unusable Spaces | 99939 | Unusable Spaces | 11.26 | WC - M | 8 | Non Useable Floor Area Space Group | 821 | Non-usable - Toilets/Amenities - Male |  | Unknown | 0.00 | NO
North Terrace_NT36-Oliphant_Third Floor_315 _ Laboratory | NT-NT36-04-315 | NT36-04-315-Laboratory | North Terrace | NT | NT36 | Oliphant | 04 | Third Floor | 315 | 285 | School of Biological Sciences | 285 | School of Biological Sciences | 12.02 | Laboratory | 1 | Office Space Group | 111 | Open Plan - Specific type not defined |  | Barely Adequate | 1,956.84 | NO
North Terrace_NT36-Oliphant_Third Floor_315.01 _ Workstation | NT-NT36-04-315.01 | NT36-04-315.01-Workstation | North Terrace | NT | NT36 | Oliphant | 04 | Third Floor | 315.01 | 285 | School of Biological Sciences | 285 | School of Biological Sciences | 3.64 | Workstation | 1 | Office Space Group | 116 | Open Plan - Professional/General Staff |  | Excellent | 907.40 | NO
North Terrace_NT36-Oliphant_Third Floor_315.02 _ Workstation | NT-NT36-04-315.02 | NT36-04-315.02-Workstation | North Terrace | NT | NT36 | Oliphant | 04 | Third Floor | 315.02 | 285 | School of Biological Sciences | 285 | School of Biological Sciences | 3.64 | Workstation | 1 | Office Space Group | 116 | Open Plan - Professional/General Staff |  | Excellent | 907.40 | NO
North Terrace_NT36-Oliphant_Third Floor_315.03 _ Workstation | NT-NT36-04-315.03 | NT36-04-315.03-Workstation | North Terrace | NT | NT36 | Oliphant | 04 | Third Floor | 315.03 | 285 | School of Biological Sciences | 285 | School of Biological Sciences | 3.93 | Workstation | 1 | Office Space Group | 116 | Open Plan - Professional/General Staff |  | Excellent | 979.69 | NO
North Terrace_NT36-Oliphant_Third Floor_315.04 _ Workstation | NT-NT36-04-315.04 | NT36-04-315.04-Workstation | North Terrace | NT | NT36 | Oliphant | 04 | Third Floor | 315.04 | 285 | School of Biological Sciences | 285 | School of Biological Sciences | 3.63 | Workstation | 1 | Office Space Group | 116 | Open Plan - Professional/General Staff |  | Excellent | 904.91 | NO
North Terrace_NT36-Oliphant_Third Floor_315.05 _ Workstation | NT-NT36-04-315.05 | NT36-04-315.05-Workstation | North Terrace | NT | NT36 | Oliphant | 04 | Third Floor | 315.05 | 285 | School of Biological Sciences | 285 | School of Biological Sciences | 3.93 | Workstation | 1 | Office Space Group | 116 | Open Plan - Professional/General Staff |  | Excellent | 979.69 | NO
North Terrace_NT36-Oliphant_Third Floor_315.06 _ Workstation | NT-NT36-04-315.06 | NT36-04-315.06-Workstation | North Terrace | NT | NT36 | Oliphant | 04 | Third Floor | 315.06 | 285 | School of Biological Sciences | 285 | School of Biological Sciences | 3.93 | Workstation | 1 | Office Space Group | 116 | Open Plan - Professional/General Staff |  | Excellent | 979.69 | NO
North Terrace_NT36-Oliphant_Third Floor_315.07 _ Workstation | NT-NT36-04-315.07 | NT36-04-315.07-Workstation | North Terrace | NT | NT36 | Oliphant | 04 | Third Floor | 315.07 | 285 | School of Biological Sciences | 285 | School of Biological Sciences | 3.63 | Workstation | 1 | Office Space Group | 116 | Open Plan - Professional/General Staff |  | Excellent | 904.91 | NO
North Terrace_NT36-Oliphant_Third Floor_315.08 _ Workstation | NT-NT36-04-315.08 | NT36-04-315.08-Workstation | North Terrace | NT | NT36 | Oliphant | 04 | Third Floor | 315.08 | 285 | School of Biological Sciences | 285 | School of Biological Sciences | 3.63 | Workstation | 1 | Office Space Group | 116 | Open Plan - Professional/General Staff |  | Excellent | 904.91 | NO
North Terrace_NT36-Oliphant_Third Floor_315.09 _ Workstation | NT-NT36-04-315.09 | NT36-04-315.09-Workstation | North Terrace | NT | NT36 | Oliphant | 04 | Third Floor | 315.09 | 285 | School of Biological Sciences | 285 | School of Biological Sciences | 3.93 | Workstation | 1 | Office Space Group | 116 | Open Plan - Professional/General Staff |  | Excellent | 979.69 | NO
North Terrace_NT36-Oliphant_Third Floor_315.10 _ Workstation | NT-NT36-04-315.10 | NT36-04-315.10-Workstation | North Terrace | NT | NT36 | Oliphant | 04 | Third Floor | 315.10 | 285 | School of Biological Sciences | 285 | School of Biological Sciences | 3.93 | Workstation | 1 | Office Space Group | 116 | Open Plan - Professional/General Staff |  | Excellent | 979.69 | NO
North Terrace_NT36-Oliphant_Third Floor_315.11 _ Workstation | NT-NT36-04-315.11 | NT36-04-315.11-Workstation | North Terrace | NT | NT36 | Oliphant | 04 | Third Floor | 315.11 | 285 | School of Biological Sciences | 285 | School of Biological Sciences | 3.63 | Workstation | 1 | Office Space Group | 116 | Open Plan - Professional/General Staff |  | Excellent | 904.91 | NO
North Terrace_NT36-Oliphant_Third Floor_315.12 _ Workstation | NT-NT36-04-315.12 | NT36-04-315.12-Workstation | North Terrace | NT | NT36 | Oliphant | 04 | Third Floor | 315.12 | 285 | School of Biological Sciences | 285 | School of Biological Sciences | 3.63 | Workstation | 1 | Office Space Group | 116 | Open Plan - Professional/General Staff |  | Excellent | 904.91 | NO
North Terrace_NT36-Oliphant_Third Floor_315.13 _ Workstation | NT-NT36-04-315.13 | NT36-04-315.13-Workstation | North Terrace | NT | NT36 | Oliphant | 04 | Third Floor | 315.13 | 285 | School of Biological Sciences | 285 | School of Biological Sciences | 3.93 | Workstation | 1 | Office Space Group | 116 | Open Plan - Professional/General Staff |  | Excellent | 979.69 | NO
North Terrace_NT36-Oliphant_Third Floor_315.14 _ Workstation | NT-NT36-04-315.14 | NT36-04-315.14-Workstation | North Terrace | NT | NT36 | Oliphant | 04 | Third Floor | 315.14 | 285 | School of Biological Sciences | 285 | School of Biological Sciences | 3.93 | Workstation | 1 | Office Space Group | 116 | Open Plan - Professional/General Staff |  | Excellent | 979.69 | NO
North Terrace_NT36-Oliphant_Third Floor_315.15 _ Workstation | NT-NT36-04-315.15 | NT36-04-315.15-Workstation | North Terrace | NT | NT36 | Oliphant | 04 | Third Floor | 315.15 | 285 | School of Biological Sciences | 285 | School of Biological Sciences | 3.63 | Workstation | 1 | Office Space Group | 116 | Open Plan - Professional/General Staff |  | Excellent | 904.91 | NO
North Terrace_NT36-Oliphant_Third Floor_315A _ VSR | NT-NT36-04-315A | NT36-04-315A-VSR | North Terrace | NT | NT36 | Oliphant | 04 | Third Floor | 315A | 99939 | Unusable Spaces | 99939 | Unusable Spaces | 1.35 | VSR | 8 | Non Useable Floor Area Space Group | 840 | Non-usable - Service riser |  | Unknown | 0.00 | NO
North Terrace_NT36-Oliphant_Third Floor_316 _ Office | NT-NT36-04-316 | NT36-04-316-Office | North Terrace | NT | NT36 | Oliphant | 04 | Third Floor | 316 | 285 | School of Biological Sciences | 285 | School of Biological Sciences | 3.8 | Office | 1 | Office Space Group | 111 | Open Plan - Specific type not defined |  | Barely Adequate | 618.64 | NO
North Terrace_NT36-Oliphant_Third Floor_316.01 _ Workstation | NT-NT36-04-316.01 | NT36-04-316.01-Workstation | North Terrace | NT | NT36 | Oliphant | 04 | Third Floor | 316.01 | 285 | School of Biological Sciences | 285 | School of Biological Sciences | 3.85 | Workstation | 1 | Office Space Group | 116 | Open Plan - Professional/General Staff |  | Excellent | 959.75 | NO
North Terrace_NT36-Oliphant_Third Floor_316.02 _ Workstation | NT-NT36-04-316.02 | NT36-04-316.02-Workstation | North Terrace | NT | NT36 | Oliphant | 04 | Third Floor | 316.02 | 285 | School of Biological Sciences | 285 | School of Biological Sciences | 3.55 | Workstation | 1 | Office Space Group | 116 | Open Plan - Professional/General Staff |  | Excellent | 884.96 | NO
North Terrace_NT36-Oliphant_Third Floor_316.03 _ Workstation | NT-NT36-04-316.03 | NT36-04-316.03-Workstation | North Terrace | NT | NT36 | Oliphant | 04 | Third Floor | 316.03 | 285 | School of Biological Sciences | 285 | School of Biological Sciences | 3.85 | Workstation | 1 | Office Space Group | 116 | Open Plan - Professional/General Staff |  | Excellent | 959.75 | NO
North Terrace_NT36-Oliphant_Third Floor_316.04 _ Workstation | NT-NT36-04-316.04 | NT36-04-316.04-Workstation | North Terrace | NT | NT36 | Oliphant | 04 | Third Floor | 316.04 | 285 | School of Biological Sciences | 285 | School of Biological Sciences | 3.92 | Workstation | 1 | Office Space Group | 116 | Open Plan - Professional/General Staff |  | Excellent | 977.20 | NO
North Terrace_NT36-Oliphant_Third Floor_316.05 _ Workstation | NT-NT36-04-316.05 | NT36-04-316.05-Workstation | North Terrace | NT | NT36 | Oliphant | 04 | Third Floor | 316.05 | 285 | School of Biological Sciences | 285 | School of Biological Sciences | 3.62 | Workstation | 1 | Office Space Group | 116 | Open Plan - Professional/General Staff |  | Excellent | 902.41 | NO
North Terrace_NT36-Oliphant_Third Floor_316.06 _ Workstation | NT-NT36-04-316.06 | NT36-04-316.06-Workstation | North Terrace | NT | NT36 | Oliphant | 04 | Third Floor | 316.06 | 285 | School of Biological Sciences | 285 | School of Biological Sciences | 3.92 | Workstation | 1 | Office Space Group | 116 | Open Plan - Professional/General Staff |  | Excellent | 977.20 | NO
North Terrace_NT36-Oliphant_Third Floor_316.07 _ Workstation | NT-NT36-04-316.07 | NT36-04-316.07-Workstation | North Terrace | NT | NT36 | Oliphant | 04 | Third Floor | 316.07 | 285 | School of Biological Sciences | 285 | School of Biological Sciences | 3.62 | Workstation | 1 | Office Space Group | 116 | Open Plan - Professional/General Staff |  | Excellent | 902.41 | NO
North Terrace_NT36-Oliphant_Third Floor_316.08 _ Workstation | NT-NT36-04-316.08 | NT36-04-316.08-Workstation | North Terrace | NT | NT36 | Oliphant | 04 | Third Floor | 316.08 | 285 | School of Biological Sciences | 285 | School of Biological Sciences | 3.92 | Workstation | 1 | Office Space Group | 116 | Open Plan - Professional/General Staff |  | Excellent | 977.20 | NO
North Terrace_NT36-Oliphant_Third Floor_317 _ Research Laboratory | NT-NT36-04-317 | NT36-04-317-Research Laboratory | North Terrace | NT | NT36 | Oliphant | 04 | Third Floor | 317 | 285 | School of Biological Sciences | 285 | School of Biological Sciences | 14.63 | Research Laboratory | 1 | Office Space Group | 101 | Office - Academic Staff |  | Barely Adequate | 2,381.75 | NO
North Terrace_NT36-Oliphant_Third Floor_318 _ Office | NT-NT36-04-318 | NT36-04-318-Office | North Terrace | NT | NT36 | Oliphant | 04 | Third Floor | 318 | 285 | School of Biological Sciences | 285 | School of Biological Sciences | 17.11 | Office | 1 | Office Space Group | 101 | Office - Academic Staff |  | Barely Adequate | 2,785.49 | NO
North Terrace_NT36-Oliphant_Fourth Floor_400 _ Lobby | NT-NT36-05-400 | NT36-05-400-Lobby | North Terrace | NT | NT36 | Oliphant | 05 | Fourth Floor | 400 | 99939 | Unusable Spaces | 99939 | Unusable Spaces | 13.78 | Lobby | 8 | Non Useable Floor Area Space Group | 805 | Non-usable - Circulation space |  | Unknown | 0.00 | NO
North Terrace_NT36-Oliphant_Fourth Floor_400B _ Corr. | NT-NT36-05-400B | NT36-05-400B-Corr. | North Terrace | NT | NT36 | Oliphant | 05 | Fourth Floor | 400B | 99939 | Unusable Spaces | 99939 | Unusable Spaces | 33.01 | Corr. | 8 | Non Useable Floor Area Space Group | 805 | Non-usable - Circulation space |  | Excellent | 0.00 | NO
North Terrace_NT36-Oliphant_Fourth Floor_400C _ VSR | NT-NT36-05-400C | NT36-05-400C-VSR | North Terrace | NT | NT36 | Oliphant | 05 | Fourth Floor | 400C | 99939 | Unusable Spaces | 99939 | Unusable Spaces | 0.64 | VSR | 8 | Non Useable Floor Area Space Group | 840 | Non-usable - Service riser |  | Unknown | 0.00 | NO
North Terrace_NT36-Oliphant_Fourth Floor_400D _ Stair B | NT-NT36-05-400D | NT36-05-400D-Stair B | North Terrace | NT | NT36 | Oliphant | 05 | Fourth Floor | 400D | 99939 | Unusable Spaces | 99939 | Unusable Spaces | 14.35 | Stair B | 8 | Non Useable Floor Area Space Group | 805 | Non-usable - Circulation space |  | Unknown | 0.00 | NO
North Terrace_NT36-Oliphant_Fourth Floor_400E _ Lobby | NT-NT36-05-400E | NT36-05-400E-Lobby | North Terrace | NT | NT36 | Oliphant | 05 | Fourth Floor | 400E | 99939 | Unusable Spaces | 99939 | Unusable Spaces | 6.39 | Lobby | 8 | Non Useable Floor Area Space Group | 805 | Non-usable - Circulation space |  | Excellent | 0.00 | NO
North Terrace_NT36-Oliphant_Fourth Floor_400G _ VSR | NT-NT36-05-400G | NT36-05-400G-VSR | North Terrace | NT | NT36 | Oliphant | 05 | Fourth Floor | 400G | 99939 | Unusable Spaces | 99939 | Unusable Spaces | 0.24 | VSR | 8 | Non Useable Floor Area Space Group | 840 | Non-usable - Service riser |  | Unknown | 0.00 | NO
North Terrace_NT36-Oliphant_Fourth Floor_400H _ VSR | NT-NT36-05-400H | NT36-05-400H-VSR | North Terrace | NT | NT36 | Oliphant | 05 | Fourth Floor | 400H | 99939 | Unusable Spaces | 99939 | Unusable Spaces | 0.1 | VSR | 8 | Non Useable Floor Area Space Group | 840 | Non-usable - Service riser |  | Unknown | 0.00 | NO
North Terrace_NT36-Oliphant_Fourth Floor_400J _ VSR | NT-NT36-05-400J | NT36-05-400J-VSR | North Terrace | NT | NT36 | Oliphant | 05 | Fourth Floor | 400J | 99939 | Unusable Spaces | 99939 | Unusable Spaces | 0.12 | VSR | 8 | Non Useable Floor Area Space Group | 840 | Non-usable - Service riser |  | Unknown | 0.00 | NO
North Terrace_NT36-Oliphant_Fourth Floor_401 _ Stair A | NT-NT36-05-401 | NT36-05-401-Stair A | North Terrace | NT | NT36 | Oliphant | 05 | Fourth Floor | 401 | 99939 | Unusable Spaces | 99939 | Unusable Spaces | 12.35 | Stair A | 8 | Non Useable Floor Area Space Group | 805 | Non-usable - Circulation space |  | Unknown | 0.00 | NO
North Terrace_NT36-Oliphant_Fourth Floor_402 _ WC - F | NT-NT36-05-402 | NT36-05-402-WC - F | North Terrace | NT | NT36 | Oliphant | 05 | Fourth Floor | 402 | 99939 | Unusable Spaces | 99939 | Unusable Spaces | 7.2 | WC - F | 8 | Non Useable Floor Area Space Group | 820 | Non-usable - Toilets/Amenities - Female |  | Unknown | 0.00 | NO
North Terrace_NT36-Oliphant_Fourth Floor_403 _ Cleaner | NT-NT36-05-403 | NT36-05-403-Cleaner | North Terrace | NT | NT36 | Oliphant | 05 | Fourth Floor | 403 | 99939 | Unusable Spaces | 99939 | Unusable Spaces | 1.5 | Cleaner | 8 | Non Useable Floor Area Space Group | 806 | Non-usable - Cleaners room |  | Unknown | 0.00 | NO
North Terrace_NT36-Oliphant_Fourth Floor_403A _ VSR | NT-NT36-05-403A | NT36-05-403A-VSR | North Terrace | NT | NT36 | Oliphant | 05 | Fourth Floor | 403A | 99939 | Unusable Spaces | 99939 | Unusable Spaces | 0.48 | VSR | 8 | Non Useable Floor Area Space Group | 840 | Non-usable - Service riser |  | Unknown | 0.00 | NO
North Terrace_NT36-Oliphant_Fourth Floor_404 _ Quiet Room | NT-NT36-05-404 | NT36-05-404-Quiet Room | North Terrace | NT | NT36 | Oliphant | 05 | Fourth Floor | 404 | 621 | Marketing and Recruitment | 621 | Marketing and Recruitment | 10.58 | Quiet Room | 1 | Office Space Group | 119 | Informal Work Space |  | Excellent | 2,637.44 | NO
North Terrace_NT36-Oliphant_Fourth Floor_405 _ Office - Open Plan | NT-NT36-05-405 | NT36-05-405-Office - Open Plan | North Terrace | NT | NT36 | Oliphant | 05 | Fourth Floor | 405 | 621 | Marketing and Recruitment | 621 | Marketing and Recruitment | 12.62 | Office - Open Plan | 1 | Office Space Group | 111 | Open Plan - Specific type not defined |  | Excellent | 3,145.99 | NO
North Terrace_NT36-Oliphant_Fourth Floor_405.01 _ Workstation | NT-NT36-05-405.01 | NT36-05-405.01-Workstation | North Terrace | NT | NT36 | Oliphant | 05 | Fourth Floor | 405.01 | 621 | Marketing and Recruitment | 621 | Marketing and Recruitment | 3.42 | Workstation | 1 | Office Space Group | 116 | Open Plan - Professional/General Staff |  | Excellent | 852.56 | NO
North Terrace_NT36-Oliphant_Fourth Floor_405.02 _ Workstation | NT-NT36-05-405.02 | NT36-05-405.02-Workstation | North Terrace | NT | NT36 | Oliphant | 05 | Fourth Floor | 405.02 | 621 | Marketing and Recruitment | 621 | Marketing and Recruitment | 3.42 | Workstation | 1 | Office Space Group | 116 | Open Plan - Professional/General Staff |  | Excellent | 852.56 | NO
North Terrace_NT36-Oliphant_Fourth Floor_405.03 _ Workstation | NT-NT36-05-405.03 | NT36-05-405.03-Workstation | North Terrace | NT | NT36 | Oliphant | 05 | Fourth Floor | 405.03 | 621 | Marketing and Recruitment | 621 | Marketing and Recruitment | 3.42 | Workstation | 1 | Office Space Group | 116 | Open Plan - Professional/General Staff |  | Excellent | 852.56 | NO
North Terrace_NT36-Oliphant_Fourth Floor_405.04 _ Workstation | NT-NT36-05-405.04 | NT36-05-405.04-Workstation | North Terrace | NT | NT36 | Oliphant | 05 | Fourth Floor | 405.04 | 621 | Marketing and Recruitment | 621 | Marketing and Recruitment | 4.7 | Workstation | 1 | Office Space Group | 116 | Open Plan - Professional/General Staff |  | Excellent | 1,171.64 | NO
North Terrace_NT36-Oliphant_Fourth Floor_405.05 _ Workstation | NT-NT36-05-405.05 | NT36-05-405.05-Workstation | North Terrace | NT | NT36 | Oliphant | 05 | Fourth Floor | 405.05 | 621 | Marketing and Recruitment | 621 | Marketing and Recruitment | 3.42 | Workstation | 1 | Office Space Group | 116 | Open Plan - Professional/General Staff |  | Excellent | 852.56 | NO
North Terrace_NT36-Oliphant_Fourth Floor_405.06 _ Workstation | NT-NT36-05-405.06 | NT36-05-405.06-Workstation | North Terrace | NT | NT36 | Oliphant | 05 | Fourth Floor | 405.06 | 621 | Marketing and Recruitment | 621 | Marketing and Recruitment | 3.42 | Workstation | 1 | Office Space Group | 116 | Open Plan - Professional/General Staff |  | Excellent | 852.56 | NO
North Terrace_NT36-Oliphant_Fourth Floor_405.07 _ Workstation | NT-NT36-05-405.07 | NT36-05-405.07-Workstation | North Terrace | NT | NT36 | Oliphant | 05 | Fourth Floor | 405.07 | 621 | Marketing and Recruitment | 621 | Marketing and Recruitment | 3.55 | Workstation | 1 | Office Space Group | 116 | Open Plan - Professional/General Staff |  | Excellent | 884.96 | NO
North Terrace_NT36-Oliphant_Fourth Floor_405.08 _ Workstation | NT-NT36-05-405.08 | NT36-05-405.08-Workstation | North Terrace | NT | NT36 | Oliphant | 05 | Fourth Floor | 405.08 | 621 | Marketing and Recruitment | 621 | Marketing and Recruitment | 3.42 | Workstation | 1 | Office Space Group | 116 | Open Plan - Professional/General Staff |  | Excellent | 852.56 | NO
North Terrace_NT36-Oliphant_Fourth Floor_405.09 _ Workstation | NT-NT36-05-405.09 | NT36-05-405.09-Workstation | North Terrace | NT | NT36 | Oliphant | 05 | Fourth Floor | 405.09 | 621 | Marketing and Recruitment | 621 | Marketing and Recruitment | 3.42 | Workstation | 1 | Office Space Group | 116 | Open Plan - Professional/General Staff |  | Excellent | 852.56 | NO
North Terrace_NT36-Oliphant_Fourth Floor_405A _ Office - Open Plan | NT-NT36-05-405A | NT36-05-405A-Office - Open Plan | North Terrace | NT | NT36 | Oliphant | 05 | Fourth Floor | 405A | 621 | Marketing and Recruitment | 621 | Marketing and Recruitment | 4.1 | Office - Open Plan | 1 | Office Space Group | 111 | Open Plan - Specific type not defined |  | Excellent | 1,022.07 | NO
North Terrace_NT36-Oliphant_Fourth Floor_406 _ Office | NT-NT36-05-406 | NT36-05-406-Office | North Terrace | NT | NT36 | Oliphant | 05 | Fourth Floor | 406 | 621 | Marketing and Recruitment | 621 | Marketing and Recruitment | 11.12 | Office | 1 | Office Space Group | 108 | Office - Professional/General Staff |  | Excellent | 2,772.06 | NO
North Terrace_NT36-Oliphant_Fourth Floor_407 _ Meeting | NT-NT36-05-407 | NT36-05-407-Meeting | North Terrace | NT | NT36 | Oliphant | 05 | Fourth Floor | 407 | 621 | Marketing and Recruitment | 621 | Marketing and Recruitment | 11.42 | Meeting | 6 | General Facility Space Group | 601 | General Facility - Committee/Conference/Meeting room |  | Excellent | 3,188.46 | NO
North Terrace_NT36-Oliphant_Fourth Floor_408 _ Office | NT-NT36-05-408 | NT36-05-408-Office | North Terrace | NT | NT36 | Oliphant | 05 | Fourth Floor | 408 | 621 | Marketing and Recruitment | 621 | Marketing and Recruitment | 11.63 | Office | 1 | Office Space Group | 108 | Office - Professional/General Staff |  | Excellent | 2,899.19 | NO
North Terrace_NT36-Oliphant_Fourth Floor_409 _ Office | NT-NT36-05-409 | NT36-05-409-Office | North Terrace | NT | NT36 | Oliphant | 05 | Fourth Floor | 409 | 621 | Marketing and Recruitment | 621 | Marketing and Recruitment | 11.01 | Office | 1 | Office Space Group | 108 | Office - Professional/General Staff |  | Excellent | 2,744.64 | NO
North Terrace_NT36-Oliphant_Fourth Floor_410 _ Office - Open Plan | NT-NT36-05-410 | NT36-05-410-Office - Open Plan | North Terrace | NT | NT36 | Oliphant | 05 | Fourth Floor | 410 | 621 | Marketing and Recruitment | 621 | Marketing and Recruitment | 18.07 | Office - Open Plan | 1 | Office Space Group | 111 | Open Plan - Specific type not defined |  | Excellent | 4,504.59 | NO
North Terrace_NT36-Oliphant_Fourth Floor_410.01 _ Workstation | NT-NT36-05-410.01 | NT36-05-410.01-Workstation | North Terrace | NT | NT36 | Oliphant | 05 | Fourth Floor | 410.01 | 621 | Marketing and Recruitment | 621 | Marketing and Recruitment | 4.66 | Workstation | 1 | Office Space Group | 116 | Open Plan - Professional/General Staff |  | Excellent | 1,161.67 | NO
North Terrace_NT36-Oliphant_Fourth Floor_410.02 _ Workstation | NT-NT36-05-410.02 | NT36-05-410.02-Workstation | North Terrace | NT | NT36 | Oliphant | 05 | Fourth Floor | 410.02 | 621 | Marketing and Recruitment | 621 | Marketing and Recruitment | 3.57 | Workstation | 1 | Office Space Group | 116 | Open Plan - Professional/General Staff |  | Excellent | 889.95 | NO
North Terrace_NT36-Oliphant_Fourth Floor_410.03 _ Workstation | NT-NT36-05-410.03 | NT36-05-410.03-Workstation | North Terrace | NT | NT36 | Oliphant | 05 | Fourth Floor | 410.03 | 621 | Marketing and Recruitment | 621 | Marketing and Recruitment | 3.57 | Workstation | 1 | Office Space Group | 116 | Open Plan - Professional/General Staff |  | Excellent | 889.95 | NO
North Terrace_NT36-Oliphant_Fourth Floor_410.04 _ Workstation | NT-NT36-05-410.04 | NT36-05-410.04-Workstation | North Terrace | NT | NT36 | Oliphant | 05 | Fourth Floor | 410.04 | 621 | Marketing and Recruitment | 621 | Marketing and Recruitment | 3.55 | Workstation | 1 | Office Space Group | 116 | Open Plan - Professional/General Staff |  | Excellent | 884.96 | NO
North Terrace_NT36-Oliphant_Fourth Floor_410.05 _ Workstation | NT-NT36-05-410.05 | NT36-05-410.05-Workstation | North Terrace | NT | NT36 | Oliphant | 05 | Fourth Floor | 410.05 | 621 | Marketing and Recruitment | 621 | Marketing and Recruitment | 3.55 | Workstation | 1 | Office Space Group | 116 | Open Plan - Professional/General Staff |  | Excellent | 884.96 | NO
North Terrace_NT36-Oliphant_Fourth Floor_410.06 _ Workstation | NT-NT36-05-410.06 | NT36-05-410.06-Workstation | North Terrace | NT | NT36 | Oliphant | 05 | Fourth Floor | 410.06 | 621 | Marketing and Recruitment | 621 | Marketing and Recruitment | 3.36 | Workstation | 1 | Office Space Group | 116 | Open Plan - Professional/General Staff |  | Excellent | 837.60 | NO
North Terrace_NT36-Oliphant_Fourth Floor_410.07 _ Workstation | NT-NT36-05-410.07 | NT36-05-410.07-Workstation | North Terrace | NT | NT36 | Oliphant | 05 | Fourth Floor | 410.07 | 621 | Marketing and Recruitment | 621 | Marketing and Recruitment | 3.36 | Workstation | 1 | Office Space Group | 116 | Open Plan - Professional/General Staff |  | Excellent | 837.60 | NO
North Terrace_NT36-Oliphant_Fourth Floor_410.08 _ Workstation | NT-NT36-05-410.08 | NT36-05-410.08-Workstation | North Terrace | NT | NT36 | Oliphant | 05 | Fourth Floor | 410.08 | 621 | Marketing and Recruitment | 621 | Marketing and Recruitment | 3.36 | Workstation | 1 | Office Space Group | 116 | Open Plan - Professional/General Staff |  | Excellent | 837.60 | NO
North Terrace_NT36-Oliphant_Fourth Floor_410.09 _ Workstation | NT-NT36-05-410.09 | NT36-05-410.09-Workstation | North Terrace | NT | NT36 | Oliphant | 05 | Fourth Floor | 410.09 | 621 | Marketing and Recruitment | 621 | Marketing and Recruitment | 3.36 | Workstation | 1 | Office Space Group | 116 | Open Plan - Professional/General Staff |  | Excellent | 837.60 | NO
North Terrace_NT36-Oliphant_Fourth Floor_410.10 _ Workstation | NT-NT36-05-410.10 | NT36-05-410.10-Workstation | North Terrace | NT | NT36 | Oliphant | 05 | Fourth Floor | 410.10 | 621 | Marketing and Recruitment | 621 | Marketing and Recruitment | 3.55 | Workstation | 1 | Office Space Group | 116 | Open Plan - Professional/General Staff |  | Excellent | 884.96 | NO
North Terrace_NT36-Oliphant_Fourth Floor_410.11 _ Workstation | NT-NT36-05-410.11 | NT36-05-410.11-Workstation | North Terrace | NT | NT36 | Oliphant | 05 | Fourth Floor | 410.11 | 621 | Marketing and Recruitment | 621 | Marketing and Recruitment | 3.55 | Workstation | 1 | Office Space Group | 116 | Open Plan - Professional/General Staff |  | Excellent | 884.96 | NO
North Terrace_NT36-Oliphant_Fourth Floor_410.12 _ Workstation | NT-NT36-05-410.12 | NT36-05-410.12-Workstation | North Terrace | NT | NT36 | Oliphant | 05 | Fourth Floor | 410.12 | 621 | Marketing and Recruitment | 621 | Marketing and Recruitment | 3.57 | Workstation | 1 | Office Space Group | 116 | Open Plan - Professional/General Staff |  | Excellent | 889.95 | NO
North Terrace_NT36-Oliphant_Fourth Floor_410.13 _ Workstation | NT-NT36-05-410.13 | NT36-05-410.13-Workstation | North Terrace | NT | NT36 | Oliphant | 05 | Fourth Floor | 410.13 | 621 | Marketing and Recruitment | 621 | Marketing and Recruitment | 3.57 | Workstation | 1 | Office Space Group | 116 | Open Plan - Professional/General Staff |  | Excellent | 889.95 | NO
North Terrace_NT36-Oliphant_Fourth Floor_410.14 _ Workstation | NT-NT36-05-410.14 | NT36-05-410.14-Workstation | North Terrace | NT | NT36 | Oliphant | 05 | Fourth Floor | 410.14 | 621 | Marketing and Recruitment | 621 | Marketing and Recruitment | 4.67 | Workstation | 1 | Office Space Group | 116 | Open Plan - Professional/General Staff |  | Excellent | 1,164.16 | NO
North Terrace_NT36-Oliphant_Fourth Floor_410F _ Corr. | NT-NT36-05-410F | NT36-05-410F-Corr. | North Terrace | NT | NT36 | Oliphant | 05 | Fourth Floor | 410F | 99939 | Unusable Spaces | 99939 | Unusable Spaces | 27.94 | Corr. | 8 | Non Useable Floor Area Space Group | 805 | Non-usable - Circulation space |  | Excellent | 0.00 | NO
North Terrace_NT36-Oliphant_Fourth Floor_415 _ Office - Open Plan | NT-NT36-05-415 | NT36-05-415-Office - Open Plan | North Terrace | NT | NT36 | Oliphant | 05 | Fourth Floor | 415 | 621 | Marketing and Recruitment | 621 | Marketing and Recruitment | 8.95 | Office - Open Plan | 1 | Office Space Group | 111 | Open Plan - Specific type not defined |  | Excellent | 2,231.11 | NO
North Terrace_NT36-Oliphant_Fourth Floor_415.01 _ Workstation | NT-NT36-05-415.01 | NT36-05-415.01-Workstation | North Terrace | NT | NT36 | Oliphant | 05 | Fourth Floor | 415.01 | 621 | Marketing and Recruitment | 621 | Marketing and Recruitment | 4.04 | Workstation | 1 | Office Space Group | 116 | Open Plan - Professional/General Staff |  | Excellent | 1,007.11 | NO
North Terrace_NT36-Oliphant_Fourth Floor_415.02 _ Workstation | NT-NT36-05-415.02 | NT36-05-415.02-Workstation | North Terrace | NT | NT36 | Oliphant | 05 | Fourth Floor | 415.02 | 621 | Marketing and Recruitment | 621 | Marketing and Recruitment | 4.26 | Workstation | 1 | Office Space Group | 116 | Open Plan - Professional/General Staff |  | Excellent | 1,061.96 | NO
North Terrace_NT36-Oliphant_Fourth Floor_415.03 _ Workstation | NT-NT36-05-415.03 | NT36-05-415.03-Workstation | North Terrace | NT | NT36 | Oliphant | 05 | Fourth Floor | 415.03 | 621 | Marketing and Recruitment | 621 | Marketing and Recruitment | 3.38 | Workstation | 1 | Office Space Group | 116 | Open Plan - Professional/General Staff |  | Excellent | 842.59 | NO
North Terrace_NT36-Oliphant_Fourth Floor_415.04 _ Workstation | NT-NT36-05-415.04 | NT36-05-415.04-Workstation | North Terrace | NT | NT36 | Oliphant | 05 | Fourth Floor | 415.04 | 621 | Marketing and Recruitment | 621 | Marketing and Recruitment | 3.38 | Workstation | 1 | Office Space Group | 116 | Open Plan - Professional/General Staff |  | Excellent | 842.59 | NO
North Terrace_NT36-Oliphant_Fourth Floor_415.05 _ Workstation | NT-NT36-05-415.05 | NT36-05-415.05-Workstation | North Terrace | NT | NT36 | Oliphant | 05 | Fourth Floor | 415.05 | 621 | Marketing and Recruitment | 621 | Marketing and Recruitment | 3.38 | Workstation | 1 | Office Space Group | 116 | Open Plan - Professional/General Staff |  | Excellent | 842.59 | NO
North Terrace_NT36-Oliphant_Fourth Floor_415.06 _ Workstation | NT-NT36-05-415.06 | NT36-05-415.06-Workstation | North Terrace | NT | NT36 | Oliphant | 05 | Fourth Floor | 415.06 | 621 | Marketing and Recruitment | 621 | Marketing and Recruitment | 3.38 | Workstation | 1 | Office Space Group | 116 | Open Plan - Professional/General Staff |  | Excellent | 842.59 | NO
North Terrace_NT36-Oliphant_Fourth Floor_415.07 _ Workstation | NT-NT36-05-415.07 | NT36-05-415.07-Workstation | North Terrace | NT | NT36 | Oliphant | 05 | Fourth Floor | 415.07 | 621 | Marketing and Recruitment | 621 | Marketing and Recruitment | 3.94 | Workstation | 1 | Office Space Group | 116 | Open Plan - Professional/General Staff |  | Excellent | 982.19 | NO
North Terrace_NT36-Oliphant_Fourth Floor_416 _ Staff Room | NT-NT36-05-416 | NT36-05-416-Staff Room | North Terrace | NT | NT36 | Oliphant | 05 | Fourth Floor | 416 | 621 | Marketing and Recruitment | 621 | Marketing and Recruitment | 16.73 | Staff Room | 6 | General Facility Space Group | 608 | General Facility - Kitchen/Servery/Food Storage |  | Excellent | 4,671.02 | NO
North Terrace_NT36-Oliphant_Fourth Floor_417 _ Meeting | NT-NT36-05-417 | NT36-05-417-Meeting | North Terrace | NT | NT36 | Oliphant | 05 | Fourth Floor | 417 | 621 | Marketing and Recruitment | 621 | Marketing and Recruitment | 30.12 | Meeting | 6 | General Facility Space Group | 601 | General Facility - Committee/Conference/Meeting room |  | Excellent | 8,409.51 | NO
North Terrace_NT36-Oliphant_Fourth Floor_418 _ A/L | NT-NT36-05-418 | NT36-05-418-A/L | North Terrace | NT | NT36 | Oliphant | 05 | Fourth Floor | 418 | 99939 | Unusable Spaces | 99939 | Unusable Spaces | 2.88 | A/L | 8 | Non Useable Floor Area Space Group | 822 | Non-usable - Toilets/Amenities - Unisex |  | Unknown | 0.00 | NO
North Terrace_NT36-Oliphant_Fourth Floor_418A _ WC - U - Access (RH) | NT-NT36-05-418A | NT36-05-418A-WC - U - Access (RH) | North Terrace | NT | NT36 | Oliphant | 05 | Fourth Floor | 418A | 99939 | Unusable Spaces | 99939 | Unusable Spaces | 11.26 | WC - U - Access (RH) | 8 | Non Useable Floor Area Space Group | 818 | Non-usable - Toilets/Amenities - Unisex Accessible |  | Unknown | 0.00 | NO
North Terrace_NT36-Oliphant_Fourth Floor_419 _ Office - Open Plan | NT-NT36-05-419 | NT36-05-419-Office - Open Plan | North Terrace | NT | NT36 | Oliphant | 05 | Fourth Floor | 419 | 621 | Marketing and Recruitment | 621 | Marketing and Recruitment | 6.87 | Office - Open Plan | 1 | Office Space Group | 111 | Open Plan - Specific type not defined |  | Excellent | 1,712.59 | NO
North Terrace_NT36-Oliphant_Fourth Floor_419.01 _ Workstation | NT-NT36-05-419.01 | NT36-05-419.01-Workstation | North Terrace | NT | NT36 | Oliphant | 05 | Fourth Floor | 419.01 | 621 | Marketing and Recruitment | 621 | Marketing and Recruitment | 3.13 | Workstation | 1 | Office Space Group | 116 | Open Plan - Professional/General Staff |  | Excellent | 780.26 | NO
North Terrace_NT36-Oliphant_Fourth Floor_419.02 _ Workstation | NT-NT36-05-419.02 | NT36-05-419.02-Workstation | North Terrace | NT | NT36 | Oliphant | 05 | Fourth Floor | 419.02 | 621 | Marketing and Recruitment | 621 | Marketing and Recruitment | 3.13 | Workstation | 1 | Office Space Group | 116 | Open Plan - Professional/General Staff |  | Excellent | 780.26 | NO
North Terrace_NT36-Oliphant_Fourth Floor_419.03 _ Workstation | NT-NT36-05-419.03 | NT36-05-419.03-Workstation | North Terrace | NT | NT36 | Oliphant | 05 | Fourth Floor | 419.03 | 621 | Marketing and Recruitment | 621 | Marketing and Recruitment | 3.65 | Workstation | 1 | Office Space Group | 116 | Open Plan - Professional/General Staff |  | Excellent | 909.89 | NO
North Terrace_NT36-Oliphant_Fourth Floor_419A _ VSR | NT-NT36-05-419A | NT36-05-419A-VSR | North Terrace | NT | NT36 | Oliphant | 05 | Fourth Floor | 419A | 99939 | Unusable Spaces | 99939 | Unusable Spaces | 1.35 | VSR | 8 | Non Useable Floor Area Space Group | 840 | Non-usable - Service riser |  | Unknown | 0.00 | NO
North Terrace_NT36-Oliphant_Fourth Floor_420 _ Office - Open Plan | NT-NT36-05-420 | NT36-05-420-Office - Open Plan | North Terrace | NT | NT36 | Oliphant | 05 | Fourth Floor | 420 | 621 | Marketing and Recruitment | 621 | Marketing and Recruitment | 6.93 | Office - Open Plan | 1 | Office Space Group | 111 | Open Plan - Specific type not defined |  | Excellent | 1,727.55 | NO
North Terrace_NT36-Oliphant_Fourth Floor_420.01 _ Workstation | NT-NT36-05-420.01 | NT36-05-420.01-Workstation | North Terrace | NT | NT36 | Oliphant | 05 | Fourth Floor | 420.01 | 621 | Marketing and Recruitment | 621 | Marketing and Recruitment | 3.13 | Workstation | 1 | Office Space Group | 116 | Open Plan - Professional/General Staff |  | Excellent | 780.26 | NO
North Terrace_NT36-Oliphant_Fourth Floor_420.02 _ Workstation | NT-NT36-05-420.02 | NT36-05-420.02-Workstation | North Terrace | NT | NT36 | Oliphant | 05 | Fourth Floor | 420.02 | 621 | Marketing and Recruitment | 621 | Marketing and Recruitment | 3.13 | Workstation | 1 | Office Space Group | 116 | Open Plan - Professional/General Staff |  | Excellent | 780.26 | NO
North Terrace_NT36-Oliphant_Fourth Floor_420.03 _ Workstation | NT-NT36-05-420.03 | NT36-05-420.03-Workstation | North Terrace | NT | NT36 | Oliphant | 05 | Fourth Floor | 420.03 | 621 | Marketing and Recruitment | 621 | Marketing and Recruitment | 3.65 | Workstation | 1 | Office Space Group | 116 | Open Plan - Professional/General Staff |  | Excellent | 909.89 | NO
North Terrace_NT36-Oliphant_Fourth Floor_421 _ Office - Open Plan | NT-NT36-05-421 | NT36-05-421-Office - Open Plan | North Terrace | NT | NT36 | Oliphant | 05 | Fourth Floor | 421 | 621 | Marketing and Recruitment | 621 | Marketing and Recruitment | 68.5 | Office - Open Plan | 1 | Office Space Group | 111 | Open Plan - Specific type not defined |  | Excellent | 17,076.07 | NO
North Terrace_NT36-Oliphant_Fourth Floor_421.01 _ Workstation | NT-NT36-05-421.01 | NT36-05-421.01-Workstation | North Terrace | NT | NT36 | Oliphant | 05 | Fourth Floor | 421.01 | 621 | Marketing and Recruitment | 621 | Marketing and Recruitment | 3.42 | Workstation | 1 | Office Space Group | 116 | Open Plan - Professional/General Staff |  | Excellent | 852.56 | NO
North Terrace_NT36-Oliphant_Fourth Floor_421.02 _ Workstation | NT-NT36-05-421.02 | NT36-05-421.02-Workstation | North Terrace | NT | NT36 | Oliphant | 05 | Fourth Floor | 421.02 | 621 | Marketing and Recruitment | 621 | Marketing and Recruitment | 4.56 | Workstation | 1 | Office Space Group | 116 | Open Plan - Professional/General Staff |  | Excellent | 1,136.74 | NO
North Terrace_NT36-Oliphant_Fourth Floor_421.03 _ Workstation | NT-NT36-05-421.03 | NT36-05-421.03-Workstation | North Terrace | NT | NT36 | Oliphant | 05 | Fourth Floor | 421.03 | 621 | Marketing and Recruitment | 621 | Marketing and Recruitment | 2.78 | Workstation | 1 | Office Space Group | 116 | Open Plan - Professional/General Staff |  | Excellent | 693.01 | NO
North Terrace_NT36-Oliphant_Fourth Floor_421.04 _ Workstation | NT-NT36-05-421.04 | NT36-05-421.04-Workstation | North Terrace | NT | NT36 | Oliphant | 05 | Fourth Floor | 421.04 | 621 | Marketing and Recruitment | 621 | Marketing and Recruitment | 3.42 | Workstation | 1 | Office Space Group | 116 | Open Plan - Professional/General Staff |  | Excellent | 852.56 | NO
North Terrace_NT36-Oliphant_Fourth Floor_421.05 _ Workstation | NT-NT36-05-421.05 | NT36-05-421.05-Workstation | North Terrace | NT | NT36 | Oliphant | 05 | Fourth Floor | 421.05 | 621 | Marketing and Recruitment | 621 | Marketing and Recruitment | 3.42 | Workstation | 1 | Office Space Group | 116 | Open Plan - Professional/General Staff |  | Excellent | 852.56 | NO
North Terrace_NT36-Oliphant_Fourth Floor_421.06 _ Workstation | NT-NT36-05-421.06 | NT36-05-421.06-Workstation | North Terrace | NT | NT36 | Oliphant | 05 | Fourth Floor | 421.06 | 621 | Marketing and Recruitment | 621 | Marketing and Recruitment | 3.42 | Workstation | 1 | Office Space Group | 116 | Open Plan - Professional/General Staff |  | Excellent | 852.56 | NO
North Terrace_NT36-Oliphant_Fourth Floor_421.07 _ Workstation | NT-NT36-05-421.07 | NT36-05-421.07-Workstation | North Terrace | NT | NT36 | Oliphant | 05 | Fourth Floor | 421.07 | 621 | Marketing and Recruitment | 621 | Marketing and Recruitment | 3.42 | Workstation | 1 | Office Space Group | 116 | Open Plan - Professional/General Staff |  | Excellent | 852.56 | NO
North Terrace_NT36-Oliphant_Fourth Floor_421.08 _ Workstation | NT-NT36-05-421.08 | NT36-05-421.08-Workstation | North Terrace | NT | NT36 | Oliphant | 05 | Fourth Floor | 421.08 | 621 | Marketing and Recruitment | 621 | Marketing and Recruitment | 3.42 | Workstation | 1 | Office Space Group | 116 | Open Plan - Professional/General Staff |  | Excellent | 852.56 | NO
North Terrace_NT36-Oliphant_Fourth Floor_421.09 _ Workstation | NT-NT36-05-421.09 | NT36-05-421.09-Workstation | North Terrace | NT | NT36 | Oliphant | 05 | Fourth Floor | 421.09 | 621 | Marketing and Recruitment | 621 | Marketing and Recruitment | 3.8 | Workstation | 1 | Office Space Group | 116 | Open Plan - Professional/General Staff |  | Excellent | 947.29 | NO
North Terrace_NT36-Oliphant_Fourth Floor_421.10 _ Workstation | NT-NT36-05-421.10 | NT36-05-421.10-Workstation | North Terrace | NT | NT36 | Oliphant | 05 | Fourth Floor | 421.10 | 621 | Marketing and Recruitment | 621 | Marketing and Recruitment | 3.42 | Workstation | 1 | Office Space Group | 116 | Open Plan - Professional/General Staff |  | Excellent | 852.56 | NO
North Terrace_NT36-Oliphant_Fourth Floor_421.11 _ Workstation | NT-NT36-05-421.11 | NT36-05-421.11-Workstation | North Terrace | NT | NT36 | Oliphant | 05 | Fourth Floor | 421.11 | 621 | Marketing and Recruitment | 621 | Marketing and Recruitment | 3.42 | Workstation | 1 | Office Space Group | 116 | Open Plan - Professional/General Staff |  | Excellent | 852.56 | NO
North Terrace_NT36-Oliphant_Fourth Floor_422 _ Utilities / Store | NT-NT36-05-422 | NT36-05-422-Utilities / Store | North Terrace | NT | NT36 | Oliphant | 05 | Fourth Floor | 422 | 621 | Marketing and Recruitment | 621 | Marketing and Recruitment | 14.63 | Utilities / Store | 6 | General Facility Space Group | 603 | General Facility - Resource room |  | Excellent | 4,084.70 | NO
North Terrace_NT36-Oliphant_Fourth Floor_423 _ Meeting | NT-NT36-05-423 | NT36-05-423-Meeting | North Terrace | NT | NT36 | Oliphant | 05 | Fourth Floor | 423 | 621 | Marketing and Recruitment | 621 | Marketing and Recruitment | 16.95 | Meeting | 6 | General Facility Space Group | 601 | General Facility - Committee/Conference/Meeting room |  | Excellent | 4,732.44 | NO
North Terrace_NT36-Oliphant_Fifth Floor_500 _ Lobby | NT-NT36-06-500 | NT36-06-500-Lobby | North Terrace | NT | NT36 | Oliphant | 06 | Fifth Floor | 500 | 99939 | Unusable Spaces | 99939 | Unusable Spaces | 14.81 | Lobby | 8 | Non Useable Floor Area Space Group | 805 | Non-usable - Circulation space |  | Unknown | 0.00 | NO
North Terrace_NT36-Oliphant_Fifth Floor_500B _ Corr. | NT-NT36-06-500B | NT36-06-500B-Corr. | North Terrace | NT | NT36 | Oliphant | 06 | Fifth Floor | 500B | 99939 | Unusable Spaces | 99939 | Unusable Spaces | 33.04 | Corr. | 8 | Non Useable Floor Area Space Group | 805 | Non-usable - Circulation space |  | Excellent | 0.00 | NO
North Terrace_NT36-Oliphant_Fifth Floor_500C _ DB | NT-NT36-06-500C | NT36-06-500C-DB | North Terrace | NT | NT36 | Oliphant | 06 | Fifth Floor | 500C | 99939 | Unusable Spaces | 99939 | Unusable Spaces | 0.64 | DB | 8 | Non Useable Floor Area Space Group | 840 | Non-usable - Service riser |  | Unknown | 0.00 | NO
North Terrace_NT36-Oliphant_Fifth Floor_500D _ Stair - external | NT-NT36-06-500D | NT36-06-500D-Stair - external | North Terrace | NT | NT36 | Oliphant | 06 | Fifth Floor | 500D | 99939 | Unusable Spaces | 99939 | Unusable Spaces | 7.36 | Stair - external | 8 | Non Useable Floor Area Space Group | 805 | Non-usable - Circulation space |  | Unknown | 0.00 | NO
North Terrace_NT36-Oliphant_Fifth Floor_500E _ Corr. | NT-NT36-06-500E | NT36-06-500E-Corr. | North Terrace | NT | NT36 | Oliphant | 06 | Fifth Floor | 500E | 99939 | Unusable Spaces | 99939 | Unusable Spaces | 6.47 | Corr. | 8 | Non Useable Floor Area Space Group | 805 | Non-usable - Circulation space |  | Unknown | 0.00 | NO
North Terrace_NT36-Oliphant_Fifth Floor_500F _ Corr. | NT-NT36-06-500F | NT36-06-500F-Corr. | North Terrace | NT | NT36 | Oliphant | 06 | Fifth Floor | 500F | 99939 | Unusable Spaces | 99939 | Unusable Spaces | 28.82 | Corr. | 8 | Non Useable Floor Area Space Group | 805 | Non-usable - Circulation space |  | Unknown | 0.00 | NO
North Terrace_NT36-Oliphant_Fifth Floor_500G _ VSR | NT-NT36-06-500G | NT36-06-500G-VSR | North Terrace | NT | NT36 | Oliphant | 06 | Fifth Floor | 500G | 99939 | Unusable Spaces | 99939 | Unusable Spaces | 0.24 | VSR | 8 | Non Useable Floor Area Space Group | 840 | Non-usable - Service riser |  | Unknown | 0.00 | NO
North Terrace_NT36-Oliphant_Fifth Floor_500H _ VSR | NT-NT36-06-500H | NT36-06-500H-VSR | North Terrace | NT | NT36 | Oliphant | 06 | Fifth Floor | 500H | 99939 | Unusable Spaces | 99939 | Unusable Spaces | 0.14 | VSR | 8 | Non Useable Floor Area Space Group | 840 | Non-usable - Service riser |  | Unknown | 0.00 | NO
North Terrace_NT36-Oliphant_Fifth Floor_500J _ VSR | NT-NT36-06-500J | NT36-06-500J-VSR | North Terrace | NT | NT36 | Oliphant | 06 | Fifth Floor | 500J | 99939 | Unusable Spaces | 99939 | Unusable Spaces | 0.16 | VSR | 8 | Non Useable Floor Area Space Group | 840 | Non-usable - Service riser |  | Unknown | 0.00 | NO
North Terrace_NT36-Oliphant_Fifth Floor_500K _ Cupboard | NT-NT36-06-500K | NT36-06-500K-Cupboard | North Terrace | NT | NT36 | Oliphant | 06 | Fifth Floor | 500K | 99939 | Unusable Spaces | 99939 | Unusable Spaces | 0.42 | Cupboard | 8 | Non Useable Floor Area Space Group | 840 | Non-usable - Service riser |  | Unknown | 0.00 | NO
North Terrace_NT36-Oliphant_Fifth Floor_501 _ Stair | NT-NT36-06-501 | NT36-06-501-Stair | North Terrace | NT | NT36 | Oliphant | 06 | Fifth Floor | 501 | 99939 | Unusable Spaces | 99939 | Unusable Spaces | 12.33 | Stair | 8 | Non Useable Floor Area Space Group | 805 | Non-usable - Circulation space |  | Unknown | 0.00 | NO
North Terrace_NT36-Oliphant_Fifth Floor_502 _ WC - M | NT-NT36-06-502 | NT36-06-502-WC - M | North Terrace | NT | NT36 | Oliphant | 06 | Fifth Floor | 502 | 99939 | Unusable Spaces | 99939 | Unusable Spaces | 7.2 | WC - M | 8 | Non Useable Floor Area Space Group | 821 | Non-usable - Toilets/Amenities - Male |  | Unknown | 0.00 | NO
North Terrace_NT36-Oliphant_Fifth Floor_503 _ Cleaner's Room | NT-NT36-06-503 | NT36-06-503-Cleaner's Room | North Terrace | NT | NT36 | Oliphant | 06 | Fifth Floor | 503 | 99939 | Unusable Spaces | 99939 | Unusable Spaces | 1.5 | Cleaner's Room | 8 | Non Useable Floor Area Space Group | 806 | Non-usable - Cleaners room |  | Unknown | 0.00 | NO
North Terrace_NT36-Oliphant_Fifth Floor_503A _ VSR | NT-NT36-06-503A | NT36-06-503A-VSR | North Terrace | NT | NT36 | Oliphant | 06 | Fifth Floor | 503A | 99939 | Unusable Spaces | 99939 | Unusable Spaces | 0.48 | VSR | 8 | Non Useable Floor Area Space Group | 840 | Non-usable - Service riser |  | Unknown | 0.00 | NO
North Terrace_NT36-Oliphant_Fifth Floor_504 _ Meeting | NT-NT36-06-504 | NT36-06-504-Meeting | North Terrace | NT | NT36 | Oliphant | 06 | Fifth Floor | 504 | 621 | Marketing and Recruitment | 621 | Marketing and Recruitment | 10.38 | Meeting | 6 | General Facility Space Group | 601 | General Facility - Committee/Conference/Meeting room |  | Excellent | 2,898.10 | NO
North Terrace_NT36-Oliphant_Fifth Floor_505 _ Office | NT-NT36-06-505 | NT36-06-505-Office | North Terrace | NT | NT36 | Oliphant | 06 | Fifth Floor | 505 | 621 | Marketing and Recruitment | 621 | Marketing and Recruitment | 11.21 | Office | 1 | Office Space Group | 108 | Office - Professional/General Staff |  | Excellent | 2,794.49 | NO
North Terrace_NT36-Oliphant_Fifth Floor_506 _ Office | NT-NT36-06-506 | NT36-06-506-Office | North Terrace | NT | NT36 | Oliphant | 06 | Fifth Floor | 506 | 621 | Marketing and Recruitment | 621 | Marketing and Recruitment | 11.21 | Office | 1 | Office Space Group | 108 | Office - Professional/General Staff |  | Excellent | 2,794.49 | NO
North Terrace_NT36-Oliphant_Fifth Floor_506A _ Office | NT-NT36-06-506A | NT36-06-506A-Office | North Terrace | NT | NT36 | Oliphant | 06 | Fifth Floor | 506A | 621 | Marketing and Recruitment | 621 | Marketing and Recruitment | 11.21 | Office | 1 | Office Space Group | 108 | Office - Professional/General Staff |  | Excellent | 2,794.49 | NO
North Terrace_NT36-Oliphant_Fifth Floor_507 _ Office - Open Plan | NT-NT36-06-507 | NT36-06-507-Office - Open Plan | North Terrace | NT | NT36 | Oliphant | 06 | Fifth Floor | 507 | 621 | Marketing and Recruitment | 621 | Marketing and Recruitment | 2.29 | Office - Open Plan | 1 | Office Space Group | 108 | Office - Professional/General Staff |  | Excellent | 570.86 | NO
North Terrace_NT36-Oliphant_Fifth Floor_507.01 _ Workstation | NT-NT36-06-507.01 | NT36-06-507.01-Workstation | North Terrace | NT | NT36 | Oliphant | 06 | Fifth Floor | 507.01 | 621 | Marketing and Recruitment | 621 | Marketing and Recruitment | 4.57 | Workstation | 1 | Office Space Group | 108 | Office - Professional/General Staff |  | Excellent | 1,139.24 | NO
North Terrace_NT36-Oliphant_Fifth Floor_507.02 _ Workstation | NT-NT36-06-507.02 | NT36-06-507.02-Workstation | North Terrace | NT | NT36 | Oliphant | 06 | Fifth Floor | 507.02 | 621 | Marketing and Recruitment | 621 | Marketing and Recruitment | 3.42 | Workstation | 1 | Office Space Group | 108 | Office - Professional/General Staff |  | Excellent | 852.56 | NO
North Terrace_NT36-Oliphant_Fifth Floor_507.03 _ Workstation | NT-NT36-06-507.03 | NT36-06-507.03-Workstation | North Terrace | NT | NT36 | Oliphant | 06 | Fifth Floor | 507.03 | 621 | Marketing and Recruitment | 621 | Marketing and Recruitment | 3.42 | Workstation | 1 | Office Space Group | 108 | Office - Professional/General Staff |  | Excellent | 852.56 | NO
North Terrace_NT36-Oliphant_Fifth Floor_507.04 _ Workstation | NT-NT36-06-507.04 | NT36-06-507.04-Workstation | North Terrace | NT | NT36 | Oliphant | 06 | Fifth Floor | 507.04 | 621 | Marketing and Recruitment | 621 | Marketing and Recruitment | 3.04 | Workstation | 1 | Office Space Group | 108 | Office - Professional/General Staff |  | Excellent | 757.83 | NO
North Terrace_NT36-Oliphant_Fifth Floor_507.05 _ Workstation | NT-NT36-06-507.05 | NT36-06-507.05-Workstation | North Terrace | NT | NT36 | Oliphant | 06 | Fifth Floor | 507.05 | 621 | Marketing and Recruitment | 621 | Marketing and Recruitment | 3.04 | Workstation | 1 | Office Space Group | 108 | Office - Professional/General Staff |  | Excellent | 757.83 | NO
North Terrace_NT36-Oliphant_Fifth Floor_507.06 _ Workstation | NT-NT36-06-507.06 | NT36-06-507.06-Workstation | North Terrace | NT | NT36 | Oliphant | 06 | Fifth Floor | 507.06 | 621 | Marketing and Recruitment | 621 | Marketing and Recruitment | 3.04 | Workstation | 1 | Office Space Group | 108 | Office - Professional/General Staff |  | Excellent | 757.83 | NO
North Terrace_NT36-Oliphant_Fifth Floor_508 _ Office | NT-NT36-06-508 | NT36-06-508-Office | North Terrace | NT | NT36 | Oliphant | 06 | Fifth Floor | 508 | 850 | ITDS Branch Central Costs | 869 | Information Technology and Digital Services | 11.21 | Office | 1 | Office Space Group | 101 | Office - Academic Staff |  | Good | 2,376.27 | NO
North Terrace_NT36-Oliphant_Fifth Floor_509 _ Office | NT-NT36-06-509 | NT36-06-509-Office | North Terrace | NT | NT36 | Oliphant | 06 | Fifth Floor | 509 | 850 | ITDS Branch Central Costs | 869 | Information Technology and Digital Services | 11.82 | Office | 1 | Office Space Group | 101 | Office - Academic Staff |  | Good | 2,505.58 | NO
North Terrace_NT36-Oliphant_Fifth Floor_510 _ Store | NT-NT36-06-510 | NT36-06-510-Store | North Terrace | NT | NT36 | Oliphant | 06 | Fifth Floor | 510 | 850 | ITDS Branch Central Costs | 869 | Information Technology and Digital Services | 11.03 | Store | 6 | General Facility Space Group | 603 | General Facility - Resource room |  | Good | 2,618.69 | NO
North Terrace_NT36-Oliphant_Fifth Floor_511 _ Office - Open Plan | NT-NT36-06-511 | NT36-06-511-Office - Open Plan | North Terrace | NT | NT36 | Oliphant | 06 | Fifth Floor | 511 | 850 | ITDS Branch Central Costs | 869 | Information Technology and Digital Services | 69.38 | Office - Open Plan | 1 | Office Space Group | 111 | Open Plan - Specific type not defined |  | Good | 14,707.01 | NO
North Terrace_NT36-Oliphant_Fifth Floor_512 _ Office | NT-NT36-06-512 | NT36-06-512-Office | North Terrace | NT | NT36 | Oliphant | 06 | Fifth Floor | 512 | 850 | ITDS Branch Central Costs | 869 | Information Technology and Digital Services | 15.86 | Office | 1 | Office Space Group | 101 | Office - Academic Staff |  | Good | 3,361.97 | NO
North Terrace_NT36-Oliphant_Fifth Floor_512A _ Office | NT-NT36-06-512A | NT36-06-512A-Office | North Terrace | NT | NT36 | Oliphant | 06 | Fifth Floor | 512A | 850 | ITDS Branch Central Costs | 869 | Information Technology and Digital Services | 16.16 | Office | 1 | Office Space Group | 101 | Office - Academic Staff |  | Good | 3,425.56 | NO
North Terrace_NT36-Oliphant_Fifth Floor_513 _ Meeting | NT-NT36-06-513 | NT36-06-513-Meeting | North Terrace | NT | NT36 | Oliphant | 06 | Fifth Floor | 513 | 850 | ITDS Branch Central Costs | 869 | Information Technology and Digital Services | 16.61 | Meeting | 6 | General Facility Space Group | 601 | General Facility - Committee/Conference/Meeting room |  | Good | 3,943.46 | NO
North Terrace_NT36-Oliphant_Fifth Floor_514 _ Meeting | NT-NT36-06-514 | NT36-06-514-Meeting | North Terrace | NT | NT36 | Oliphant | 06 | Fifth Floor | 514 | 99960 | University Operations - Shared Space | 805 | Office of the COO | 19.66 | Meeting | 6 | General Facility Space Group | 601 | General Facility - Committee/Conference/Meeting room |  | Good | 4,667.58 | NO
North Terrace_NT36-Oliphant_Fifth Floor_514A _ Tea Room | NT-NT36-06-514A | NT36-06-514A-Tea Room | North Terrace | NT | NT36 | Oliphant | 06 | Fifth Floor | 514A | 99960 | University Operations - Shared Space | 805 | Office of the COO | 10.51 | Tea Room | 6 | General Facility Space Group | 608 | General Facility - Kitchen/Servery/Food Storage |  | Good | 2,495.23 | NO
North Terrace_NT36-Oliphant_Fifth Floor_515 _ A/L | NT-NT36-06-515 | NT36-06-515-A/L | North Terrace | NT | NT36 | Oliphant | 06 | Fifth Floor | 515 | 99939 | Unusable Spaces | 99939 | Unusable Spaces | 2.88 | A/L | 8 | Non Useable Floor Area Space Group | 822 | Non-usable - Toilets/Amenities - Unisex |  | Unknown | 0.00 | NO
North Terrace_NT36-Oliphant_Fifth Floor_515A _ WC - M | NT-NT36-06-515A | NT36-06-515A-WC - M | North Terrace | NT | NT36 | Oliphant | 06 | Fifth Floor | 515A | 99939 | Unusable Spaces | 99939 | Unusable Spaces | 11.26 | WC - M | 8 | Non Useable Floor Area Space Group | 821 | Non-usable - Toilets/Amenities - Male |  | Unknown | 0.00 | NO
North Terrace_NT36-Oliphant_Fifth Floor_516 _ Office | NT-NT36-06-516 | NT36-06-516-Office | North Terrace | NT | NT36 | Oliphant | 06 | Fifth Floor | 516 | 859 | Infrastructure Office | 859 | Infrastructure | 16.82 | Office | 4 | Ancillary Area Space Group | 419 | Ancillary Area - Store Room - Generic |  | Good | 3,137.61 | NO
North Terrace_NT36-Oliphant_Fifth Floor_516A _ VSR | NT-NT36-06-516A | NT36-06-516A-VSR | North Terrace | NT | NT36 | Oliphant | 06 | Fifth Floor | 516A | 99939 | Unusable Spaces | 99939 | Unusable Spaces | 1.35 | VSR | 8 | Non Useable Floor Area Space Group | 840 | Non-usable - Service riser |  | Unknown | 0.00 | NO
North Terrace_NT36-Oliphant_Fifth Floor_518 _ Store | NT-NT36-06-518 | NT36-06-518-Store | North Terrace | NT | NT36 | Oliphant | 06 | Fifth Floor | 518 | 621 | Marketing and Recruitment | 621 | Marketing and Recruitment | 3.35 | Store | 4 | Ancillary Area Space Group | 419 | Ancillary Area - Store Room - Generic |  | Excellent | 734.89 | NO
North Terrace_NT36-Oliphant_Fifth Floor_518.01 _ Workstation | NT-NT36-06-518.01 | NT36-06-518.01-Workstation | North Terrace | NT | NT36 | Oliphant | 06 | Fifth Floor | 518.01 | 621 | Marketing and Recruitment | 621 | Marketing and Recruitment | 2.59 | Workstation | 1 | Office Space Group | 116 | Open Plan - Professional/General Staff |  | Excellent | 645.65 | NO
North Terrace_NT36-Oliphant_Fifth Floor_518.02 _ Workstation | NT-NT36-06-518.02 | NT36-06-518.02-Workstation | North Terrace | NT | NT36 | Oliphant | 06 | Fifth Floor | 518.02 | 621 | Marketing and Recruitment | 621 | Marketing and Recruitment | 2.59 | Workstation | 1 | Office Space Group | 116 | Open Plan - Professional/General Staff |  | Excellent | 645.65 | NO
North Terrace_NT36-Oliphant_Fifth Floor_518.03 _ Workstation | NT-NT36-06-518.03 | NT36-06-518.03-Workstation | North Terrace | NT | NT36 | Oliphant | 06 | Fifth Floor | 518.03 | 621 | Marketing and Recruitment | 621 | Marketing and Recruitment | 2.59 | Workstation | 1 | Office Space Group | 116 | Open Plan - Professional/General Staff |  | Excellent | 645.65 | NO
North Terrace_NT36-Oliphant_Fifth Floor_518.04 _ Workstation | NT-NT36-06-518.04 | NT36-06-518.04-Workstation | North Terrace | NT | NT36 | Oliphant | 06 | Fifth Floor | 518.04 | 621 | Marketing and Recruitment | 621 | Marketing and Recruitment | 2.59 | Workstation | 1 | Office Space Group | 116 | Open Plan - Professional/General Staff |  | Excellent | 645.65 | NO
North Terrace_NT36-Oliphant_Fifth Floor_518.05 _ Workstation | NT-NT36-06-518.05 | NT36-06-518.05-Workstation | North Terrace | NT | NT36 | Oliphant | 06 | Fifth Floor | 518.05 | 621 | Marketing and Recruitment | 621 | Marketing and Recruitment | 3.35 | Workstation | 1 | Office Space Group | 116 | Open Plan - Professional/General Staff |  | Excellent | 835.11 | NO
North Terrace_NT36-Oliphant_Fifth Floor_518.06 _ Workstation | NT-NT36-06-518.06 | NT36-06-518.06-Workstation | North Terrace | NT | NT36 | Oliphant | 06 | Fifth Floor | 518.06 | 621 | Marketing and Recruitment | 621 | Marketing and Recruitment | 3.91 | Workstation | 1 | Office Space Group | 116 | Open Plan - Professional/General Staff |  | Excellent | 974.71 | NO
North Terrace_NT36-Oliphant_Fifth Floor_518.07 _ Workstation | NT-NT36-06-518.07 | NT36-06-518.07-Workstation | North Terrace | NT | NT36 | Oliphant | 06 | Fifth Floor | 518.07 | 621 | Marketing and Recruitment | 621 | Marketing and Recruitment | 3.31 | Workstation | 1 | Office Space Group | 116 | Open Plan - Professional/General Staff |  | Excellent | 825.14 | NO
North Terrace_NT36-Oliphant_Fifth Floor_518.08 _ Workstation | NT-NT36-06-518.08 | NT36-06-518.08-Workstation | North Terrace | NT | NT36 | Oliphant | 06 | Fifth Floor | 518.08 | 621 | Marketing and Recruitment | 621 | Marketing and Recruitment | 3.31 | Workstation | 1 | Office Space Group | 116 | Open Plan - Professional/General Staff |  | Excellent | 825.14 | NO
North Terrace_NT36-Oliphant_Fifth Floor_518.09 _ Workstation | NT-NT36-06-518.09 | NT36-06-518.09-Workstation | North Terrace | NT | NT36 | Oliphant | 06 | Fifth Floor | 518.09 | 621 | Marketing and Recruitment | 621 | Marketing and Recruitment | 3.31 | Workstation | 1 | Office Space Group | 116 | Open Plan - Professional/General Staff |  | Excellent | 825.14 | NO
North Terrace_NT36-Oliphant_Fifth Floor_518.10 _ Workstation | NT-NT36-06-518.10 | NT36-06-518.10-Workstation | North Terrace | NT | NT36 | Oliphant | 06 | Fifth Floor | 518.10 | 621 | Marketing and Recruitment | 621 | Marketing and Recruitment | 3.31 | Workstation | 1 | Office Space Group | 116 | Open Plan - Professional/General Staff |  | Excellent | 825.14 | NO
North Terrace_NT36-Oliphant_Fifth Floor_519 _ Office - Open Plan | NT-NT36-06-519 | NT36-06-519-Office - Open Plan | North Terrace | NT | NT36 | Oliphant | 06 | Fifth Floor | 519 | 621 | Marketing and Recruitment | 621 | Marketing and Recruitment | 15.53 | Office - Open Plan | 1 | Office Space Group | 111 | Open Plan - Specific type not defined |  | Excellent | 3,871.41 | NO
North Terrace_NT36-Oliphant_Fifth Floor_519.01 _ Workstation | NT-NT36-06-519.01 | NT36-06-519.01-Workstation | North Terrace | NT | NT36 | Oliphant | 06 | Fifth Floor | 519.01 | 621 | Marketing and Recruitment | 621 | Marketing and Recruitment | 4.43 | Workstation | 1 | Office Space Group | 116 | Open Plan - Professional/General Staff |  | Excellent | 1,104.34 | NO
North Terrace_NT36-Oliphant_Fifth Floor_519.02 _ Workstation | NT-NT36-06-519.02 | NT36-06-519.02-Workstation | North Terrace | NT | NT36 | Oliphant | 06 | Fifth Floor | 519.02 | 621 | Marketing and Recruitment | 621 | Marketing and Recruitment | 3.8 | Workstation | 1 | Office Space Group | 116 | Open Plan - Professional/General Staff |  | Excellent | 947.29 | NO
North Terrace_NT36-Oliphant_Fifth Floor_519.03 _ Workstation | NT-NT36-06-519.03 | NT36-06-519.03-Workstation | North Terrace | NT | NT36 | Oliphant | 06 | Fifth Floor | 519.03 | 621 | Marketing and Recruitment | 621 | Marketing and Recruitment | 3.8 | Workstation | 1 | Office Space Group | 116 | Open Plan - Professional/General Staff |  | Excellent | 947.29 | NO
North Terrace_NT36-Oliphant_Fifth Floor_519.04 _ Workstation | NT-NT36-06-519.04 | NT36-06-519.04-Workstation | North Terrace | NT | NT36 | Oliphant | 06 | Fifth Floor | 519.04 | 621 | Marketing and Recruitment | 621 | Marketing and Recruitment | 2.78 | Workstation | 1 | Office Space Group | 116 | Open Plan - Professional/General Staff |  | Excellent | 693.01 | NO
North Terrace_NT36-Oliphant_Fifth Floor_519.05 _ Workstation | NT-NT36-06-519.05 | NT36-06-519.05-Workstation | North Terrace | NT | NT36 | Oliphant | 06 | Fifth Floor | 519.05 | 621 | Marketing and Recruitment | 621 | Marketing and Recruitment | 2.78 | Workstation | 1 | Office Space Group | 116 | Open Plan - Professional/General Staff |  | Excellent | 693.01 | NO
North Terrace_NT36-Oliphant_Fifth Floor_519.06 _ Workstation | NT-NT36-06-519.06 | NT36-06-519.06-Workstation | North Terrace | NT | NT36 | Oliphant | 06 | Fifth Floor | 519.06 | 621 | Marketing and Recruitment | 621 | Marketing and Recruitment | 2.77 | Workstation | 1 | Office Space Group | 116 | Open Plan - Professional/General Staff |  | Excellent | 690.52 | NO
North Terrace_NT36-Oliphant_Fifth Floor_519.07 _ Workstation | NT-NT36-06-519.07 | NT36-06-519.07-Workstation | North Terrace | NT | NT36 | Oliphant | 06 | Fifth Floor | 519.07 | 621 | Marketing and Recruitment | 621 | Marketing and Recruitment | 2.77 | Workstation | 1 | Office Space Group | 116 | Open Plan - Professional/General Staff |  | Excellent | 690.52 | NO
North Terrace_NT36-Oliphant_Fifth Floor_519.08 _ Workstation | NT-NT36-06-519.08 | NT36-06-519.08-Workstation | North Terrace | NT | NT36 | Oliphant | 06 | Fifth Floor | 519.08 | 621 | Marketing and Recruitment | 621 | Marketing and Recruitment | 2.8 | Workstation | 1 | Office Space Group | 116 | Open Plan - Professional/General Staff |  | Excellent | 698.00 | NO
North Terrace_NT36-Oliphant_Fifth Floor_519.09 _ Workstation | NT-NT36-06-519.09 | NT36-06-519.09-Workstation | North Terrace | NT | NT36 | Oliphant | 06 | Fifth Floor | 519.09 | 621 | Marketing and Recruitment | 621 | Marketing and Recruitment | 2.8 | Workstation | 1 | Office Space Group | 116 | Open Plan - Professional/General Staff |  | Excellent | 698.00 | NO
North Terrace_NT36-Oliphant_Fifth Floor_519.10 _ Workstation | NT-NT36-06-519.10 | NT36-06-519.10-Workstation | North Terrace | NT | NT36 | Oliphant | 06 | Fifth Floor | 519.10 | 621 | Marketing and Recruitment | 621 | Marketing and Recruitment | 2.14 | Workstation | 1 | Office Space Group | 116 | Open Plan - Professional/General Staff |  | Excellent | 533.47 | NO
North Terrace_NT36-Oliphant_Fifth Floor_519.11 _ Workstation | NT-NT36-06-519.11 | NT36-06-519.11-Workstation | North Terrace | NT | NT36 | Oliphant | 06 | Fifth Floor | 519.11 | 621 | Marketing and Recruitment | 621 | Marketing and Recruitment | 2.15 | Workstation | 1 | Office Space Group | 116 | Open Plan - Professional/General Staff |  | Excellent | 535.96 | NO
North Terrace_NT36-Oliphant_Fifth Floor_519.12 _ Workstation | NT-NT36-06-519.12 | NT36-06-519.12-Workstation | North Terrace | NT | NT36 | Oliphant | 06 | Fifth Floor | 519.12 | 621 | Marketing and Recruitment | 621 | Marketing and Recruitment | 2.78 | Workstation | 1 | Office Space Group | 116 | Open Plan - Professional/General Staff |  | Excellent | 693.01 | NO
North Terrace_NT36-Oliphant_Fifth Floor_519.13 _ Workstation | NT-NT36-06-519.13 | NT36-06-519.13-Workstation | North Terrace | NT | NT36 | Oliphant | 06 | Fifth Floor | 519.13 | 621 | Marketing and Recruitment | 621 | Marketing and Recruitment | 2.47 | Workstation | 1 | Office Space Group | 116 | Open Plan - Professional/General Staff |  | Excellent | 615.74 | NO
North Terrace_NT36-Oliphant_Fifth Floor_519.14 _ Workstation | NT-NT36-06-519.14 | NT36-06-519.14-Workstation | North Terrace | NT | NT36 | Oliphant | 06 | Fifth Floor | 519.14 | 621 | Marketing and Recruitment | 621 | Marketing and Recruitment | 2.47 | Workstation | 1 | Office Space Group | 116 | Open Plan - Professional/General Staff |  | Excellent | 615.74 | NO
North Terrace_NT36-Oliphant_Fifth Floor_520 _ Reception | NT-NT36-06-520 | NT36-06-520-Reception | North Terrace | NT | NT36 | Oliphant | 06 | Fifth Floor | 520 | 621 | Marketing and Recruitment | 621 | Marketing and Recruitment | 3.6 | Reception | 1 | Office Space Group | 118 | Open Plan - Reception Area |  | Excellent | 897.43 | NO
North Terrace_NT36-Oliphant_Fifth Floor_520.01 _ Workstation | NT-NT36-06-520.01 | NT36-06-520.01-Workstation | North Terrace | NT | NT36 | Oliphant | 06 | Fifth Floor | 520.01 | 621 | Marketing and Recruitment | 621 | Marketing and Recruitment | 3.13 | Workstation | 1 | Office Space Group | 116 | Open Plan - Professional/General Staff |  | Excellent | 780.26 | NO
North Terrace_NT36-Oliphant_Fifth Floor_520.02 _ Workstation | NT-NT36-06-520.02 | NT36-06-520.02-Workstation | North Terrace | NT | NT36 | Oliphant | 06 | Fifth Floor | 520.02 | 621 | Marketing and Recruitment | 621 | Marketing and Recruitment | 3.59 | Workstation | 1 | Office Space Group | 116 | Open Plan - Professional/General Staff |  | Excellent | 894.94 | NO
North Terrace_NT36-Oliphant_Fifth Floor_520.03 _ Workstation | NT-NT36-06-520.03 | NT36-06-520.03-Workstation | North Terrace | NT | NT36 | Oliphant | 06 | Fifth Floor | 520.03 | 621 | Marketing and Recruitment | 621 | Marketing and Recruitment | 3.61 | Workstation | 1 | Office Space Group | 116 | Open Plan - Professional/General Staff |  | Excellent | 899.92 | NO
North Terrace_NT36-Oliphant_Fifth Floor_520A _ Waiting | NT-NT36-06-520A | NT36-06-520A-Waiting | North Terrace | NT | NT36 | Oliphant | 06 | Fifth Floor | 520A | 621 | Marketing and Recruitment | 621 | Marketing and Recruitment | 16.19 | Waiting | 6 | General Facility Space Group | 623 | General Facility - Waiting Area/Foyer/Reception Area |  | Excellent | 4,520.25 | NO
North Terrace_NT36-Oliphant_Roof Level_601 _ Lobby | NT-NT36-07-601 | NT36-07-601-Lobby | North Terrace | NT | NT36 | Oliphant | 07 | Roof Level | 601 | 99939 | Unusable Spaces | 99939 | Unusable Spaces | 5.83 | Lobby | 8 | Non Useable Floor Area Space Group | 805 | Non-usable - Circulation space |  | Unknown | 0.00 | NO
North Terrace_NT36-Oliphant_Roof Level_602 _ Stair A | NT-NT36-07-602 | NT36-07-602-Stair A | North Terrace | NT | NT36 | Oliphant | 07 | Roof Level | 602 | 99939 | Unusable Spaces | 99939 | Unusable Spaces | 8.3 | Stair A | 8 | Non Useable Floor Area Space Group | 805 | Non-usable - Circulation space |  | Unknown | 0.00 | NO
North Terrace_NT36-Oliphant_Roof Level_603 _ Lift Motor Room | NT-NT36-07-603 | NT36-07-603-Lift Motor Room | North Terrace | NT | NT36 | Oliphant | 07 | Roof Level | 603 | 99939 | Unusable Spaces | 99939 | Unusable Spaces | 13.64 | Lift Motor Room | 8 | Non Useable Floor Area Space Group | 809 | Non-usable - Lift motor room |  | Unknown | 0.00 | NO
North Terrace_NT36-Oliphant_Roof Level_603A _ Tank Room | NT-NT36-07-603A | NT36-07-603A-Tank Room | North Terrace | NT | NT36 | Oliphant | 07 | Roof Level | 603A | 99946 | Vacant not occupiable | 99939 | Unusable Spaces | 11.67 | Tank Room | 4 | Ancillary Area Space Group | 400 | Ancillary Area - Specific Type Not Defined |  | Unknown | 0.00 | NO
North Terrace_NT36-Oliphant_Roof Level_R.01 _ Roof / Plant Access (NUFA) | NT-NT36-07-R.01 | NT36-07-R.01-Roof / Plant Access (NUFA) | North Terrace | NT | NT36 | Oliphant | 07 | Roof Level | R.01 | 99939 | Unusable Spaces | 99939 | Unusable Spaces | 32.47 | Roof / Plant Access (NUFA) | 8 | Non Useable Floor Area Space Group | 805 | Non-usable - Circulation space |  | Unknown | 0.00 | NO
North Terrace_NT36-Oliphant_Roof Level_R.02 _ Roof / Plant Access (NUFA) | NT-NT36-07-R.02 | NT36-07-R.02-Roof / Plant Access (NUFA) | North Terrace | NT | NT36 | Oliphant | 07 | Roof Level | R.02 | 99939 | Unusable Spaces | 99939 | Unusable Spaces | 2.4 | Roof / Plant Access (NUFA) | 8 | Non Useable Floor Area Space Group | 805 | Non-usable - Circulation space |  | Unknown | 0.00 | NO
North Terrace_NT36-Oliphant_Roof Level_R.03 _ Roof / Plant Access (NUFA) | NT-NT36-07-R.03 | NT36-07-R.03-Roof / Plant Access (NUFA) | North Terrace | NT | NT36 | Oliphant | 07 | Roof Level | R.03 | 99939 | Unusable Spaces | 99939 | Unusable Spaces | 5.29 | Roof / Plant Access (NUFA) | 8 | Non Useable Floor Area Space Group | 805 | Non-usable - Circulation space |  | Unknown | 0.00 | NO
North Terrace_NT36-Oliphant_Roof Level_R.04 _ Roof / Plant Access (NUFA) | NT-NT36-07-R.04 | NT36-07-R.04-Roof / Plant Access (NUFA) | North Terrace | NT | NT36 | Oliphant | 07 | Roof Level | R.04 | 99939 | Unusable Spaces | 99939 | Unusable Spaces | 9.21 | Roof / Plant Access (NUFA) | 8 | Non Useable Floor Area Space Group | 805 | Non-usable - Circulation space |  | Unknown | 0.00 | NO
North Terrace_NT37-Physics_Basement_B01 _ Stair Entry | NT-NT37-01-B01 | NT37-01-B01-Stair Entry | North Terrace | NT | NT37 | Physics | 01 | Basement | B01 | 99939 | Unusable Spaces | 99939 | Unusable Spaces | 7.53 | Stair Entry | 8 | Non Useable Floor Area Space Group | 805 | Non-usable - Circulation space |  | Unknown | 0.00 | NO
North Terrace_NT37-Physics_Basement_B02 _ room - unused / sealed | NT-NT37-01-B02 | NT37-01-B02-room - unused / sealed | North Terrace | NT | NT37 | Physics | 01 | Basement | B02 | 99966 | Unknown | 99939 | Unusable Spaces | 37.09 | room - unused / sealed | 8 | Non Useable Floor Area Space Group | 800 | Non-usable - Specific type not defined |  | Unknown | 0.00 | NO
North Terrace_NT37-Physics_Basement_B03 _ Dumb Waiter | NT-NT37-01-B03 | NT37-01-B03-Dumb Waiter | North Terrace | NT | NT37 | Physics | 01 | Basement | B03 | 99939 | Unusable Spaces | 99939 | Unusable Spaces | 0.72 | Dumb Waiter | 8 | Non Useable Floor Area Space Group | 838 | Non-usable - Lift |  | Unknown | 0.00 | NO
North Terrace_NT37-Physics_Ground Floor_G01 _ Foyer | NT-NT37-02-G01 | NT37-02-G01-Foyer | North Terrace | NT | NT37 | Physics | 02 | Ground Floor | G01 | 99939 | Unusable Spaces | 99939 | Unusable Spaces | 7.15 | Foyer | 8 | Non Useable Floor Area Space Group | 805 | Non-usable - Circulation space |  | Unknown | 0.00 | NO
North Terrace_NT37-Physics_Ground Floor_G01A _ DB - Electrical | NT-NT37-02-G01A | NT37-02-G01A-DB - Electrical | North Terrace | NT | NT37 | Physics | 02 | Ground Floor | G01A | 99939 | Unusable Spaces | 99939 | Unusable Spaces | 3.84 | DB - Electrical | 8 | Non Useable Floor Area Space Group | 811 | Non-usable - Plant room other |  | Unknown | 0.00 | NO
North Terrace_NT37-Physics_Ground Floor_G02 _ Corr. | NT-NT37-02-G02 | NT37-02-G02-Corr. | North Terrace | NT | NT37 | Physics | 02 | Ground Floor | G02 | 99939 | Unusable Spaces | 99939 | Unusable Spaces | 13.64 | Corr. | 8 | Non Useable Floor Area Space Group | 805 | Non-usable - Circulation space |  | Unknown | 0.00 | NO
North Terrace_NT37-Physics_Ground Floor_G03 _ Corr. | NT-NT37-02-G03 | NT37-02-G03-Corr. | North Terrace | NT | NT37 | Physics | 02 | Ground Floor | G03 | 99939 | Unusable Spaces | 99939 | Unusable Spaces | 86.94 | Corr. | 8 | Non Useable Floor Area Space Group | 805 | Non-usable - Circulation space |  | Unknown | 0.00 | NO
North Terrace_NT37-Physics_Ground Floor_G03A _ Corr. | NT-NT37-02-G03A | NT37-02-G03A-Corr. | North Terrace | NT | NT37 | Physics | 02 | Ground Floor | G03A | 99939 | Unusable Spaces | 99939 | Unusable Spaces | 13.29 | Corr. | 8 | Non Useable Floor Area Space Group | 805 | Non-usable - Circulation space |  | Unknown | 0.00 | NO
North Terrace_NT37-Physics_Ground Floor_G03B _ Corr. | NT-NT37-02-G03B | NT37-02-G03B-Corr. | North Terrace | NT | NT37 | Physics | 02 | Ground Floor | G03B | 99939 | Unusable Spaces | 99939 | Unusable Spaces | 24.49 | Corr. | 8 | Non Useable Floor Area Space Group | 805 | Non-usable - Circulation space |  | Unknown | 0.00 | NO
North Terrace_NT37-Physics_Ground Floor_G03C _ Corr. | NT-NT37-02-G03C | NT37-02-G03C-Corr. | North Terrace | NT | NT37 | Physics | 02 | Ground Floor | G03C | 99939 | Unusable Spaces | 99939 | Unusable Spaces | 11.94 | Corr. | 8 | Non Useable Floor Area Space Group | 805 | Non-usable - Circulation space |  | Unknown | 0.00 | NO
North Terrace_NT37-Physics_Ground Floor_G03D _ Stair | NT-NT37-02-G03D | NT37-02-G03D-Stair | North Terrace | NT | NT37 | Physics | 02 | Ground Floor | G03D | 99939 | Unusable Spaces | 99939 | Unusable Spaces | 21.2 | Stair | 8 | Non Useable Floor Area Space Group | 805 | Non-usable - Circulation space |  | Unknown | 0.00 | NO
North Terrace_NT37-Physics_Ground Floor_G03E _ Stair Hall | NT-NT37-02-G03E | NT37-02-G03E-Stair Hall | North Terrace | NT | NT37 | Physics | 02 | Ground Floor | G03E | 99939 | Unusable Spaces | 99939 | Unusable Spaces | 25.38 | Stair Hall | 8 | Non Useable Floor Area Space Group | 805 | Non-usable - Circulation space |  | Unknown | 0.00 | NO
North Terrace_NT37-Physics_Ground Floor_G03F _ Hall | NT-NT37-02-G03F | NT37-02-G03F-Hall | North Terrace | NT | NT37 | Physics | 02 | Ground Floor | G03F | 99939 | Unusable Spaces | 99939 | Unusable Spaces | 10.73 | Hall | 8 | Non Useable Floor Area Space Group | 805 | Non-usable - Circulation space |  | Unknown | 0.00 | NO
North Terrace_NT37-Physics_Ground Floor_G03G _ Corr. | NT-NT37-02-G03G | NT37-02-G03G-Corr. | North Terrace | NT | NT37 | Physics | 02 | Ground Floor | G03G | 99939 | Unusable Spaces | 99939 | Unusable Spaces | 73.02 | Corr. | 8 | Non Useable Floor Area Space Group | 805 | Non-usable - Circulation space |  | Unknown | 0.00 | NO
North Terrace_NT37-Physics_Ground Floor_G03H _ Vending Machine - Snack | NT-NT37-02-G03H | NT37-02-G03H-Vending Machine - Snack | North Terrace | NT | NT37 | Physics | 02 | Ground Floor | G03H | 99994 | Uni of Adelaide Student Union Association | 859 | Infrastructure | 1 | Vending Machine - Snack | 6 | General Facility Space Group | 611 | General Facility - Commercial/Business/Retail Facilities |  | Adequate | 189.93 | NO
North Terrace_NT37-Physics_Ground Floor_G03I _ Vending Machine - Cold Drink | NT-NT37-02-G03I | NT37-02-G03I-Vending Machine - Cold Drink | North Terrace | NT | NT37 | Physics | 02 | Ground Floor | G03I | 99994 | Uni of Adelaide Student Union Association | 859 | Infrastructure | 1 | Vending Machine - Cold Drink | 6 | General Facility Space Group | 611 | General Facility - Commercial/Business/Retail Facilities |  | Adequate | 189.93 | NO
North Terrace_NT37-Physics_Ground Floor_G03M _ Store - Radiation | NT-NT37-02-G03M | NT37-02-G03M-Store - Radiation | North Terrace | NT | NT37 | Physics | 02 | Ground Floor | G03M | 99939 | Unusable Spaces | 99939 | Unusable Spaces | 0.72 | Store - Radiation | 4 | Ancillary Area Space Group | 418 | Ancillary Area - Dangerous goods storage |  | Unknown | 0.00 | NO
North Terrace_NT37-Physics_Ground Floor_G04 _ Stair | NT-NT37-02-G04 | NT37-02-G04-Stair | North Terrace | NT | NT37 | Physics | 02 | Ground Floor | G04 | 99939 | Unusable Spaces | 99939 | Unusable Spaces | 7.96 | Stair | 8 | Non Useable Floor Area Space Group | 805 | Non-usable - Circulation space |  | Unknown | 0.00 | NO
North Terrace_NT37-Physics_Ground Floor_G05 _ Stair | NT-NT37-02-G05 | NT37-02-G05-Stair | North Terrace | NT | NT37 | Physics | 02 | Ground Floor | G05 | 99939 | Unusable Spaces | 99939 | Unusable Spaces | 6.23 | Stair | 8 | Non Useable Floor Area Space Group | 805 | Non-usable - Circulation space |  | Unknown | 0.00 | NO
North Terrace_NT37-Physics_Ground Floor_G06 _ Electronic Test and Fab. Fac. | NT-NT37-02-G06 | NT37-02-G06-Electronic Test and Fab. Fac. | North Terrace | NT | NT37 | Physics | 02 | Ground Floor | G06 | 284 | School of Physical Sciences | 284 | School of Physical Sciences | 21.75 | Electronic Test and Fab. Fac. | 3 | Specialist Teaching or Research Space Group | 302 | Laboratory - Scientific/Medical/Engineering - DRY - Undergraduate |  | Adequate | 4,905.59 | NO
North Terrace_NT37-Physics_Ground Floor_G07 _ Workshop | NT-NT37-02-G07 | NT37-02-G07-Workshop | North Terrace | NT | NT37 | Physics | 02 | Ground Floor | G07 | 284 | School of Physical Sciences | 284 | School of Physical Sciences | 213.33 | Workshop | 4 | Ancillary Area Space Group | 403 | Ancillary Area - Workshop |  | Adequate | 31,835.72 | NO
North Terrace_NT37-Physics_Ground Floor_G07A _ Tool Store | NT-NT37-02-G07A | NT37-02-G07A-Tool Store | North Terrace | NT | NT37 | Physics | 02 | Ground Floor | G07A | 284 | School of Physical Sciences | 284 | School of Physical Sciences | 6.09 | Tool Store | 4 | Ancillary Area Space Group | 419 | Ancillary Area - Store Room - Generic |  | Adequate | 908.82 | NO
North Terrace_NT37-Physics_Ground Floor_G07B _ Office | NT-NT37-02-G07B | NT37-02-G07B-Office | North Terrace | NT | NT37 | Physics | 02 | Ground Floor | G07B | 284 | School of Physical Sciences | 284 | School of Physical Sciences | 6.52 | Office | 1 | Office Space Group | 101 | Office - Academic Staff |  | Adequate | 1,105.68 | NO
North Terrace_NT37-Physics_Ground Floor_G08 _ Stair | NT-NT37-02-G08 | NT37-02-G08-Stair | North Terrace | NT | NT37 | Physics | 02 | Ground Floor | G08 | 99939 | Unusable Spaces | 99939 | Unusable Spaces | 6.03 | Stair | 8 | Non Useable Floor Area Space Group | 805 | Non-usable - Circulation space |  | Unknown | 0.00 | NO
North Terrace_NT37-Physics_Ground Floor_G09 _ Kitchen | NT-NT37-02-G09 | NT37-02-G09-Kitchen | North Terrace | NT | NT37 | Physics | 02 | Ground Floor | G09 | 284 | School of Physical Sciences | 284 | School of Physical Sciences | 14.9 | Kitchen | 6 | General Facility Space Group | 605 | General Facility - Common Room Staff access |  | Adequate | 2,829.99 | NO
North Terrace_NT37-Physics_Ground Floor_G10 _ Staff Room | NT-NT37-02-G10 | NT37-02-G10-Staff Room | North Terrace | NT | NT37 | Physics | 02 | Ground Floor | G10 | 284 | School of Physical Sciences | 284 | School of Physical Sciences | 64.7 | Staff Room | 6 | General Facility Space Group | 605 | General Facility - Common Room Staff access |  | Adequate | 12,288.60 | NO
North Terrace_NT37-Physics_Ground Floor_G10C _ Office | NT-NT37-02-G10C | NT37-02-G10C-Office | North Terrace | NT | NT37 | Physics | 02 | Ground Floor | G10C | 284 | School of Physical Sciences | 284 | School of Physical Sciences | 24.03 | Office | 1 | Office Space Group | 101 | Office - Academic Staff |  | Adequate | 4,075.06 | NO
North Terrace_NT37-Physics_Ground Floor_G11 _ Office | NT-NT37-02-G11 | NT37-02-G11-Office | North Terrace | NT | NT37 | Physics | 02 | Ground Floor | G11 | 284 | School of Physical Sciences | 284 | School of Physical Sciences | 15.56 | Office | 1 | Office Space Group | 101 | Office - Academic Staff |  | Adequate | 2,638.70 | NO
North Terrace_NT37-Physics_Ground Floor_G12 _ Stair | NT-NT37-02-G12 | NT37-02-G12-Stair | North Terrace | NT | NT37 | Physics | 02 | Ground Floor | G12 | 99939 | Unusable Spaces | 99939 | Unusable Spaces | 8.98 | Stair | 8 | Non Useable Floor Area Space Group | 805 | Non-usable - Circulation space |  | Unknown | 0.00 | NO
North Terrace_NT37-Physics_Ground Floor_G13 _ Cleaner's Rm. | NT-NT37-02-G13 | NT37-02-G13-Cleaner's Rm. | North Terrace | NT | NT37 | Physics | 02 | Ground Floor | G13 | 99939 | Unusable Spaces | 99939 | Unusable Spaces | 5.04 | Cleaner's Rm. | 8 | Non Useable Floor Area Space Group | 806 | Non-usable - Cleaners room |  | Unknown | 0.00 | NO
North Terrace_NT37-Physics_Ground Floor_G14 _ WC - M | NT-NT37-02-G14 | NT37-02-G14-WC - M | North Terrace | NT | NT37 | Physics | 02 | Ground Floor | G14 | 99939 | Unusable Spaces | 99939 | Unusable Spaces | 20.38 | WC - M | 8 | Non Useable Floor Area Space Group | 821 | Non-usable - Toilets/Amenities - Male |  | Unknown | 0.00 | NO
North Terrace_NT37-Physics_Ground Floor_G14A _ WC - M | NT-NT37-02-G14A | NT37-02-G14A-WC - M | North Terrace | NT | NT37 | Physics | 02 | Ground Floor | G14A | 99939 | Unusable Spaces | 99939 | Unusable Spaces | 3.59 | WC - M | 8 | Non Useable Floor Area Space Group | 821 | Non-usable - Toilets/Amenities - Male |  | Unknown | 0.00 | NO
North Terrace_NT37-Physics_Ground Floor_G14B _ Verandah (UCA) | NT-NT37-02-G14B | NT37-02-G14B-Verandah (UCA) | North Terrace | NT | NT37 | Physics | 02 | Ground Floor | G14B | 99939 | Unusable Spaces | 99939 | Unusable Spaces | 8.5 | Verandah (UCA) | 8 | Non Useable Floor Area Space Group | 839 | Non-usable - Verandah/Balcony |  | Unknown | 0.00 | NO
North Terrace_NT37-Physics_Ground Floor_G15 _ Open Plan Office | NT-NT37-02-G15 | NT37-02-G15-Open Plan Office | North Terrace | NT | NT37 | Physics | 02 | Ground Floor | G15 | 284 | School of Physical Sciences | 284 | School of Physical Sciences | 49.22 | Open Plan Office | 4 | Ancillary Area Space Group | 401 | Ancillary Area - Laboratory Service and Preparation |  | Excellent | 10,797.46 | NO
North Terrace_NT37-Physics_Ground Floor_G15.01 _ Workstation | NT-NT37-02-G15.01 | NT37-02-G15.01-Workstation | North Terrace | NT | NT37 | Physics | 02 | Ground Floor | G15.01 | 284 | School of Physical Sciences | 284 | School of Physical Sciences | 3.03 | Workstation | 1 | Office Space Group | 111 | Open Plan - Specific type not defined |  | Excellent | 755.34 | NO
North Terrace_NT37-Physics_Ground Floor_G15.02 _ Workstation | NT-NT37-02-G15.02 | NT37-02-G15.02-Workstation | North Terrace | NT | NT37 | Physics | 02 | Ground Floor | G15.02 | 284 | School of Physical Sciences | 284 | School of Physical Sciences | 3.03 | Workstation | 1 | Office Space Group | 111 | Open Plan - Specific type not defined |  | Excellent | 755.34 | NO
North Terrace_NT37-Physics_Ground Floor_G15.03 _ Workstation | NT-NT37-02-G15.03 | NT37-02-G15.03-Workstation | North Terrace | NT | NT37 | Physics | 02 | Ground Floor | G15.03 | 284 | School of Physical Sciences | 284 | School of Physical Sciences | 3.03 | Workstation | 1 | Office Space Group | 111 | Open Plan - Specific type not defined |  | Excellent | 755.34 | NO
North Terrace_NT37-Physics_Ground Floor_G15.04 _ Workstation | NT-NT37-02-G15.04 | NT37-02-G15.04-Workstation | North Terrace | NT | NT37 | Physics | 02 | Ground Floor | G15.04 | 284 | School of Physical Sciences | 284 | School of Physical Sciences | 3.03 | Workstation | 1 | Office Space Group | 111 | Open Plan - Specific type not defined |  | Excellent | 755.34 | NO
North Terrace_NT37-Physics_Ground Floor_G15.05 _ Workstation | NT-NT37-02-G15.05 | NT37-02-G15.05-Workstation | North Terrace | NT | NT37 | Physics | 02 | Ground Floor | G15.05 | 284 | School of Physical Sciences | 284 | School of Physical Sciences | 3.03 | Workstation | 1 | Office Space Group | 111 | Open Plan - Specific type not defined |  | Excellent | 755.34 | NO
North Terrace_NT37-Physics_Ground Floor_G15.06 _ Workstation | NT-NT37-02-G15.06 | NT37-02-G15.06-Workstation | North Terrace | NT | NT37 | Physics | 02 | Ground Floor | G15.06 | 284 | School of Physical Sciences | 284 | School of Physical Sciences | 3.03 | Workstation | 1 | Office Space Group | 111 | Open Plan - Specific type not defined |  | Excellent | 755.34 | NO
North Terrace_NT37-Physics_Ground Floor_G15.07 _ Workstation | NT-NT37-02-G15.07 | NT37-02-G15.07-Workstation | North Terrace | NT | NT37 | Physics | 02 | Ground Floor | G15.07 | 284 | School of Physical Sciences | 284 | School of Physical Sciences | 3.03 | Workstation | 1 | Office Space Group | 111 | Open Plan - Specific type not defined |  | Excellent | 755.34 | NO
North Terrace_NT37-Physics_Ground Floor_G15.08 _ Workstation | NT-NT37-02-G15.08 | NT37-02-G15.08-Workstation | North Terrace | NT | NT37 | Physics | 02 | Ground Floor | G15.08 | 284 | School of Physical Sciences | 284 | School of Physical Sciences | 3.03 | Workstation | 1 | Office Space Group | 111 | Open Plan - Specific type not defined |  | Excellent | 755.34 | NO
North Terrace_NT37-Physics_Ground Floor_G15.09 _ Workstation | NT-NT37-02-G15.09 | NT37-02-G15.09-Workstation | North Terrace | NT | NT37 | Physics | 02 | Ground Floor | G15.09 | 284 | School of Physical Sciences | 284 | School of Physical Sciences | 3.03 | Workstation | 1 | Office Space Group | 111 | Open Plan - Specific type not defined |  | Excellent | 755.34 | NO
North Terrace_NT37-Physics_Ground Floor_G15.10 _ Workstation | NT-NT37-02-G15.10 | NT37-02-G15.10-Workstation | North Terrace | NT | NT37 | Physics | 02 | Ground Floor | G15.10 | 284 | School of Physical Sciences | 284 | School of Physical Sciences | 3.03 | Workstation | 1 | Office Space Group | 111 | Open Plan - Specific type not defined |  | Excellent | 755.34 | NO
North Terrace_NT37-Physics_Ground Floor_G15A _ Laboratory | NT-NT37-02-G15A | NT37-02-G15A-Laboratory | North Terrace | NT | NT37 | Physics | 02 | Ground Floor | G15A | 284 | School of Physical Sciences | 284 | School of Physical Sciences | 58.54 | Laboratory | 3 | Specialist Teaching or Research Space Group | 312 | Laboratory - Research Only |  | Excellent | 19,408.94 | NO
North Terrace_NT37-Physics_Ground Floor_G15B _ Laboratory | NT-NT37-02-G15B | NT37-02-G15B-Laboratory | North Terrace | NT | NT37 | Physics | 02 | Ground Floor | G15B | 284 | School of Physical Sciences | 284 | School of Physical Sciences | 33.1 | Laboratory | 3 | Specialist Teaching or Research Space Group | 312 | Laboratory - Research Only |  | Excellent | 10,974.31 | NO
North Terrace_NT37-Physics_Ground Floor_G15C _ Laboratory | NT-NT37-02-G15C | NT37-02-G15C-Laboratory | North Terrace | NT | NT37 | Physics | 02 | Ground Floor | G15C | 284 | School of Physical Sciences | 284 | School of Physical Sciences | 29.63 | Laboratory | 3 | Specialist Teaching or Research Space Group | 312 | Laboratory - Research Only |  | Excellent | 9,823.83 | NO
North Terrace_NT37-Physics_Ground Floor_G15D _ Office | NT-NT37-02-G15D | NT37-02-G15D-Office | North Terrace | NT | NT37 | Physics | 02 | Ground Floor | G15D | 284 | School of Physical Sciences | 284 | School of Physical Sciences | 6.6 | Office | 1 | Office Space Group | 100 | Office - Specific type not defined |  | Excellent | 1,645.29 | NO
North Terrace_NT37-Physics_Ground Floor_G15D.01 _ Workstation | NT-NT37-02-G15D.01 | NT37-02-G15D.01-Workstation | North Terrace | NT | NT37 | Physics | 02 | Ground Floor | G15D.01 | 284 | School of Physical Sciences | 284 | School of Physical Sciences | 3.83 | Workstation | 1 | Office Space Group | 111 | Open Plan - Specific type not defined |  | Excellent | 954.76 | NO
North Terrace_NT37-Physics_Ground Floor_G15D.02 _ Workstation | NT-NT37-02-G15D.02 | NT37-02-G15D.02-Workstation | North Terrace | NT | NT37 | Physics | 02 | Ground Floor | G15D.02 | 284 | School of Physical Sciences | 284 | School of Physical Sciences | 3.83 | Workstation | 1 | Office Space Group | 111 | Open Plan - Specific type not defined |  | Excellent | 954.76 | NO
North Terrace_NT37-Physics_Ground Floor_G15D.03 _ Workstation | NT-NT37-02-G15D.03 | NT37-02-G15D.03-Workstation | North Terrace | NT | NT37 | Physics | 02 | Ground Floor | G15D.03 | 284 | School of Physical Sciences | 284 | School of Physical Sciences | 3.83 | Workstation | 1 | Office Space Group | 111 | Open Plan - Specific type not defined |  | Excellent | 954.76 | NO
North Terrace_NT37-Physics_Ground Floor_G15E _ A/L - Laboratory | NT-NT37-02-G15E | NT37-02-G15E-A/L - Laboratory | North Terrace | NT | NT37 | Physics | 02 | Ground Floor | G15E | 284 | School of Physical Sciences | 284 | School of Physical Sciences | 3.24 | A/L - Laboratory | 3 | Specialist Teaching or Research Space Group | 312 | Laboratory - Research Only |  | Excellent | 1,074.22 | NO
North Terrace_NT37-Physics_Ground Floor_G16 _ Optics Lab | NT-NT37-02-G16 | NT37-02-G16-Optics Lab | North Terrace | NT | NT37 | Physics | 02 | Ground Floor | G16 | 284 | School of Physical Sciences | 284 | School of Physical Sciences | 38.07 | Optics Lab | 1 | Office Space Group | 103 | Office - Research Students |  | Adequate | 6,455.99 | NO
North Terrace_NT37-Physics_Ground Floor_G17 _ Optics Laboratory | NT-NT37-02-G17 | NT37-02-G17-Optics Laboratory | North Terrace | NT | NT37 | Physics | 02 | Ground Floor | G17 | 284 | School of Physical Sciences | 284 | School of Physical Sciences | 39.28 | Optics Laboratory | 3 | Specialist Teaching or Research Space Group | 312 | Laboratory - Research Only |  | Adequate | 8,859.38 | NO
North Terrace_NT37-Physics_Ground Floor_G17A _ Research Laboratory | NT-NT37-02-G17A | NT37-02-G17A-Research Laboratory | North Terrace | NT | NT37 | Physics | 02 | Ground Floor | G17A | 284 | School of Physical Sciences | 284 | School of Physical Sciences | 19.56 | Research Laboratory | 3 | Specialist Teaching or Research Space Group | 312 | Laboratory - Research Only |  | Adequate | 4,411.65 | NO
North Terrace_NT37-Physics_Ground Floor_G17B _ Research Laboratory | NT-NT37-02-G17B | NT37-02-G17B-Research Laboratory | North Terrace | NT | NT37 | Physics | 02 | Ground Floor | G17B | 284 | School of Physical Sciences | 284 | School of Physical Sciences | 21.06 | Research Laboratory | 3 | Specialist Teaching or Research Space Group | 312 | Laboratory - Research Only |  | Adequate | 4,749.96 | NO
North Terrace_NT37-Physics_Ground Floor_G18 _ Office | NT-NT37-02-G18 | NT37-02-G18-Office | North Terrace | NT | NT37 | Physics | 02 | Ground Floor | G18 | 284 | School of Physical Sciences | 284 | School of Physical Sciences | 19.65 | Office | 1 | Office Space Group | 101 | Office - Academic Staff |  | Adequate | 3,332.29 | NO
North Terrace_NT37-Physics_Ground Floor_G20 _ Physics Resource Centre | NT-NT37-02-G20 | NT37-02-G20-Physics Resource Centre | North Terrace | NT | NT37 | Physics | 02 | Ground Floor | G20 | 284 | School of Physical Sciences | 284 | School of Physical Sciences | 38.85 | Physics Resource Centre | 6 | General Facility Space Group | 606 | General Facility - Common Room Student access |  | Adequate | 7,378.86 | NO
North Terrace_NT37-Physics_Ground Floor_G21 _ Seminar | NT-NT37-02-G21 | NT37-02-G21-Seminar | North Terrace | NT | NT37 | Physics | 02 | Ground Floor | G21 | 284 | School of Physical Sciences | 284 | School of Physical Sciences | 49.86 | Seminar | 6 | General Facility Space Group | 601 | General Facility - Committee/Conference/Meeting room |  | Adequate | 9,470.01 | NO
North Terrace_NT37-Physics_Ground Floor_G22 _ Office | NT-NT37-02-G22 | NT37-02-G22-Office | North Terrace | NT | NT37 | Physics | 02 | Ground Floor | G22 | 284 | School of Physical Sciences | 284 | School of Physical Sciences | 20.24 | Office | 1 | Office Space Group | 101 | Office - Academic Staff |  | Adequate | 3,432.34 | NO
North Terrace_NT37-Physics_Ground Floor_G23 _ Office | NT-NT37-02-G23 | NT37-02-G23-Office | North Terrace | NT | NT37 | Physics | 02 | Ground Floor | G23 | 284 | School of Physical Sciences | 284 | School of Physical Sciences | 21.28 | Office | 1 | Office Space Group | 101 | Office - Academic Staff |  | Adequate | 3,608.71 | NO
North Terrace_NT37-Physics_Ground Floor_G24 _ Office | NT-NT37-02-G24 | NT37-02-G24-Office | North Terrace | NT | NT37 | Physics | 02 | Ground Floor | G24 | 284 | School of Physical Sciences | 284 | School of Physical Sciences | 36.3 | Office | 1 | Office Space Group | 101 | Office - Academic Staff |  | Adequate | 6,155.83 | NO
North Terrace_NT37-Physics_Ground Floor_G25 _ Office | NT-NT37-02-G25 | NT37-02-G25-Office | North Terrace | NT | NT37 | Physics | 02 | Ground Floor | G25 | 284 | School of Physical Sciences | 284 | School of Physical Sciences | 25.25 | Office | 1 | Office Space Group | 101 | Office - Academic Staff |  | Excellent | 6,294.47 | NO
North Terrace_NT37-Physics_Ground Floor_G26 _ Office | NT-NT37-02-G26 | NT37-02-G26-Office | North Terrace | NT | NT37 | Physics | 02 | Ground Floor | G26 | 284 | School of Physical Sciences | 284 | School of Physical Sciences | 16.8 | Office | 1 | Office Space Group | 101 | Office - Academic Staff |  | Adequate | 2,848.98 | NO
North Terrace_NT37-Physics_Ground Floor_G27 _ Office | NT-NT37-02-G27 | NT37-02-G27-Office | North Terrace | NT | NT37 | Physics | 02 | Ground Floor | G27 | 284 | School of Physical Sciences | 284 | School of Physical Sciences | 17.74 | Office | 1 | Office Space Group | 101 | Office - Academic Staff |  | Adequate | 3,008.39 | NO
North Terrace_NT37-Physics_Ground Floor_G28 _ Entrance | NT-NT37-02-G28 | NT37-02-G28-Entrance | North Terrace | NT | NT37 | Physics | 02 | Ground Floor | G28 | 99939 | Unusable Spaces | 99939 | Unusable Spaces | 7.14 | Entrance | 8 | Non Useable Floor Area Space Group | 805 | Non-usable - Circulation space |  | Unknown | 0.00 | NO
North Terrace_NT37-Physics_Ground Floor_G29 _ Entrance | NT-NT37-02-G29 | NT37-02-G29-Entrance | North Terrace | NT | NT37 | Physics | 02 | Ground Floor | G29 | 99939 | Unusable Spaces | 99939 | Unusable Spaces | 13.11 | Entrance | 8 | Non Useable Floor Area Space Group | 805 | Non-usable - Circulation space |  | Unknown | 0.00 | NO
North Terrace_NT37-Physics_Ground Floor_G30 _ Meeting | NT-NT37-02-G30 | NT37-02-G30-Meeting | North Terrace | NT | NT37 | Physics | 02 | Ground Floor | G30 | 284 | School of Physical Sciences | 284 | School of Physical Sciences | 41.72 | Meeting | 6 | General Facility Space Group | 601 | General Facility - Committee/Conference/Meeting room |  | Adequate | 7,923.96 | NO
North Terrace_NT37-Physics_Ground Floor_G30A _ Radioactive Store | NT-NT37-02-G30A | NT37-02-G30A-Radioactive Store | North Terrace | NT | NT37 | Physics | 02 | Ground Floor | G30A | 284 | School of Physical Sciences | 284 | School of Physical Sciences | 17.01 | Radioactive Store | 4 | Ancillary Area Space Group | 401 | Ancillary Area - Laboratory Service and Preparation |  | Adequate | 2,538.44 | NO
North Terrace_NT37-Physics_Ground Floor_G31 _ Office - Head of School | NT-NT37-02-G31 | NT37-02-G31-Office - Head of School | North Terrace | NT | NT37 | Physics | 02 | Ground Floor | G31 | 284 | School of Physical Sciences | 284 | School of Physical Sciences | 22.64 | Office - Head of School | 1 | Office Space Group | 101 | Office - Academic Staff |  | Adequate | 3,839.34 | NO
North Terrace_NT37-Physics_Ground Floor_G33 _ Office - General | NT-NT37-02-G33 | NT37-02-G33-Office - General | North Terrace | NT | NT37 | Physics | 02 | Ground Floor | G33 | 284 | School of Physical Sciences | 284 | School of Physical Sciences | 56 | Office - General | 1 | Office Space Group | 108 | Office - Professional/General Staff |  | Adequate | 9,496.60 | NO
North Terrace_NT37-Physics_Ground Floor_G34 _ Office | NT-NT37-02-G34 | NT37-02-G34-Office | North Terrace | NT | NT37 | Physics | 02 | Ground Floor | G34 | 284 | School of Physical Sciences | 284 | School of Physical Sciences | 16.23 | Office | 1 | Office Space Group | 101 | Office - Academic Staff |  | Adequate | 2,752.32 | NO
North Terrace_NT37-Physics_Ground Floor_G35 _ Study | NT-NT37-02-G35 | NT37-02-G35-Study | North Terrace | NT | NT37 | Physics | 02 | Ground Floor | G35 | 284 | School of Physical Sciences | 284 | School of Physical Sciences | 25.18 | Study | 1 | Office Space Group | 101 | Office - Academic Staff |  | Adequate | 4,270.08 | NO
North Terrace_NT37-Physics_Ground Floor_G36 _ Office | NT-NT37-02-G36 | NT37-02-G36-Office | North Terrace | NT | NT37 | Physics | 02 | Ground Floor | G36 | 284 | School of Physical Sciences | 284 | School of Physical Sciences | 16.3 | Office | 1 | Office Space Group | 101 | Office - Academic Staff |  | Adequate | 2,764.19 | NO
North Terrace_NT37-Physics_Ground Floor_G37 _ Office | NT-NT37-02-G37 | NT37-02-G37-Office | North Terrace | NT | NT37 | Physics | 02 | Ground Floor | G37 | 284 | School of Physical Sciences | 284 | School of Physical Sciences | 20.02 | Office | 1 | Office Space Group | 101 | Office - Academic Staff |  | Adequate | 3,395.03 | NO
North Terrace_NT37-Physics_Ground Floor_G38A _ Laboratory - Mol.Beam Epitaxy | NT-NT37-02-G38A | NT37-02-G38A-Laboratory - Mol.Beam Epitaxy | North Terrace | NT | NT37 | Physics | 02 | Ground Floor | G38A | 284 | School of Physical Sciences | 284 | School of Physical Sciences | 52.08 | Laboratory - Mol.Beam Epitaxy | 3 | Specialist Teaching or Research Space Group | 312 | Laboratory - Research Only |  | Good | 14,682.93 | NO
North Terrace_NT37-Physics_Ground Floor_G38B _ Laboratory - Microfab. | NT-NT37-02-G38B | NT37-02-G38B-Laboratory - Microfab. | North Terrace | NT | NT37 | Physics | 02 | Ground Floor | G38B | 284 | School of Physical Sciences | 284 | School of Physical Sciences | 72.77 | Laboratory - Microfab. | 3 | Specialist Teaching or Research Space Group | 312 | Laboratory - Research Only |  | Good | 20,516.07 | NO
North Terrace_NT37-Physics_Ground Floor_G39 _ Laboratory | NT-NT37-02-G39 | NT37-02-G39-Laboratory | North Terrace | NT | NT37 | Physics | 02 | Ground Floor | G39 | 284 | School of Physical Sciences | 284 | School of Physical Sciences | 81.61 | Laboratory | 3 | Specialist Teaching or Research Space Group | 312 | Laboratory - Research Only |  | Adequate | 18,406.67 | NO
North Terrace_NT37-Physics_Ground Floor_G39A _ Lab -Quantum & Nanoscale Physics | NT-NT37-02-G39A | NT37-02-G39A-Lab -Quantum & Nanoscale Physics | North Terrace | NT | NT37 | Physics | 02 | Ground Floor | G39A | 284 | School of Physical Sciences | 284 | School of Physical Sciences | 34.78 | Lab -Quantum & Nanoscale Physics | 3 | Specialist Teaching or Research Space Group | 312 | Laboratory - Research Only |  | Adequate | 7,844.43 | NO
North Terrace_NT37-Physics_Ground Floor_G39B _ VSR | NT-NT37-02-G39B | NT37-02-G39B-VSR | North Terrace | NT | NT37 | Physics | 02 | Ground Floor | G39B | 99939 | Unusable Spaces | 99939 | Unusable Spaces | 0.73 | VSR | 8 | Non Useable Floor Area Space Group | 840 | Non-usable - Service riser |  | Unknown | 0.00 | NO
North Terrace_NT37-Physics_Ground Floor_G39C _ Corr. | NT-NT37-02-G39C | NT37-02-G39C-Corr. | North Terrace | NT | NT37 | Physics | 02 | Ground Floor | G39C | 99939 | Unusable Spaces | 99939 | Unusable Spaces | 6.45 | Corr. | 8 | Non Useable Floor Area Space Group | 805 | Non-usable - Circulation space |  | Unknown | 0.00 | NO
North Terrace_NT37-Physics_Ground Floor_G40 _ Office | NT-NT37-02-G40 | NT37-02-G40-Office | North Terrace | NT | NT37 | Physics | 02 | Ground Floor | G40 | 284 | School of Physical Sciences | 284 | School of Physical Sciences | 20.44 | Office | 1 | Office Space Group | 101 | Office - Academic Staff |  | Adequate | 3,466.26 | NO
North Terrace_NT37-Physics_Ground Floor_G41 _ Laboratory | NT-NT37-02-G41 | NT37-02-G41-Laboratory | North Terrace | NT | NT37 | Physics | 02 | Ground Floor | G41 | 284 | School of Physical Sciences | 284 | School of Physical Sciences | 36.23 | Laboratory | 3 | Specialist Teaching or Research Space Group | 312 | Laboratory - Research Only |  | Adequate | 8,171.47 | NO
North Terrace_NT37-Physics_Ground Floor_G41A _ Store | NT-NT37-02-G41A | NT37-02-G41A-Store | North Terrace | NT | NT37 | Physics | 02 | Ground Floor | G41A | 284 | School of Physical Sciences | 284 | School of Physical Sciences | 10.18 | Store | 4 | Ancillary Area Space Group | 419 | Ancillary Area - Store Room - Generic |  | Adequate | 1,519.18 | NO
North Terrace_NT37-Physics_Ground Floor_G41B _ Plantroom | NT-NT37-02-G41B | NT37-02-G41B-Plantroom | North Terrace | NT | NT37 | Physics | 02 | Ground Floor | G41B | 99939 | Unusable Spaces | 99939 | Unusable Spaces | 6.87 | Plantroom | 8 | Non Useable Floor Area Space Group | 811 | Non-usable - Plant room other |  | Unknown | 0.00 | NO
North Terrace_NT37-Physics_Ground Floor_G41C _ Duct | NT-NT37-02-G41C | NT37-02-G41C-Duct | North Terrace | NT | NT37 | Physics | 02 | Ground Floor | G41C | 99939 | Unusable Spaces | 99939 | Unusable Spaces | 0.71 | Duct | 4 | Ancillary Area Space Group | 418 | Ancillary Area - Dangerous goods storage |  | Unknown | 0.00 | NO
North Terrace_NT37-Physics_Ground Floor_G50 _ Portico | NT-NT37-02-G50 | NT37-02-G50-Portico | North Terrace | NT | NT37 | Physics | 02 | Ground Floor | G50 | 284 | School of Physical Sciences | 284 | School of Physical Sciences | 23.21 | Portico | 8 | Non Useable Floor Area Space Group | 805 | Non-usable - Circulation space |  | Adequate | 0.00 | NO
North Terrace_NT37-Physics_Ground Floor_G51 _ Hydrogen Compound | NT-NT37-02-G51 | NT37-02-G51-Hydrogen Compound | North Terrace | NT | NT37 | Physics | 02 | Ground Floor | G51 | 284 | School of Physical Sciences | 284 | School of Physical Sciences | 11.72 | Hydrogen Compound | 4 | Ancillary Area Space Group | 418 | Ancillary Area - Dangerous goods storage |  | Adequate | 1,749.00 | NO
North Terrace_NT37-Physics_Ground Floor_G52 _ O2 / Nitrogen Compound | NT-NT37-02-G52 | NT37-02-G52-O2 / Nitrogen Compound | North Terrace | NT | NT37 | Physics | 02 | Ground Floor | G52 | 284 | School of Physical Sciences | 284 | School of Physical Sciences | 22.19 | O2 / Nitrogen Compound | 4 | Ancillary Area Space Group | 418 | Ancillary Area - Dangerous goods storage |  | Adequate | 3,311.46 | NO
North Terrace_NT37-Physics_Ground Floor_G53 _ Gas Compound | NT-NT37-02-G53 | NT37-02-G53-Gas Compound | North Terrace | NT | NT37 | Physics | 02 | Ground Floor | G53 | 284 | School of Physical Sciences | 284 | School of Physical Sciences | 7.17 | Gas Compound | 4 | Ancillary Area Space Group | 418 | Ancillary Area - Dangerous goods storage |  | Adequate | 1,070.00 | NO
North Terrace_NT37-Physics_First Floor_101 _ Corr. | NT-NT37-03-101 | NT37-03-101-Corr. | North Terrace | NT | NT37 | Physics | 03 | First Floor | 101 | 99939 | Unusable Spaces | 99939 | Unusable Spaces | 63.41 | Corr. | 8 | Non Useable Floor Area Space Group | 805 | Non-usable - Circulation space |  | Unknown | 0.00 | NO
North Terrace_NT37-Physics_First Floor_101A _ Hall | NT-NT37-03-101A | NT37-03-101A-Hall | North Terrace | NT | NT37 | Physics | 03 | First Floor | 101A | 99939 | Unusable Spaces | 99939 | Unusable Spaces | 12.44 | Hall | 8 | Non Useable Floor Area Space Group | 805 | Non-usable - Circulation space |  | Unknown | 0.00 | NO
North Terrace_NT37-Physics_First Floor_101B _ Stair Hall | NT-NT37-03-101B | NT37-03-101B-Stair Hall | North Terrace | NT | NT37 | Physics | 03 | First Floor | 101B | 99939 | Unusable Spaces | 99939 | Unusable Spaces | 16.47 | Stair Hall | 8 | Non Useable Floor Area Space Group | 805 | Non-usable - Circulation space |  | Unknown | 0.00 | NO
North Terrace_NT37-Physics_First Floor_101C _ Stair | NT-NT37-03-101C | NT37-03-101C-Stair | North Terrace | NT | NT37 | Physics | 03 | First Floor | 101C | 99939 | Unusable Spaces | 99939 | Unusable Spaces | 10.8 | Stair | 8 | Non Useable Floor Area Space Group | 805 | Non-usable - Circulation space |  | Unknown | 0.00 | NO
North Terrace_NT37-Physics_First Floor_101D _ Corr. | NT-NT37-03-101D | NT37-03-101D-Corr. | North Terrace | NT | NT37 | Physics | 03 | First Floor | 101D | 99939 | Unusable Spaces | 99939 | Unusable Spaces | 94.14 | Corr. | 8 | Non Useable Floor Area Space Group | 805 | Non-usable - Circulation space |  | Unknown | 0.00 | NO
North Terrace_NT37-Physics_First Floor_101E _ Stair Hall | NT-NT37-03-101E | NT37-03-101E-Stair Hall | North Terrace | NT | NT37 | Physics | 03 | First Floor | 101E | 99939 | Unusable Spaces | 99939 | Unusable Spaces | 13.16 | Stair Hall | 8 | Non Useable Floor Area Space Group | 805 | Non-usable - Circulation space |  | Unknown | 0.00 | NO
North Terrace_NT37-Physics_First Floor_101F _ A/L | NT-NT37-03-101F | NT37-03-101F-A/L | North Terrace | NT | NT37 | Physics | 03 | First Floor | 101F | 99939 | Unusable Spaces | 99939 | Unusable Spaces | 4.75 | A/L | 8 | Non Useable Floor Area Space Group | 822 | Non-usable - Toilets/Amenities - Unisex |  | Unknown | 0.00 | NO
North Terrace_NT37-Physics_First Floor_101G _ Cleaners | NT-NT37-03-101G | NT37-03-101G-Cleaners | North Terrace | NT | NT37 | Physics | 03 | First Floor | 101G | 99939 | Unusable Spaces | 99939 | Unusable Spaces | 6.38 | Cleaners | 8 | Non Useable Floor Area Space Group | 806 | Non-usable - Cleaners room |  | Unknown | 0.00 | NO
North Terrace_NT37-Physics_First Floor_101H _ Stair Entry | NT-NT37-03-101H | NT37-03-101H-Stair Entry | North Terrace | NT | NT37 | Physics | 03 | First Floor | 101H | 99939 | Unusable Spaces | 99939 | Unusable Spaces | 0.99 | Stair Entry | 8 | Non Useable Floor Area Space Group | 805 | Non-usable - Circulation space |  | Unknown | 0.00 | NO
North Terrace_NT37-Physics_First Floor_101K _ Stair Hall | NT-NT37-03-101K | NT37-03-101K-Stair Hall | North Terrace | NT | NT37 | Physics | 03 | First Floor | 101K | 99939 | Unusable Spaces | 99939 | Unusable Spaces | 19.52 | Stair Hall | 8 | Non Useable Floor Area Space Group | 805 | Non-usable - Circulation space |  | Unknown | 0.00 | NO
North Terrace_NT37-Physics_First Floor_101L _ Hall | NT-NT37-03-101L | NT37-03-101L-Hall | North Terrace | NT | NT37 | Physics | 03 | First Floor | 101L | 99939 | Unusable Spaces | 99939 | Unusable Spaces | 11.67 | Hall | 8 | Non Useable Floor Area Space Group | 805 | Non-usable - Circulation space |  | Unknown | 0.00 | NO
North Terrace_NT37-Physics_First Floor_102 _ Stair | NT-NT37-03-102 | NT37-03-102-Stair | North Terrace | NT | NT37 | Physics | 03 | First Floor | 102 | 99939 | Unusable Spaces | 99939 | Unusable Spaces | 24.11 | Stair | 8 | Non Useable Floor Area Space Group | 805 | Non-usable - Circulation space |  | Unknown | 0.00 | NO
North Terrace_NT37-Physics_First Floor_103 _ "Kerr Grant Lecture Theatre" | NT-NT37-03-103 | NT37-03-103-"Kerr Grant Lecture Theatre" | North Terrace | NT | NT37 | Physics | 03 | First Floor | 103 | 99998 | Central Common Teaching Areas (In Use) | 952 | Corporate Services Division Admin | 182.66 | "Kerr Grant Lecture Theatre" | 2 | Teaching Space Group | 202 | Lecture Theatre (> 100 seats) |  | Adequate | 37,790.57 | NO
North Terrace_NT37-Physics_First Floor_104 _ Preparation Room | NT-NT37-03-104 | NT37-03-104-Preparation Room | North Terrace | NT | NT37 | Physics | 03 | First Floor | 104 | 284 | School of Physical Sciences | 284 | School of Physical Sciences | 32.31 | Preparation Room | 4 | Ancillary Area Space Group | 401 | Ancillary Area - Laboratory Service and Preparation |  | Adequate | 4,821.70 | NO
North Terrace_NT37-Physics_First Floor_105 _ Preparation Room | NT-NT37-03-105 | NT37-03-105-Preparation Room | North Terrace | NT | NT37 | Physics | 03 | First Floor | 105 | 284 | School of Physical Sciences | 284 | School of Physical Sciences | 29.21 | Preparation Room | 4 | Ancillary Area Space Group | 401 | Ancillary Area - Laboratory Service and Preparation |  | Adequate | 4,359.07 | NO
North Terrace_NT37-Physics_First Floor_106 _ Stair | NT-NT37-03-106 | NT37-03-106-Stair | North Terrace | NT | NT37 | Physics | 03 | First Floor | 106 | 99939 | Unusable Spaces | 99939 | Unusable Spaces | 13.83 | Stair | 8 | Non Useable Floor Area Space Group | 805 | Non-usable - Circulation space |  | Unknown | 0.00 | NO
North Terrace_NT37-Physics_First Floor_107 _ Office | NT-NT37-03-107 | NT37-03-107-Office | North Terrace | NT | NT37 | Physics | 03 | First Floor | 107 | 284 | School of Physical Sciences | 284 | School of Physical Sciences | 19.68 | Office | 1 | Office Space Group | 101 | Office - Academic Staff |  | Adequate | 3,337.38 | NO
North Terrace_NT37-Physics_First Floor_108 _ Office | NT-NT37-03-108 | NT37-03-108-Office | North Terrace | NT | NT37 | Physics | 03 | First Floor | 108 | 284 | School of Physical Sciences | 284 | School of Physical Sciences | 19.68 | Office | 1 | Office Space Group | 101 | Office - Academic Staff |  | Adequate | 3,337.38 | NO
North Terrace_NT37-Physics_First Floor_108A _ Office | NT-NT37-03-108A | NT37-03-108A-Office | North Terrace | NT | NT37 | Physics | 03 | First Floor | 108A | 284 | School of Physical Sciences | 284 | School of Physical Sciences | 19.65 | Office | 1 | Office Space Group | 101 | Office - Academic Staff |  | Adequate | 3,332.29 | NO
North Terrace_NT37-Physics_First Floor_109 _ Restroom | NT-NT37-03-109 | NT37-03-109-Restroom | North Terrace | NT | NT37 | Physics | 03 | First Floor | 109 | 99939 | Unusable Spaces | 99939 | Unusable Spaces | 11.92 | Restroom | 8 | Non Useable Floor Area Space Group | 835 | Non-usable - Toilets/Amenities - Other |  | Unknown | 0.00 | NO
North Terrace_NT37-Physics_First Floor_109A _ WC - F | NT-NT37-03-109A | NT37-03-109A-WC - F | North Terrace | NT | NT37 | Physics | 03 | First Floor | 109A | 99939 | Unusable Spaces | 99939 | Unusable Spaces | 11.94 | WC - F | 8 | Non Useable Floor Area Space Group | 820 | Non-usable - Toilets/Amenities - Female |  | Unknown | 0.00 | NO
North Terrace_NT37-Physics_First Floor_110 _ Stair | NT-NT37-03-110 | NT37-03-110-Stair | North Terrace | NT | NT37 | Physics | 03 | First Floor | 110 | 99939 | Unusable Spaces | 99939 | Unusable Spaces | 4.22 | Stair | 8 | Non Useable Floor Area Space Group | 805 | Non-usable - Circulation space |  | Unknown | 0.00 | NO
North Terrace_NT37-Physics_First Floor_111 _ Office | NT-NT37-03-111 | NT37-03-111-Office | North Terrace | NT | NT37 | Physics | 03 | First Floor | 111 | 284 | School of Physical Sciences | 284 | School of Physical Sciences | 19.83 | Office | 1 | Office Space Group | 101 | Office - Academic Staff |  | Adequate | 3,362.81 | NO
North Terrace_NT37-Physics_First Floor_112 _ Office | NT-NT37-03-112 | NT37-03-112-Office | North Terrace | NT | NT37 | Physics | 03 | First Floor | 112 | 284 | School of Physical Sciences | 284 | School of Physical Sciences | 19.82 | Office | 1 | Office Space Group | 101 | Office - Academic Staff |  | Adequate | 3,361.12 | NO
North Terrace_NT37-Physics_First Floor_113 _ Stair | NT-NT37-03-113 | NT37-03-113-Stair | North Terrace | NT | NT37 | Physics | 03 | First Floor | 113 | 99939 | Unusable Spaces | 99939 | Unusable Spaces | 21.3 | Stair | 8 | Non Useable Floor Area Space Group | 805 | Non-usable - Circulation space |  | Unknown | 0.00 | NO
North Terrace_NT37-Physics_First Floor_114 _ Entry | NT-NT37-03-114 | NT37-03-114-Entry | North Terrace | NT | NT37 | Physics | 03 | First Floor | 114 | 99939 | Unusable Spaces | 99939 | Unusable Spaces | 27.07 | Entry | 8 | Non Useable Floor Area Space Group | 805 | Non-usable - Circulation space |  | Unknown | 0.00 | NO
North Terrace_NT37-Physics_First Floor_114A _ Office | NT-NT37-03-114A | NT37-03-114A-Office | North Terrace | NT | NT37 | Physics | 03 | First Floor | 114A | 284 | School of Physical Sciences | 284 | School of Physical Sciences | 17.07 | Office | 1 | Office Space Group | 101 | Office - Academic Staff |  | Adequate | 2,894.77 | NO
North Terrace_NT37-Physics_First Floor_114B _ Office | NT-NT37-03-114B | NT37-03-114B-Office | North Terrace | NT | NT37 | Physics | 03 | First Floor | 114B | 284 | School of Physical Sciences | 284 | School of Physical Sciences | 17.07 | Office | 1 | Office Space Group | 101 | Office - Academic Staff |  | Adequate | 2,894.77 | NO
North Terrace_NT37-Physics_First Floor_114C _ Office | NT-NT37-03-114C | NT37-03-114C-Office | North Terrace | NT | NT37 | Physics | 03 | First Floor | 114C | 284 | School of Physical Sciences | 284 | School of Physical Sciences | 17.07 | Office | 1 | Office Space Group | 101 | Office - Academic Staff |  | Adequate | 2,894.77 | NO
North Terrace_NT37-Physics_First Floor_114D _ Office | NT-NT37-03-114D | NT37-03-114D-Office | North Terrace | NT | NT37 | Physics | 03 | First Floor | 114D | 284 | School of Physical Sciences | 284 | School of Physical Sciences | 17.07 | Office | 1 | Office Space Group | 101 | Office - Academic Staff |  | Adequate | 2,894.77 | NO
North Terrace_NT37-Physics_First Floor_114E _ Breakout | NT-NT37-03-114E | NT37-03-114E-Breakout | North Terrace | NT | NT37 | Physics | 03 | First Floor | 114E | 284 | School of Physical Sciences | 284 | School of Physical Sciences | 26.64 | Breakout | 6 | General Facility Space Group | 608 | General Facility - Kitchen/Servery/Food Storage |  | Adequate | 5,059.79 | NO
North Terrace_NT37-Physics_First Floor_114F _ Office - Post Grad. | NT-NT37-03-114F | NT37-03-114F-Office - Post Grad. | North Terrace | NT | NT37 | Physics | 03 | First Floor | 114F | 284 | School of Physical Sciences | 284 | School of Physical Sciences | 35.45 | Office - Post Grad. | 1 | Office Space Group | 103 | Office - Research Students |  | Adequate | 6,011.69 | NO
North Terrace_NT37-Physics_First Floor_114G _ Office | NT-NT37-03-114G | NT37-03-114G-Office | North Terrace | NT | NT37 | Physics | 03 | First Floor | 114G | 284 | School of Physical Sciences | 284 | School of Physical Sciences | 19.73 | Office | 1 | Office Space Group | 101 | Office - Academic Staff |  | Adequate | 3,345.86 | NO
North Terrace_NT37-Physics_First Floor_114H _ Office | NT-NT37-03-114H | NT37-03-114H-Office | North Terrace | NT | NT37 | Physics | 03 | First Floor | 114H | 284 | School of Physical Sciences | 284 | School of Physical Sciences | 17.26 | Office | 1 | Office Space Group | 101 | Office - Academic Staff |  | Adequate | 2,926.99 | NO
North Terrace_NT37-Physics_First Floor_114J _ Corr. | NT-NT37-03-114J | NT37-03-114J-Corr. | North Terrace | NT | NT37 | Physics | 03 | First Floor | 114J | 99939 | Unusable Spaces | 99939 | Unusable Spaces | 27.01 | Corr. | 8 | Non Useable Floor Area Space Group | 805 | Non-usable - Circulation space |  | Unknown | 0.00 | NO
North Terrace_NT37-Physics_First Floor_115 _ Office | NT-NT37-03-115 | NT37-03-115-Office | North Terrace | NT | NT37 | Physics | 03 | First Floor | 115 | 284 | School of Physical Sciences | 284 | School of Physical Sciences | 25.28 | Office | 1 | Office Space Group | 101 | Office - Academic Staff |  | Adequate | 4,287.04 | NO
North Terrace_NT37-Physics_First Floor_116 _ Office | NT-NT37-03-116 | NT37-03-116-Office | North Terrace | NT | NT37 | Physics | 03 | First Floor | 116 | 284 | School of Physical Sciences | 284 | School of Physical Sciences | 12.23 | Office | 1 | Office Space Group | 101 | Office - Academic Staff |  | Adequate | 2,073.99 | NO
North Terrace_NT37-Physics_First Floor_117 _ Office | NT-NT37-03-117 | NT37-03-117-Office | North Terrace | NT | NT37 | Physics | 03 | First Floor | 117 | 284 | School of Physical Sciences | 284 | School of Physical Sciences | 19.29 | Office | 1 | Office Space Group | 101 | Office - Academic Staff |  | Adequate | 3,271.24 | NO
North Terrace_NT37-Physics_First Floor_119 _ Office - Open Plan | NT-NT37-03-119 | NT37-03-119-Office - Open Plan | North Terrace | NT | NT37 | Physics | 03 | First Floor | 119 | 284 | School of Physical Sciences | 284 | School of Physical Sciences | 61.09 | Office - Open Plan | 1 | Office Space Group | 112 | Open Plan - Academic Staff |  | Adequate | 10,359.77 | NO
North Terrace_NT37-Physics_First Floor_120 _ Corr. | NT-NT37-03-120 | NT37-03-120-Corr. | North Terrace | NT | NT37 | Physics | 03 | First Floor | 120 | 99939 | Unusable Spaces | 99939 | Unusable Spaces | 25.45 | Corr. | 8 | Non Useable Floor Area Space Group | 805 | Non-usable - Circulation space |  | Unknown | 0.00 | NO
North Terrace_NT37-Physics_First Floor_121 _ Seminar | NT-NT37-03-121 | NT37-03-121-Seminar | North Terrace | NT | NT37 | Physics | 03 | First Floor | 121 | 284 | School of Physical Sciences | 284 | School of Physical Sciences | 109.11 | Seminar | 6 | General Facility Space Group | 601 | General Facility - Committee/Conference/Meeting room |  | Adequate | 20,723.48 | NO
North Terrace_NT37-Physics_First Floor_122 _ MDF Room | NT-NT37-03-122 | NT37-03-122-MDF Room | North Terrace | NT | NT37 | Physics | 03 | First Floor | 122 | 850 | ITDS Branch Central Costs | 869 | Information Technology and Digital Services | 7.5 | MDF Room | 8 | Non Useable Floor Area Space Group | 815 | Non-usable - Switch room |  | Adequate | 0.00 | NO
North Terrace_NT37-Physics_First Floor_122A _ Comms | NT-NT37-03-122A | NT37-03-122A-Comms | North Terrace | NT | NT37 | Physics | 03 | First Floor | 122A | 850 | ITDS Branch Central Costs | 869 | Information Technology and Digital Services | 10.95 | Comms | 8 | Non Useable Floor Area Space Group | 812 | Non-usable - Comms/network system/Telephone/PABX |  | Adequate | 0.00 | NO
North Terrace_NT37-Physics_First Floor_123 _ Office - Open Plan | NT-NT37-03-123 | NT37-03-123-Office - Open Plan | North Terrace | NT | NT37 | Physics | 03 | First Floor | 123 | 284 | School of Physical Sciences | 284 | School of Physical Sciences | 52.84 | Office - Open Plan | 1 | Office Space Group | 112 | Open Plan - Academic Staff |  | Adequate | 8,960.72 | NO
North Terrace_NT37-Physics_First Floor_123B _ Office | NT-NT37-03-123B | NT37-03-123B-Office | North Terrace | NT | NT37 | Physics | 03 | First Floor | 123B | 284 | School of Physical Sciences | 284 | School of Physical Sciences | 28.14 | Office | 1 | Office Space Group | 101 | Office - Academic Staff |  | Adequate | 4,772.04 | NO
North Terrace_NT37-Physics_First Floor_124 _ Office | NT-NT37-03-124 | NT37-03-124-Office | North Terrace | NT | NT37 | Physics | 03 | First Floor | 124 | 284 | School of Physical Sciences | 284 | School of Physical Sciences | 19.44 | Office | 1 | Office Space Group | 101 | Office - Academic Staff |  | Adequate | 3,296.68 | NO
North Terrace_NT37-Physics_First Floor_125 _ Office - Professor | NT-NT37-03-125 | NT37-03-125-Office - Professor | North Terrace | NT | NT37 | Physics | 03 | First Floor | 125 | 284 | School of Physical Sciences | 284 | School of Physical Sciences | 19.99 | Office - Professor | 1 | Office Space Group | 101 | Office - Academic Staff |  | Adequate | 3,389.95 | NO
North Terrace_NT37-Physics_First Floor_125A _ Comms | NT-NT37-03-125A | NT37-03-125A-Comms | North Terrace | NT | NT37 | Physics | 03 | First Floor | 125A | 284 | School of Physical Sciences | 284 | School of Physical Sciences | 18.95 | Comms | 8 | Non Useable Floor Area Space Group | 812 | Non-usable - Comms/network system/Telephone/PABX |  | Adequate | 0.00 | NO
North Terrace_NT37-Physics_First Floor_126 _ Office | NT-NT37-03-126 | NT37-03-126-Office | North Terrace | NT | NT37 | Physics | 03 | First Floor | 126 | 284 | School of Physical Sciences | 284 | School of Physical Sciences | 40.19 | Office | 1 | Office Space Group | 101 | Office - Academic Staff |  | Adequate | 6,815.51 | NO
North Terrace_NT37-Physics_First Floor_127 _ Meeting / Office | NT-NT37-03-127 | NT37-03-127-Meeting / Office | North Terrace | NT | NT37 | Physics | 03 | First Floor | 127 | 284 | School of Physical Sciences | 284 | School of Physical Sciences | 42.94 | Meeting / Office | 6 | General Facility Space Group | 601 | General Facility - Committee/Conference/Meeting room |  | Adequate | 8,155.68 | NO
North Terrace_NT37-Physics_First Floor_128 _ Office | NT-NT37-03-128 | NT37-03-128-Office | North Terrace | NT | NT37 | Physics | 03 | First Floor | 128 | 284 | School of Physical Sciences | 284 | School of Physical Sciences | 25.75 | Office | 1 | Office Space Group | 101 | Office - Academic Staff |  | Adequate | 4,366.74 | NO
North Terrace_NT37-Physics_First Floor_128A _ Office - Post Grad. | NT-NT37-03-128A | NT37-03-128A-Office - Post Grad. | North Terrace | NT | NT37 | Physics | 03 | First Floor | 128A | 284 | School of Physical Sciences | 284 | School of Physical Sciences | 27.74 | Office - Post Grad. | 1 | Office Space Group | 103 | Office - Research Students |  | Adequate | 4,704.21 | NO
North Terrace_NT37-Physics_First Floor_128B _ Office - Post Grad. | NT-NT37-03-128B | NT37-03-128B-Office - Post Grad. | North Terrace | NT | NT37 | Physics | 03 | First Floor | 128B | 284 | School of Physical Sciences | 284 | School of Physical Sciences | 27.86 | Office - Post Grad. | 1 | Office Space Group | 103 | Office - Research Students |  | Adequate | 4,724.56 | NO
North Terrace_NT37-Physics_First Floor_129 _ Light Lock | NT-NT37-03-129 | NT37-03-129-Light Lock | North Terrace | NT | NT37 | Physics | 03 | First Floor | 129 | 284 | School of Physical Sciences | 284 | School of Physical Sciences | 1.54 | Light Lock | 4 | Ancillary Area Space Group | 401 | Ancillary Area - Laboratory Service and Preparation |  | Adequate | 229.82 | NO
North Terrace_NT37-Physics_First Floor_129A _ Dark Room | NT-NT37-03-129A | NT37-03-129A-Dark Room | North Terrace | NT | NT37 | Physics | 03 | First Floor | 129A | 284 | School of Physical Sciences | 284 | School of Physical Sciences | 14.28 | Dark Room | 4 | Ancillary Area Space Group | 411 | Ancillary Area - Darkroom |  | Adequate | 2,131.04 | NO
North Terrace_NT37-Physics_First Floor_130 _ Teaching Laboratory | NT-NT37-03-130 | NT37-03-130-Teaching Laboratory | North Terrace | NT | NT37 | Physics | 03 | First Floor | 130 | 284 | School of Physical Sciences | 284 | School of Physical Sciences | 42.15 | Teaching Laboratory | 3 | Specialist Teaching or Research Space Group | 302 | Laboratory - Scientific/Medical/Engineering - DRY - Undergraduate |  | Adequate | 9,506.69 | NO
North Terrace_NT37-Physics_First Floor_131 _ Workstation | NT-NT37-03-131 | NT37-03-131-Workstation | North Terrace | NT | NT37 | Physics | 03 | First Floor | 131 | 284 | School of Physical Sciences | 284 | School of Physical Sciences | 20.44 | Workstation | 1 | Office Space Group | 115 | Open Plan - Technical/Laboratory/Store Staff |  | Adequate | 3,466.26 | NO
North Terrace_NT37-Physics_First Floor_132 _ Teaching Laboratory | NT-NT37-03-132 | NT37-03-132-Teaching Laboratory | North Terrace | NT | NT37 | Physics | 03 | First Floor | 132 | 284 | School of Physical Sciences | 284 | School of Physical Sciences | 125.34 | Teaching Laboratory | 3 | Specialist Teaching or Research Space Group | 302 | Laboratory - Scientific/Medical/Engineering - DRY - Undergraduate |  | Barely Adequate | 27,138.93 | NO
North Terrace_NT37-Physics_First Floor_133 _ Teaching Laboratory | NT-NT37-03-133 | NT37-03-133-Teaching Laboratory | North Terrace | NT | NT37 | Physics | 03 | First Floor | 133 | 284 | School of Physical Sciences | 284 | School of Physical Sciences | 91.48 | Teaching Laboratory | 3 | Specialist Teaching or Research Space Group | 302 | Laboratory - Scientific/Medical/Engineering - DRY - Undergraduate |  | Barely Adequate | 19,807.48 | NO
North Terrace_NT37-Physics_First Floor_133A _ Dark Room | NT-NT37-03-133A | NT37-03-133A-Dark Room | North Terrace | NT | NT37 | Physics | 03 | First Floor | 133A | 284 | School of Physical Sciences | 284 | School of Physical Sciences | 4.8 | Dark Room | 4 | Ancillary Area Space Group | 411 | Ancillary Area - Darkroom |  | Adequate | 716.31 | NO
North Terrace_NT37-Physics_First Floor_133B _ Dark Room | NT-NT37-03-133B | NT37-03-133B-Dark Room | North Terrace | NT | NT37 | Physics | 03 | First Floor | 133B | 284 | School of Physical Sciences | 284 | School of Physical Sciences | 4.8 | Dark Room | 4 | Ancillary Area Space Group | 411 | Ancillary Area - Darkroom |  | Adequate | 716.31 | NO
North Terrace_NT37-Physics_First Floor_133C _ Dark Room | NT-NT37-03-133C | NT37-03-133C-Dark Room | North Terrace | NT | NT37 | Physics | 03 | First Floor | 133C | 284 | School of Physical Sciences | 284 | School of Physical Sciences | 4.8 | Dark Room | 4 | Ancillary Area Space Group | 411 | Ancillary Area - Darkroom |  | Adequate | 716.31 | NO
North Terrace_NT37-Physics_First Floor_134 _ Teaching Laboratory | NT-NT37-03-134 | NT37-03-134-Teaching Laboratory | North Terrace | NT | NT37 | Physics | 03 | First Floor | 134 | 284 | School of Physical Sciences | 284 | School of Physical Sciences | 15.66 | Teaching Laboratory | 3 | Specialist Teaching or Research Space Group | 302 | Laboratory - Scientific/Medical/Engineering - DRY - Undergraduate |  | Adequate | 3,532.02 | NO
North Terrace_NT37-Physics_First Floor_134A _ VSR | NT-NT37-03-134A | NT37-03-134A-VSR | North Terrace | NT | NT37 | Physics | 03 | First Floor | 134A | 99939 | Unusable Spaces | 99939 | Unusable Spaces | 0.73 | VSR | 8 | Non Useable Floor Area Space Group | 840 | Non-usable - Service riser |  | Unknown | 0.00 | NO
North Terrace_NT37-Physics_First Floor_135 _ Teaching Laboratory | NT-NT37-03-135 | NT37-03-135-Teaching Laboratory | North Terrace | NT | NT37 | Physics | 03 | First Floor | 135 | 284 | School of Physical Sciences | 284 | School of Physical Sciences | 59.19 | Teaching Laboratory | 3 | Specialist Teaching or Research Space Group | 302 | Laboratory - Scientific/Medical/Engineering - DRY - Undergraduate |  | Adequate | 13,349.96 | NO
North Terrace_NT37-Physics_First Floor_135A _ VSR | NT-NT37-03-135A | NT37-03-135A-VSR | North Terrace | NT | NT37 | Physics | 03 | First Floor | 135A | 99939 | Unusable Spaces | 99939 | Unusable Spaces | 0.9 | VSR | 8 | Non Useable Floor Area Space Group | 840 | Non-usable - Service riser |  | Unknown | 0.00 | NO
North Terrace_NT37-Physics_Roof - Observation_201 _ Stair | NT-NT37-04-201 | NT37-04-201-Stair | North Terrace | NT | NT37 | Physics | 04 | Roof - Observation | 201 | 99939 | Unusable Spaces | 99939 | Unusable Spaces | 6.33 | Stair | 8 | Non Useable Floor Area Space Group | 805 | Non-usable - Circulation space |  | Unknown | 0.00 | NO
North Terrace_NT37-Physics_Roof - Observation_201D _ Void | NT-NT37-04-201D | NT37-04-201D-Void | North Terrace | NT | NT37 | Physics | 04 | Roof - Observation | 201D | 99939 | Unusable Spaces | 99939 | Unusable Spaces | 3.72 | Void | 8 | Non Useable Floor Area Space Group | 840 | Non-usable - Service riser |  | Unknown | 0.00 | NO
North Terrace_NT37-Physics_Roof - Observation_R.01 _ Services Zone "Observation" (NUFA) | NT-NT37-04-R.01 | NT37-04-R.01-Services Zone "Observation" (NUFA) | North Terrace | NT | NT37 | Physics | 04 | Roof - Observation | R.01 | 99939 | Unusable Spaces | 99939 | Unusable Spaces | 37.95 | Services Zone "Observation" (NUFA) | 8 | Non Useable Floor Area Space Group | 810 | Non-usable - Mechanical plant room |  | Unknown | 0.00 | NO
North Terrace_NT37-Physics_Roof - Observation_R.02 _ Plant Platform (UCA) | NT-NT37-04-R.02 | NT37-04-R.02-Plant Platform (UCA) | North Terrace | NT | NT37 | Physics | 04 | Roof - Observation | R.02 | 99939 | Unusable Spaces | 99939 | Unusable Spaces | 13.85 | Plant Platform (UCA) | 8 | Non Useable Floor Area Space Group | 810 | Non-usable - Mechanical plant room |  | Unknown | 0.00 | NO
North Terrace_NT37-Physics_Roof - Observation_R.03 _ Plant Platform (UCA) | NT-NT37-04-R.03 | NT37-04-R.03-Plant Platform (UCA) | North Terrace | NT | NT37 | Physics | 04 | Roof - Observation | R.03 | 99939 | Unusable Spaces | 99939 | Unusable Spaces | 42.63 | Plant Platform (UCA) | 8 | Non Useable Floor Area Space Group | 810 | Non-usable - Mechanical plant room |  | Unknown | 0.00 | NO
North Terrace_NT38-CSIRO Plant Enclosure_Ground Floor_G01 _ Plant Enclosure | NT-NT38-GN-G01 | NT38-GN-G01-Plant Enclosure | North Terrace | NT | NT38 | CSIRO Plant Enclosure | GN | Ground Floor | G01 | 99002 | Federal - CSIRO | 859 | Infrastructure | 16.91 | Plant Enclosure | 4 | Ancillary Area Space Group | 407 | Ancillary Area - Glasshouse/Greenhouse |  | Unknown | 0.00 | NO
North Terrace_NT38-CSIRO Plant Enclosure_Ground Floor_G02 _ Plant Enclosure | NT-NT38-GN-G02 | NT38-GN-G02-Plant Enclosure | North Terrace | NT | NT38 | CSIRO Plant Enclosure | GN | Ground Floor | G02 | 99002 | Federal - CSIRO | 859 | Infrastructure | 9.57 | Plant Enclosure | 4 | Ancillary Area Space Group | 407 | Ancillary Area - Glasshouse/Greenhouse |  | Unknown | 0.00 | NO
North Terrace_NT38-CSIRO Plant Enclosure_Ground Floor_G03 _ Plant Enclosure | NT-NT38-GN-G03 | NT38-GN-G03-Plant Enclosure | North Terrace | NT | NT38 | CSIRO Plant Enclosure | GN | Ground Floor | G03 | 99002 | Federal - CSIRO | 859 | Infrastructure | 7.28 | Plant Enclosure | 4 | Ancillary Area Space Group | 407 | Ancillary Area - Glasshouse/Greenhouse |  | Unknown | 0.00 | NO
North Terrace_NT38-CSIRO Plant Enclosure_Ground Floor_G04 _ Plant Enclosure | NT-NT38-GN-G04 | NT38-GN-G04-Plant Enclosure | North Terrace | NT | NT38 | CSIRO Plant Enclosure | GN | Ground Floor | G04 | 99002 | Federal - CSIRO | 859 | Infrastructure | 23.08 | Plant Enclosure | 4 | Ancillary Area Space Group | 407 | Ancillary Area - Glasshouse/Greenhouse |  | Unknown | 0.00 | NO
North Terrace_NT39-Barr Smith South_Level One_100 _ Seating Area | NT-NT39-01-100 | NT39-01-100-Seating Area | North Terrace | NT | NT39 | Barr Smith South | 01 | Level One | 100 | 99951 | Hub and study spaces (ex-VPSR) | 952 | Corporate Services Division Admin | 141.55 | Seating Area | 5 | Library, IT and Learning Space Group | 517 | Informal Learning | INFORMAL-PRIM-I | Excellent | 39,520.76 | NO
North Terrace_NT39-Barr Smith South_Level One_100A _ Circ. / Ramp | NT-NT39-01-100A | NT39-01-100A-Circ. / Ramp | North Terrace | NT | NT39 | Barr Smith South | 01 | Level One | 100A | 99939 | Unusable Spaces | 99939 | Unusable Spaces | 36.46 | Circ. / Ramp | 8 | Non Useable Floor Area Space Group | 805 | Non-usable - Circulation space |  | Excellent | 0.00 | NO
North Terrace_NT39-Barr Smith South_Level One_100B _ Corr. | NT-NT39-01-100B | NT39-01-100B-Corr. | North Terrace | NT | NT39 | Barr Smith South | 01 | Level One | 100B | 99939 | Unusable Spaces | 99939 | Unusable Spaces | 141.87 | Corr. | 8 | Non Useable Floor Area Space Group | 805 | Non-usable - Circulation space |  | Excellent | 0.00 | NO
North Terrace_NT39-Barr Smith South_Level One_100C _ Circ. | NT-NT39-01-100C | NT39-01-100C-Circ. | North Terrace | NT | NT39 | Barr Smith South | 01 | Level One | 100C | 99939 | Unusable Spaces | 99939 | Unusable Spaces | 108.04 | Circ. | 8 | Non Useable Floor Area Space Group | 805 | Non-usable - Circulation space |  | Excellent | 0.00 | NO
North Terrace_NT39-Barr Smith South_Level One_100D _ Circ. | NT-NT39-01-100D | NT39-01-100D-Circ. | North Terrace | NT | NT39 | Barr Smith South | 01 | Level One | 100D | 99939 | Unusable Spaces | 99939 | Unusable Spaces | 74.03 | Circ. | 8 | Non Useable Floor Area Space Group | 805 | Non-usable - Circulation space |  | Excellent | 0.00 | NO
North Terrace_NT39-Barr Smith South_Level One_100E _ Circ. | NT-NT39-01-100E | NT39-01-100E-Circ. | North Terrace | NT | NT39 | Barr Smith South | 01 | Level One | 100E | 99939 | Unusable Spaces | 99939 | Unusable Spaces | 72.25 | Circ. | 8 | Non Useable Floor Area Space Group | 805 | Non-usable - Circulation space |  | Excellent | 0.00 | NO
North Terrace_NT39-Barr Smith South_Level One_100F _ Circ. | NT-NT39-01-100F | NT39-01-100F-Circ. | North Terrace | NT | NT39 | Barr Smith South | 01 | Level One | 100F | 99939 | Unusable Spaces | 99939 | Unusable Spaces | 58.2 | Circ. | 8 | Non Useable Floor Area Space Group | 805 | Non-usable - Circulation space |  | Excellent | 0.00 | NO
North Terrace_NT39-Barr Smith South_Level One_100G _ Corr. | NT-NT39-01-100G | NT39-01-100G-Corr. | North Terrace | NT | NT39 | Barr Smith South | 01 | Level One | 100G | 99939 | Unusable Spaces | 99939 | Unusable Spaces | 41.06 | Corr. | 8 | Non Useable Floor Area Space Group | 805 | Non-usable - Circulation space |  | Unknown | 0.00 | NO
North Terrace_NT39-Barr Smith South_Level One_1019 _ Circ. | NT-NT39-01-1019 | NT39-01-1019-Circ. | North Terrace | NT | NT39 | Barr Smith South | 01 | Level One | 1019 | 99939 | Unusable Spaces | 99939 | Unusable Spaces | 50.9 | Circ. | 8 | Non Useable Floor Area Space Group | 805 | Non-usable - Circulation space |  | Unknown | 0.00 | NO
North Terrace_NT39-Barr Smith South_Level One_1020 _ Foyer | NT-NT39-01-1020 | NT39-01-1020-Foyer | North Terrace | NT | NT39 | Barr Smith South | 01 | Level One | 1020 | 99939 | Unusable Spaces | 99939 | Unusable Spaces | 49.44 | Foyer | 8 | Non Useable Floor Area Space Group | 805 | Non-usable - Circulation space |  | Unknown | 0.00 | NO
North Terrace_NT39-Barr Smith South_Level One_1020A _ Corr. | NT-NT39-01-1020A | NT39-01-1020A-Corr. | North Terrace | NT | NT39 | Barr Smith South | 01 | Level One | 1020A | 99939 | Unusable Spaces | 99939 | Unusable Spaces | 21.24 | Corr. | 8 | Non Useable Floor Area Space Group | 805 | Non-usable - Circulation space |  | Unknown | 0.00 | NO
North Terrace_NT39-Barr Smith South_Level One_1020B _ Corr. | NT-NT39-01-1020B | NT39-01-1020B-Corr. | North Terrace | NT | NT39 | Barr Smith South | 01 | Level One | 1020B | 99939 | Unusable Spaces | 99939 | Unusable Spaces | 23.06 | Corr. | 8 | Non Useable Floor Area Space Group | 805 | Non-usable - Circulation space |  | Unknown | 0.00 | NO
North Terrace_NT39-Barr Smith South_Level One_1020C _ Service Duct | NT-NT39-01-1020C | NT39-01-1020C-Service Duct | North Terrace | NT | NT39 | Barr Smith South | 01 | Level One | 1020C | 99939 | Unusable Spaces | 99939 | Unusable Spaces | 26.11 | Service Duct | 8 | Non Useable Floor Area Space Group | 840 | Non-usable - Service riser |  | Unknown | 0.00 | NO
North Terrace_NT39-Barr Smith South_Level One_1020M _ ETSA Substation | NT-NT39-01-1020M | NT39-01-1020M-ETSA Substation | North Terrace | NT | NT39 | Barr Smith South | 01 | Level One | 1020M | 99939 | Unusable Spaces | 99939 | Unusable Spaces | 76.56 | ETSA Substation | 8 | Non Useable Floor Area Space Group | 813 | Non-usable - Sub-station |  | Unknown | 0.00 | NO
North Terrace_NT39-Barr Smith South_Level One_1020N _ ETSA Transformers | NT-NT39-01-1020N | NT39-01-1020N-ETSA Transformers | North Terrace | NT | NT39 | Barr Smith South | 01 | Level One | 1020N | 99939 | Unusable Spaces | 99939 | Unusable Spaces | 10.32 | ETSA Transformers | 8 | Non Useable Floor Area Space Group | 813 | Non-usable - Sub-station |  | Unknown | 0.00 | NO
North Terrace_NT39-Barr Smith South_Level One_1020O _ ETSA Transformers | NT-NT39-01-1020O | NT39-01-1020O-ETSA Transformers | North Terrace | NT | NT39 | Barr Smith South | 01 | Level One | 1020O | 99939 | Unusable Spaces | 99939 | Unusable Spaces | 10.45 | ETSA Transformers | 8 | Non Useable Floor Area Space Group | 813 | Non-usable - Sub-station |  | Unknown | 0.00 | NO
North Terrace_NT39-Barr Smith South_Level One_1020P _ ETSA Transformers | NT-NT39-01-1020P | NT39-01-1020P-ETSA Transformers | North Terrace | NT | NT39 | Barr Smith South | 01 | Level One | 1020P | 99939 | Unusable Spaces | 99939 | Unusable Spaces | 9.06 | ETSA Transformers | 8 | Non Useable Floor Area Space Group | 813 | Non-usable - Sub-station |  | Unknown | 0.00 | NO
North Terrace_NT39-Barr Smith South_Level One_1020Q _ ETSA Tranformers | NT-NT39-01-1020Q | NT39-01-1020Q-ETSA Tranformers | North Terrace | NT | NT39 | Barr Smith South | 01 | Level One | 1020Q | 99939 | Unusable Spaces | 99939 | Unusable Spaces | 11.81 | ETSA Tranformers | 8 | Non Useable Floor Area Space Group | 813 | Non-usable - Sub-station |  | Unknown | 0.00 | NO
North Terrace_NT39-Barr Smith South_Level One_1020V _ Vending Machine | NT-NT39-01-1020V | NT39-01-1020V-Vending Machine | North Terrace | NT | NT39 | Barr Smith South | 01 | Level One | 1020V | 99994 | Uni of Adelaide Student Union Association | 859 | Infrastructure | 1.5 | Vending Machine | 6 | General Facility Space Group | 611 | General Facility - Commercial/Business/Retail Facilities |  | Adequate | 284.90 | NO
North Terrace_NT39-Barr Smith South_Level One_1020W _ Vending Machine | NT-NT39-01-1020W | NT39-01-1020W-Vending Machine | North Terrace | NT | NT39 | Barr Smith South | 01 | Level One | 1020W | 99994 | Uni of Adelaide Student Union Association | 859 | Infrastructure | 1.5 | Vending Machine | 6 | General Facility Space Group | 611 | General Facility - Commercial/Business/Retail Facilities |  | Adequate | 284.90 | NO
North Terrace_NT39-Barr Smith South_Level One_1021 _ Stair no. 12 | NT-NT39-01-1021 | NT39-01-1021-Stair no. 12 | North Terrace | NT | NT39 | Barr Smith South | 01 | Level One | 1021 | 99939 | Unusable Spaces | 99939 | Unusable Spaces | 11.42 | Stair no. 12 | 8 | Non Useable Floor Area Space Group | 805 | Non-usable - Circulation space |  | Unknown | 0.00 | NO
North Terrace_NT39-Barr Smith South_Level One_1022 _ Cleaners Room | NT-NT39-01-1022 | NT39-01-1022-Cleaners Room | North Terrace | NT | NT39 | Barr Smith South | 01 | Level One | 1022 | 99939 | Unusable Spaces | 99939 | Unusable Spaces | 9.39 | Cleaners Room | 8 | Non Useable Floor Area Space Group | 806 | Non-usable - Cleaners room |  | Unknown | 0.00 | NO
North Terrace_NT39-Barr Smith South_Level One_1023 _ WC - U - Access (RH) | NT-NT39-01-1023 | NT39-01-1023-WC - U - Access (RH) | North Terrace | NT | NT39 | Barr Smith South | 01 | Level One | 1023 | 99939 | Unusable Spaces | 99939 | Unusable Spaces | 5.77 | WC - U - Access (RH) | 8 | Non Useable Floor Area Space Group | 818 | Non-usable - Toilets/Amenities - Unisex Accessible |  | Unknown | 0.00 | NO
North Terrace_NT39-Barr Smith South_Level One_1023A _ WC - F | NT-NT39-01-1023A | NT39-01-1023A-WC - F | North Terrace | NT | NT39 | Barr Smith South | 01 | Level One | 1023A | 99939 | Unusable Spaces | 99939 | Unusable Spaces | 9.34 | WC - F | 8 | Non Useable Floor Area Space Group | 820 | Non-usable - Toilets/Amenities - Female |  | Unknown | 0.00 | NO
North Terrace_NT39-Barr Smith South_Level One_1024 _ A/L | NT-NT39-01-1024 | NT39-01-1024-A/L | North Terrace | NT | NT39 | Barr Smith South | 01 | Level One | 1024 | 99939 | Unusable Spaces | 99939 | Unusable Spaces | 6.34 | A/L | 8 | Non Useable Floor Area Space Group | 805 | Non-usable - Circulation space |  | Unknown | 0.00 | NO
North Terrace_NT39-Barr Smith South_Level One_1024A _ WC - U - Staff | NT-NT39-01-1024A | NT39-01-1024A-WC - U - Staff | North Terrace | NT | NT39 | Barr Smith South | 01 | Level One | 1024A | 99939 | Unusable Spaces | 99939 | Unusable Spaces | 8.57 | WC - U - Staff | 8 | Non Useable Floor Area Space Group | 835 | Non-usable - Toilets/Amenities - Other |  | Unknown | 0.00 | NO
North Terrace_NT39-Barr Smith South_Level One_1024B _ Plantroom | NT-NT39-01-1024B | NT39-01-1024B-Plantroom | North Terrace | NT | NT39 | Barr Smith South | 01 | Level One | 1024B | 99939 | Unusable Spaces | 99939 | Unusable Spaces | 90.1 | Plantroom | 8 | Non Useable Floor Area Space Group | 811 | Non-usable - Plant room other |  | Unknown | 0.00 | NO
North Terrace_NT39-Barr Smith South_Level One_1025 _ Waiting | NT-NT39-01-1025 | NT39-01-1025-Waiting | North Terrace | NT | NT39 | Barr Smith South | 01 | Level One | 1025 | 99985 | Commercial - Adelaide Unicare Pty Ltd | 859 | Infrastructure | 22.88 | Waiting | 6 | General Facility Space Group | 623 | General Facility - Waiting Area/Foyer/Reception Area |  | Excellent | 6,388.10 | NO
North Terrace_NT39-Barr Smith South_Level One_1027 _ Reception / Work Area | NT-NT39-01-1027 | NT39-01-1027-Reception / Work Area | North Terrace | NT | NT39 | Barr Smith South | 01 | Level One | 1027 | 99985 | Commercial - Adelaide Unicare Pty Ltd | 859 | Infrastructure | 24.99 | Reception / Work Area | 6 | General Facility Space Group | 623 | General Facility - Waiting Area/Foyer/Reception Area |  | Adequate | 4,746.40 | NO
North Terrace_NT39-Barr Smith South_Level One_1027A _ Store | NT-NT39-01-1027A | NT39-01-1027A-Store | North Terrace | NT | NT39 | Barr Smith South | 01 | Level One | 1027A | 99985 | Commercial - Adelaide Unicare Pty Ltd | 859 | Infrastructure | 9.34 | Store | 4 | Ancillary Area Space Group | 419 | Ancillary Area - Store Room - Generic |  | Adequate | 1,393.83 | NO
North Terrace_NT39-Barr Smith South_Level One_1027B _ Office | NT-NT39-01-1027B | NT39-01-1027B-Office | North Terrace | NT | NT39 | Barr Smith South | 01 | Level One | 1027B | 99985 | Commercial - Adelaide Unicare Pty Ltd | 859 | Infrastructure | 6.5 | Office | 1 | Office Space Group | 108 | Office - Professional/General Staff |  | Adequate | 1,102.28 | NO
North Terrace_NT39-Barr Smith South_Level One_1027C _ Office | NT-NT39-01-1027C | NT39-01-1027C-Office | North Terrace | NT | NT39 | Barr Smith South | 01 | Level One | 1027C | 99985 | Commercial - Adelaide Unicare Pty Ltd | 859 | Infrastructure | 8.07 | Office | 1 | Office Space Group | 108 | Office - Professional/General Staff |  | Adequate | 1,368.53 | NO
North Terrace_NT39-Barr Smith South_Level One_1028A _ VSR | NT-NT39-01-1028A | NT39-01-1028A-VSR | North Terrace | NT | NT39 | Barr Smith South | 01 | Level One | 1028A | 99939 | Unusable Spaces | 99939 | Unusable Spaces | 0.82 | VSR | 8 | Non Useable Floor Area Space Group | 840 | Non-usable - Service riser |  | Unknown | 0.00 | NO
North Terrace_NT39-Barr Smith South_Level One_1028B _ Corr. | NT-NT39-01-1028B | NT39-01-1028B-Corr. | North Terrace | NT | NT39 | Barr Smith South | 01 | Level One | 1028B | 99985 | Commercial - Adelaide Unicare Pty Ltd | 859 | Infrastructure | 30.02 | Corr. | 8 | Non Useable Floor Area Space Group | 805 | Non-usable - Circulation space |  | Adequate | 0.00 | NO
North Terrace_NT39-Barr Smith South_Level One_1029 _ Consulting Room 3 | NT-NT39-01-1029 | NT39-01-1029-Consulting Room 3 | North Terrace | NT | NT39 | Barr Smith South | 01 | Level One | 1029 | 99985 | Commercial - Adelaide Unicare Pty Ltd | 859 | Infrastructure | 16.79 | Consulting Room 3 | 3 | Specialist Teaching or Research Space Group | 314 | Clinical Areas Teaching Space - Undergraduate/Postgraduate |  | Adequate | 3,786.89 | NO
North Terrace_NT39-Barr Smith South_Level One_1030 _ Consulting Room 5 | NT-NT39-01-1030 | NT39-01-1030-Consulting Room 5 | North Terrace | NT | NT39 | Barr Smith South | 01 | Level One | 1030 | 99985 | Commercial - Adelaide Unicare Pty Ltd | 859 | Infrastructure | 14.29 | Consulting Room 5 | 3 | Specialist Teaching or Research Space Group | 314 | Clinical Areas Teaching Space - Undergraduate/Postgraduate |  | Adequate | 3,223.03 | NO
North Terrace_NT39-Barr Smith South_Level One_1031 _ Shower / Store | NT-NT39-01-1031 | NT39-01-1031-Shower / Store | North Terrace | NT | NT39 | Barr Smith South | 01 | Level One | 1031 | 99985 | Commercial - Adelaide Unicare Pty Ltd | 859 | Infrastructure | 1.66 | Shower / Store | 8 | Non Useable Floor Area Space Group | 835 | Non-usable - Toilets/Amenities - Other |  | Adequate | 0.00 | NO
North Terrace_NT39-Barr Smith South_Level One_1031A _ VSR | NT-NT39-01-1031A | NT39-01-1031A-VSR | North Terrace | NT | NT39 | Barr Smith South | 01 | Level One | 1031A | 99939 | Unusable Spaces | 99939 | Unusable Spaces | 0.99 | VSR | 8 | Non Useable Floor Area Space Group | 840 | Non-usable - Service riser |  | Unknown | 0.00 | NO
North Terrace_NT39-Barr Smith South_Level One_1032 _ A/L | NT-NT39-01-1032 | NT39-01-1032-A/L | North Terrace | NT | NT39 | Barr Smith South | 01 | Level One | 1032 | 99985 | Commercial - Adelaide Unicare Pty Ltd | 859 | Infrastructure | 2.04 | A/L | 8 | Non Useable Floor Area Space Group | 805 | Non-usable - Circulation space |  | Adequate | 0.00 | NO
North Terrace_NT39-Barr Smith South_Level One_1032A _ WC - U - Staff | NT-NT39-01-1032A | NT39-01-1032A-WC - U - Staff | North Terrace | NT | NT39 | Barr Smith South | 01 | Level One | 1032A | 99985 | Commercial - Adelaide Unicare Pty Ltd | 859 | Infrastructure | 6.19 | WC - U - Staff | 8 | Non Useable Floor Area Space Group | 835 | Non-usable - Toilets/Amenities - Other |  | Adequate | 0.00 | NO
North Terrace_NT39-Barr Smith South_Level One_1033 _ A/L | NT-NT39-01-1033 | NT39-01-1033-A/L | North Terrace | NT | NT39 | Barr Smith South | 01 | Level One | 1033 | 99985 | Commercial - Adelaide Unicare Pty Ltd | 859 | Infrastructure | 2.18 | A/L | 8 | Non Useable Floor Area Space Group | 805 | Non-usable - Circulation space |  | Adequate | 0.00 | NO
North Terrace_NT39-Barr Smith South_Level One_1033A _ WC - U - Patient | NT-NT39-01-1033A | NT39-01-1033A-WC - U - Patient | North Terrace | NT | NT39 | Barr Smith South | 01 | Level One | 1033A | 99985 | Commercial - Adelaide Unicare Pty Ltd | 859 | Infrastructure | 3.81 | WC - U - Patient | 8 | Non Useable Floor Area Space Group | 835 | Non-usable - Toilets/Amenities - Other |  | Adequate | 0.00 | NO
North Terrace_NT39-Barr Smith South_Level One_1033B _ VSR | NT-NT39-01-1033B | NT39-01-1033B-VSR | North Terrace | NT | NT39 | Barr Smith South | 01 | Level One | 1033B | 99939 | Unusable Spaces | 99939 | Unusable Spaces | 0.76 | VSR | 8 | Non Useable Floor Area Space Group | 840 | Non-usable - Service riser |  | Unknown | 0.00 | NO
North Terrace_NT39-Barr Smith South_Level One_1034 _ Consulting Room 2 | NT-NT39-01-1034 | NT39-01-1034-Consulting Room 2 | North Terrace | NT | NT39 | Barr Smith South | 01 | Level One | 1034 | 99985 | Commercial - Adelaide Unicare Pty Ltd | 859 | Infrastructure | 15.48 | Consulting Room 2 | 3 | Specialist Teaching or Research Space Group | 314 | Clinical Areas Teaching Space - Undergraduate/Postgraduate |  | Adequate | 3,491.42 | NO
North Terrace_NT39-Barr Smith South_Level One_1034A _ Consulting Room 6 | NT-NT39-01-1034A | NT39-01-1034A-Consulting Room 6 | North Terrace | NT | NT39 | Barr Smith South | 01 | Level One | 1034A | 99985 | Commercial - Adelaide Unicare Pty Ltd | 859 | Infrastructure | 13.2 | Consulting Room 6 | 3 | Specialist Teaching or Research Space Group | 314 | Clinical Areas Teaching Space - Undergraduate/Postgraduate |  | Adequate | 2,977.18 | NO
North Terrace_NT39-Barr Smith South_Level One_1035 _ Consulting Room 1 | NT-NT39-01-1035 | NT39-01-1035-Consulting Room 1 | North Terrace | NT | NT39 | Barr Smith South | 01 | Level One | 1035 | 99985 | Commercial - Adelaide Unicare Pty Ltd | 859 | Infrastructure | 22.04 | Consulting Room 1 | 3 | Specialist Teaching or Research Space Group | 314 | Clinical Areas Teaching Space - Undergraduate/Postgraduate |  | Adequate | 4,971.00 | NO
North Terrace_NT39-Barr Smith South_Level One_1036 _ Consulting Room 4 | NT-NT39-01-1036 | NT39-01-1036-Consulting Room 4 | North Terrace | NT | NT39 | Barr Smith South | 01 | Level One | 1036 | 99985 | Commercial - Adelaide Unicare Pty Ltd | 859 | Infrastructure | 12.8 | Consulting Room 4 | 3 | Specialist Teaching or Research Space Group | 314 | Clinical Areas Teaching Space - Undergraduate/Postgraduate |  | Adequate | 2,886.97 | NO
North Terrace_NT39-Barr Smith South_Level One_1037 _ Treatment Room | NT-NT39-01-1037 | NT39-01-1037-Treatment Room | North Terrace | NT | NT39 | Barr Smith South | 01 | Level One | 1037 | 99985 | Commercial - Adelaide Unicare Pty Ltd | 859 | Infrastructure | 16.95 | Treatment Room | 3 | Specialist Teaching or Research Space Group | 314 | Clinical Areas Teaching Space - Undergraduate/Postgraduate |  | Adequate | 3,822.97 | NO
North Terrace_NT39-Barr Smith South_Level One_1040C _ Corr. | NT-NT39-01-1040C | NT39-01-1040C-Corr. | North Terrace | NT | NT39 | Barr Smith South | 01 | Level One | 1040C | 99939 | Unusable Spaces | 99939 | Unusable Spaces | 24.17 | Corr. | 8 | Non Useable Floor Area Space Group | 805 | Non-usable - Circulation space |  | Unknown | 0.00 | NO
North Terrace_NT39-Barr Smith South_Level One_1040E _ DB | NT-NT39-01-1040E | NT39-01-1040E-DB | North Terrace | NT | NT39 | Barr Smith South | 01 | Level One | 1040E | 99939 | Unusable Spaces | 99939 | Unusable Spaces | 0.84 | DB | 8 | Non Useable Floor Area Space Group | 815 | Non-usable - Switch room |  | Unknown | 0.00 | NO
North Terrace_NT39-Barr Smith South_Level One_1040F _ Comms | NT-NT39-01-1040F | NT39-01-1040F-Comms | North Terrace | NT | NT39 | Barr Smith South | 01 | Level One | 1040F | 850 | ITDS Branch Central Costs | 869 | Information Technology and Digital Services | 13.97 | Comms | 8 | Non Useable Floor Area Space Group | 812 | Non-usable - Comms/network system/Telephone/PABX |  | Excellent | 0.00 | NO
North Terrace_NT39-Barr Smith South_Level One_1040I _ Lift | NT-NT39-01-1040I | NT39-01-1040I-Lift | North Terrace | NT | NT39 | Barr Smith South | 01 | Level One | 1040I | 99939 | Unusable Spaces | 99939 | Unusable Spaces | 1.26 | Lift | 8 | Non Useable Floor Area Space Group | 838 | Non-usable - Lift |  | Unknown | 0.00 | NO
North Terrace_NT39-Barr Smith South_Level One_1040K _ VSR | NT-NT39-01-1040K | NT39-01-1040K-VSR | North Terrace | NT | NT39 | Barr Smith South | 01 | Level One | 1040K | 99939 | Unusable Spaces | 99939 | Unusable Spaces | 5.71 | VSR | 8 | Non Useable Floor Area Space Group | 840 | Non-usable - Service riser |  | Unknown | 0.00 | NO
North Terrace_NT39-Barr Smith South_Level One_1041 _ Pre Clinical Sim Laboratory | NT-NT39-01-1041 | NT39-01-1041-Pre Clinical Sim Laboratory | North Terrace | NT | NT39 | Barr Smith South | 01 | Level One | 1041 | 350 | Dental School Administration | 350 | Adelaide Dental School | 393.57 | Pre Clinical Sim Laboratory | 3 | Specialist Teaching or Research Space Group | 314 | Clinical Areas Teaching Space - Undergraduate/Postgraduate |  | Excellent | 130,488.15 | NO
North Terrace_NT39-Barr Smith South_Level One_1042 _ Delivery Lobby | NT-NT39-01-1042 | NT39-01-1042-Delivery Lobby | North Terrace | NT | NT39 | Barr Smith South | 01 | Level One | 1042 | 99939 | Unusable Spaces | 99939 | Unusable Spaces | 22.87 | Delivery Lobby | 4 | Ancillary Area Space Group | 408 | Ancillary Area - Mail Room/ Goods Receipt/Despatch |  | Unknown | 0.00 | NO
North Terrace_NT39-Barr Smith South_Level One_1042A _ VSR | NT-NT39-01-1042A | NT39-01-1042A-VSR | North Terrace | NT | NT39 | Barr Smith South | 01 | Level One | 1042A | 99939 | Unusable Spaces | 99939 | Unusable Spaces | 0.27 | VSR | 8 | Non Useable Floor Area Space Group | 840 | Non-usable - Service riser |  | Unknown | 0.00 | NO
North Terrace_NT39-Barr Smith South_Level One_1042B _ VSR | NT-NT39-01-1042B | NT39-01-1042B-VSR | North Terrace | NT | NT39 | Barr Smith South | 01 | Level One | 1042B | 99939 | Unusable Spaces | 99939 | Unusable Spaces | 0.45 | VSR | 8 | Non Useable Floor Area Space Group | 840 | Non-usable - Service riser |  | Unknown | 0.00 | NO
North Terrace_NT39-Barr Smith South_Level One_1043 _ Corr. | NT-NT39-01-1043 | NT39-01-1043-Corr. | North Terrace | NT | NT39 | Barr Smith South | 01 | Level One | 1043 | 99939 | Unusable Spaces | 99939 | Unusable Spaces | 34.8 | Corr. | 8 | Non Useable Floor Area Space Group | 805 | Non-usable - Circulation space |  | Excellent | 0.00 | NO
North Terrace_NT39-Barr Smith South_Level One_1043A _ Trolley Space | NT-NT39-01-1043A | NT39-01-1043A-Trolley Space | North Terrace | NT | NT39 | Barr Smith South | 01 | Level One | 1043A | 350 | Dental School Administration | 350 | Adelaide Dental School | 6.99 | Trolley Space | 6 | General Facility Space Group | 603 | General Facility - Resource room |  | Adequate | 1,327.62 | NO
North Terrace_NT39-Barr Smith South_Level One_1043B _ VSR | NT-NT39-01-1043B | NT39-01-1043B-VSR | North Terrace | NT | NT39 | Barr Smith South | 01 | Level One | 1043B | 99939 | Unusable Spaces | 99939 | Unusable Spaces | 0.85 | VSR | 8 | Non Useable Floor Area Space Group | 840 | Non-usable - Service riser |  | Unknown | 0.00 | NO
North Terrace_NT39-Barr Smith South_Level One_1044 _ Surgery 1 | NT-NT39-01-1044 | NT39-01-1044-Surgery 1 | North Terrace | NT | NT39 | Barr Smith South | 01 | Level One | 1044 | 350 | Dental School Administration | 350 | Adelaide Dental School | 15.52 | Surgery 1 | 3 | Specialist Teaching or Research Space Group | 314 | Clinical Areas Teaching Space - Undergraduate/Postgraduate |  | Adequate | 3,500.45 | NO
North Terrace_NT39-Barr Smith South_Level One_1045 _ Surgery 2 | NT-NT39-01-1045 | NT39-01-1045-Surgery 2 | North Terrace | NT | NT39 | Barr Smith South | 01 | Level One | 1045 | 350 | Dental School Administration | 350 | Adelaide Dental School | 15.6 | Surgery 2 | 3 | Specialist Teaching or Research Space Group | 314 | Clinical Areas Teaching Space - Undergraduate/Postgraduate |  | Adequate | 3,518.49 | NO
North Terrace_NT39-Barr Smith South_Level One_1047 _ Advanced SIM Room | NT-NT39-01-1047 | NT39-01-1047-Advanced SIM Room | North Terrace | NT | NT39 | Barr Smith South | 01 | Level One | 1047 | 350 | Dental School Administration | 350 | Adelaide Dental School | 22.06 | Advanced SIM Room | 3 | Specialist Teaching or Research Space Group | 300 | Laboratory - Specialist teaching and research - type not defined |  | Adequate | 4,975.51 | NO
North Terrace_NT39-Barr Smith South_Level One_1048 _ Radiology 2 | NT-NT39-01-1048 | NT39-01-1048-Radiology 2 | North Terrace | NT | NT39 | Barr Smith South | 01 | Level One | 1048 | 350 | Dental School Administration | 350 | Adelaide Dental School | 6.29 | Radiology 2 | 3 | Specialist Teaching or Research Space Group | 314 | Clinical Areas Teaching Space - Undergraduate/Postgraduate |  | Adequate | 1,418.67 | NO
North Terrace_NT39-Barr Smith South_Level One_1049 _ Radiology 1 | NT-NT39-01-1049 | NT39-01-1049-Radiology 1 | North Terrace | NT | NT39 | Barr Smith South | 01 | Level One | 1049 | 350 | Dental School Administration | 350 | Adelaide Dental School | 5.87 | Radiology 1 | 3 | Specialist Teaching or Research Space Group | 314 | Clinical Areas Teaching Space - Undergraduate/Postgraduate |  | Adequate | 1,323.94 | NO
North Terrace_NT39-Barr Smith South_Level One_1050 _ Dental/Plaster Laboratory | NT-NT39-01-1050 | NT39-01-1050-Dental/Plaster Laboratory | North Terrace | NT | NT39 | Barr Smith South | 01 | Level One | 1050 | 350 | Dental School Administration | 350 | Adelaide Dental School | 37.96 | Dental/Plaster Laboratory | 3 | Specialist Teaching or Research Space Group | 314 | Clinical Areas Teaching Space - Undergraduate/Postgraduate |  | Adequate | 8,561.66 | NO
North Terrace_NT39-Barr Smith South_Level One_1051 _ Stair no. 13 | NT-NT39-01-1051 | NT39-01-1051-Stair no. 13 | North Terrace | NT | NT39 | Barr Smith South | 01 | Level One | 1051 | 99939 | Unusable Spaces | 99939 | Unusable Spaces | 13.9 | Stair no. 13 | 8 | Non Useable Floor Area Space Group | 805 | Non-usable - Circulation space |  | Unknown | 0.00 | NO
North Terrace_NT39-Barr Smith South_Level One_1052 _ Wet Suction Plantroom | NT-NT39-01-1052 | NT39-01-1052-Wet Suction Plantroom | North Terrace | NT | NT39 | Barr Smith South | 01 | Level One | 1052 | 99939 | Unusable Spaces | 99939 | Unusable Spaces | 18.93 | Wet Suction Plantroom | 8 | Non Useable Floor Area Space Group | 811 | Non-usable - Plant room other |  | Excellent | 0.00 | NO
North Terrace_NT39-Barr Smith South_Level One_1052J _ void | NT-NT39-01-1052J | NT39-01-1052J-void | North Terrace | NT | NT39 | Barr Smith South | 01 | Level One | 1052J | 99939 | Unusable Spaces | 99939 | Unusable Spaces | 80.71 | void | 8 | Non Useable Floor Area Space Group | 800 | Non-usable - Specific type not defined |  | Unknown | 0.00 | NO
North Terrace_NT39-Barr Smith South_Level One_1053 _ Staff Room | NT-NT39-01-1053 | NT39-01-1053-Staff Room | North Terrace | NT | NT39 | Barr Smith South | 01 | Level One | 1053 | 350 | Dental School Administration | 350 | Adelaide Dental School | 12.21 | Staff Room | 6 | General Facility Space Group | 607 | General Facility - Cafeteria/Refectory/Canteen/Dining Room |  | Adequate | 2,319.07 | NO
North Terrace_NT39-Barr Smith South_Level One_1053A _ Switch Room | NT-NT39-01-1053A | NT39-01-1053A-Switch Room | North Terrace | NT | NT39 | Barr Smith South | 01 | Level One | 1053A | 850 | ITDS Branch Central Costs | 869 | Information Technology and Digital Services | 27.67 | Switch Room | 8 | Non Useable Floor Area Space Group | 815 | Non-usable - Switch room |  | Adequate | 0.00 | NO
North Terrace_NT39-Barr Smith South_Level One_1054 _ Store | NT-NT39-01-1054 | NT39-01-1054-Store | North Terrace | NT | NT39 | Barr Smith South | 01 | Level One | 1054 | 350 | Dental School Administration | 350 | Adelaide Dental School | 8.4 | Store | 4 | Ancillary Area Space Group | 419 | Ancillary Area - Store Room - Generic |  | Adequate | 1,253.55 | NO
North Terrace_NT39-Barr Smith South_Level One_1055 _ Sterilization Area | NT-NT39-01-1055 | NT39-01-1055-Sterilization Area | North Terrace | NT | NT39 | Barr Smith South | 01 | Level One | 1055 | 350 | Dental School Administration | 350 | Adelaide Dental School | 14 | Sterilization Area | 4 | Ancillary Area Space Group | 401 | Ancillary Area - Laboratory Service and Preparation |  | Adequate | 2,089.25 | NO
North Terrace_NT39-Barr Smith South_Level One_1058 _ Circ. | NT-NT39-01-1058 | NT39-01-1058-Circ. | North Terrace | NT | NT39 | Barr Smith South | 01 | Level One | 1058 | 99939 | Unusable Spaces | 99939 | Unusable Spaces | 34.55 | Circ. | 8 | Non Useable Floor Area Space Group | 805 | Non-usable - Circulation space |  | Unknown | 0.00 | NO
North Terrace_NT39-Barr Smith South_Level One_1058A _ Corr. | NT-NT39-01-1058A | NT39-01-1058A-Corr. | North Terrace | NT | NT39 | Barr Smith South | 01 | Level One | 1058A | 99939 | Unusable Spaces | 99939 | Unusable Spaces | 47.75 | Corr. | 8 | Non Useable Floor Area Space Group | 805 | Non-usable - Circulation space |  | Unknown | 0.00 | NO
North Terrace_NT39-Barr Smith South_Level One_1058B _ Corr. | NT-NT39-01-1058B | NT39-01-1058B-Corr. | North Terrace | NT | NT39 | Barr Smith South | 01 | Level One | 1058B | 99939 | Unusable Spaces | 99939 | Unusable Spaces | 7.04 | Corr. | 8 | Non Useable Floor Area Space Group | 805 | Non-usable - Circulation space |  | Unknown | 0.00 | NO
North Terrace_NT39-Barr Smith South_Level One_1058C _ Optus Room | NT-NT39-01-1058C | NT39-01-1058C-Optus Room | North Terrace | NT | NT39 | Barr Smith South | 01 | Level One | 1058C | 850 | ITDS Branch Central Costs | 869 | Information Technology and Digital Services | 11.21 | Optus Room | 8 | Non Useable Floor Area Space Group | 815 | Non-usable - Switch room |  | Adequate | 0.00 | NO
North Terrace_NT39-Barr Smith South_Level One_1058E _ Server Zone | NT-NT39-01-1058E | NT39-01-1058E-Server Zone | North Terrace | NT | NT39 | Barr Smith South | 01 | Level One | 1058E | 850 | ITDS Branch Central Costs | 869 | Information Technology and Digital Services | 50.52 | Server Zone | 8 | Non Useable Floor Area Space Group | 815 | Non-usable - Switch room |  | Adequate | 0.00 | NO
North Terrace_NT39-Barr Smith South_Level One_1058F _ Network Zone | NT-NT39-01-1058F | NT39-01-1058F-Network Zone | North Terrace | NT | NT39 | Barr Smith South | 01 | Level One | 1058F | 850 | ITDS Branch Central Costs | 869 | Information Technology and Digital Services | 44.11 | Network Zone | 8 | Non Useable Floor Area Space Group | 815 | Non-usable - Switch room |  | Adequate | 0.00 | NO
North Terrace_NT39-Barr Smith South_Level One_1058G _ Expansion Zone | NT-NT39-01-1058G | NT39-01-1058G-Expansion Zone | North Terrace | NT | NT39 | Barr Smith South | 01 | Level One | 1058G | 850 | ITDS Branch Central Costs | 869 | Information Technology and Digital Services | 64.38 | Expansion Zone | 8 | Non Useable Floor Area Space Group | 815 | Non-usable - Switch room |  | Adequate | 0.00 | NO
North Terrace_NT39-Barr Smith South_Level One_1058H _ Commercial Zone | NT-NT39-01-1058H | NT39-01-1058H-Commercial Zone | North Terrace | NT | NT39 | Barr Smith South | 01 | Level One | 1058H | 850 | ITDS Branch Central Costs | 869 | Information Technology and Digital Services | 69.28 | Commercial Zone | 8 | Non Useable Floor Area Space Group | 815 | Non-usable - Switch room |  | Adequate | 0.00 | NO
North Terrace_NT39-Barr Smith South_Level One_1058J _ Informal Learning | NT-NT39-01-1058J | NT39-01-1058J-Informal Learning | North Terrace | NT | NT39 | Barr Smith South | 01 | Level One | 1058J | 99951 | Hub and study spaces (ex-VPSR) | 952 | Corporate Services Division Admin | 18.32 | Informal Learning | 5 | Library, IT and Learning Space Group | 517 | Informal Learning | INFORMAL-PRIM-I | Excellent | 5,114.94 | NO
North Terrace_NT39-Barr Smith South_Level One_1058K _ Informal Learning | NT-NT39-01-1058K | NT39-01-1058K-Informal Learning | North Terrace | NT | NT39 | Barr Smith South | 01 | Level One | 1058K | 99951 | Hub and study spaces (ex-VPSR) | 952 | Corporate Services Division Admin | 33.77 | Informal Learning | 5 | Library, IT and Learning Space Group | 517 | Informal Learning | INFORMAL-PRIM-I | Excellent | 9,428.59 | NO
North Terrace_NT39-Barr Smith South_Level One_1062 _ Teaching Room | NT-NT39-01-1062 | NT39-01-1062-Teaching Room | North Terrace | NT | NT39 | Barr Smith South | 01 | Level One | 1062 | 99998 | Central Common Teaching Areas (In Use) | 952 | Corporate Services Division Admin | 168.17 | Teaching Room | 2 | Teaching Space Group | 204 | Lecture/Seminar/Tutorial (>70 seats) Flat Floor |  | Excellent | 51,145.31 | NO
North Terrace_NT39-Barr Smith South_Level One_1063 _ Teaching Room | NT-NT39-01-1063 | NT39-01-1063-Teaching Room | North Terrace | NT | NT39 | Barr Smith South | 01 | Level One | 1063 | 99998 | Central Common Teaching Areas (In Use) | 952 | Corporate Services Division Admin | 187.83 | Teaching Room | 2 | Teaching Space Group | 204 | Lecture/Seminar/Tutorial (>70 seats) Flat Floor |  | Excellent | 57,124.48 | NO
North Terrace_NT39-Barr Smith South_Level One_119A _ Study | NT-NT39-01-119A | NT39-01-119A-Study | North Terrace | NT | NT39 | Barr Smith South | 01 | Level One | 119A | 99951 | Hub and study spaces (ex-VPSR) | 952 | Corporate Services Division Admin | 123.58 | Study | 5 | Library, IT and Learning Space Group | 517 | Informal Learning | INFORMAL-PRIM-I | Excellent | 34,503.54 | NO
North Terrace_NT39-Barr Smith South_Level One_119B _ Curated Collection | NT-NT39-01-119B | NT39-01-119B-Curated Collection | North Terrace | NT | NT39 | Barr Smith South | 01 | Level One | 119B | 99962 | Library stacks and services | 952 | Corporate Services Division Admin | 34.07 | Curated Collection | 5 | Library, IT and Learning Space Group | 504 | Library and Learning - Open stack |  | Excellent | 9,512.35 | NO
North Terrace_NT39-Barr Smith South_Level One_119C _ Study | NT-NT39-01-119C | NT39-01-119C-Study | North Terrace | NT | NT39 | Barr Smith South | 01 | Level One | 119C | 99951 | Hub and study spaces (ex-VPSR) | 952 | Corporate Services Division Admin | 46.62 | Study | 5 | Library, IT and Learning Space Group | 517 | Informal Learning | INFORMAL-PRIM-I | Excellent | 13,016.31 | NO
North Terrace_NT39-Barr Smith South_Level One_120A _ Study | NT-NT39-01-120A | NT39-01-120A-Study | North Terrace | NT | NT39 | Barr Smith South | 01 | Level One | 120A | 99951 | Hub and study spaces (ex-VPSR) | 952 | Corporate Services Division Admin | 117.01 | Study | 5 | Library, IT and Learning Space Group | 517 | Informal Learning | INFORMAL-PRIM-I | Excellent | 32,669.20 | NO
North Terrace_NT39-Barr Smith South_Level One_120C _ Study | NT-NT39-01-120C | NT39-01-120C-Study | North Terrace | NT | NT39 | Barr Smith South | 01 | Level One | 120C | 99951 | Hub and study spaces (ex-VPSR) | 952 | Corporate Services Division Admin | 118.04 | Study | 5 | Library, IT and Learning Space Group | 517 | Informal Learning | INFORMAL-PRIM-I | Excellent | 32,956.77 | NO
North Terrace_NT39-Barr Smith South_Level One_120D _ Study | NT-NT39-01-120D | NT39-01-120D-Study | North Terrace | NT | NT39 | Barr Smith South | 01 | Level One | 120D | 99951 | Hub and study spaces (ex-VPSR) | 952 | Corporate Services Division Admin | 42.88 | Study | 5 | Library, IT and Learning Space Group | 517 | Informal Learning | INFORMAL-PRIM-I | Excellent | 11,972.10 | NO
North Terrace_NT39-Barr Smith South_Level One_121A _ Study | NT-NT39-01-121A | NT39-01-121A-Study | North Terrace | NT | NT39 | Barr Smith South | 01 | Level One | 121A | 99951 | Hub and study spaces (ex-VPSR) | 952 | Corporate Services Division Admin | 115.39 | Study | 5 | Library, IT and Learning Space Group | 517 | Informal Learning | INFORMAL-PRIM-I | Excellent | 32,216.89 | NO
North Terrace_NT39-Barr Smith South_Level One_121B _ Curated Collection | NT-NT39-01-121B | NT39-01-121B-Curated Collection | North Terrace | NT | NT39 | Barr Smith South | 01 | Level One | 121B | 99962 | Library stacks and services | 952 | Corporate Services Division Admin | 52.01 | Curated Collection | 5 | Library, IT and Learning Space Group | 504 | Library and Learning - Open stack |  | Excellent | 14,521.19 | NO
North Terrace_NT39-Barr Smith South_Level One_121C _ Study | NT-NT39-01-121C | NT39-01-121C-Study | North Terrace | NT | NT39 | Barr Smith South | 01 | Level One | 121C | 99951 | Hub and study spaces (ex-VPSR) | 952 | Corporate Services Division Admin | 112.86 | Study | 5 | Library, IT and Learning Space Group | 517 | Informal Learning | INFORMAL-PRIM-I | Excellent | 31,510.52 | NO
North Terrace_NT39-Barr Smith South_Level One_121D _ Study | NT-NT39-01-121D | NT39-01-121D-Study | North Terrace | NT | NT39 | Barr Smith South | 01 | Level One | 121D | 99951 | Hub and study spaces (ex-VPSR) | 952 | Corporate Services Division Admin | 49.5 | Study | 5 | Library, IT and Learning Space Group | 517 | Informal Learning | INFORMAL-PRIM-I | Excellent | 13,820.40 | NO
North Terrace_NT39-Barr Smith South_Level One_122 _ Print Zone | NT-NT39-01-122 | NT39-01-122-Print Zone | North Terrace | NT | NT39 | Barr Smith South | 01 | Level One | 122 | 99951 | Hub and study spaces (ex-VPSR) | 952 | Corporate Services Division Admin | 13.33 | Print Zone | 6 | General Facility Space Group | 603 | General Facility - Resource room |  | Excellent | 3,721.74 | NO
North Terrace_NT39-Barr Smith South_Level One_122A _ Study | NT-NT39-01-122A | NT39-01-122A-Study | North Terrace | NT | NT39 | Barr Smith South | 01 | Level One | 122A | 99951 | Hub and study spaces (ex-VPSR) | 952 | Corporate Services Division Admin | 65.95 | Study | 5 | Library, IT and Learning Space Group | 517 | Informal Learning | INFORMAL-PRIM-I | Excellent | 18,413.24 | NO
North Terrace_NT39-Barr Smith South_Level One_122B _ Curated Collection | NT-NT39-01-122B | NT39-01-122B-Curated Collection | North Terrace | NT | NT39 | Barr Smith South | 01 | Level One | 122B | 99962 | Library stacks and services | 952 | Corporate Services Division Admin | 89.16 | Curated Collection | 5 | Library, IT and Learning Space Group | 504 | Library and Learning - Open stack | INFORMAL-PRIM-I | Excellent | 24,893.48 | NO
North Terrace_NT39-Barr Smith South_Level One_122C _ Curated Collection | NT-NT39-01-122C | NT39-01-122C-Curated Collection | North Terrace | NT | NT39 | Barr Smith South | 01 | Level One | 122C | 99962 | Library stacks and services | 952 | Corporate Services Division Admin | 73.25 | Curated Collection | 5 | Library, IT and Learning Space Group | 504 | Library and Learning - Open stack |  | Excellent | 20,451.40 | NO
North Terrace_NT39-Barr Smith South_Level One_123 _ Store Room | NT-NT39-01-123 | NT39-01-123-Store Room | North Terrace | NT | NT39 | Barr Smith South | 01 | Level One | 123 | 99962 | Library stacks and services | 952 | Corporate Services Division Admin | 45.49 | Store Room | 4 | Ancillary Area Space Group | 419 | Ancillary Area - Store Room - Generic |  | Excellent | 9,979.21 | NO
North Terrace_NT39-Barr Smith South_Level One_124 _ Meeting | NT-NT39-01-124 | NT39-01-124-Meeting | North Terrace | NT | NT39 | Barr Smith South | 01 | Level One | 124 | 99951 | Hub and study spaces (ex-VPSR) | 952 | Corporate Services Division Admin | 15.45 | Meeting | 6 | General Facility Space Group | 623 | General Facility - Waiting Area/Foyer/Reception Area | INFORMAL-PRIM-G | Excellent | 4,313.64 | NO
North Terrace_NT39-Barr Smith South_Level One_125 _ Meeting | NT-NT39-01-125 | NT39-01-125-Meeting | North Terrace | NT | NT39 | Barr Smith South | 01 | Level One | 125 | 99951 | Hub and study spaces (ex-VPSR) | 952 | Corporate Services Division Admin | 25 | Meeting | 6 | General Facility Space Group | 601 | General Facility - Committee/Conference/Meeting room | INFORMAL-PRIM-G | Excellent | 6,980.00 | NO
North Terrace_NT39-Barr Smith South_Level One_125A _ VSR | NT-NT39-01-125A | NT39-01-125A-VSR | North Terrace | NT | NT39 | Barr Smith South | 01 | Level One | 125A | 99939 | Unusable Spaces | 99939 | Unusable Spaces | 1.8 | VSR | 8 | Non Useable Floor Area Space Group | 840 | Non-usable - Service riser |  | Unknown | 0.00 | NO
North Terrace_NT39-Barr Smith South_Level One_125B _ DB | NT-NT39-01-125B | NT39-01-125B-DB | North Terrace | NT | NT39 | Barr Smith South | 01 | Level One | 125B | 99939 | Unusable Spaces | 99939 | Unusable Spaces | 0.78 | DB | 8 | Non Useable Floor Area Space Group | 840 | Non-usable - Service riser |  | Unknown | 0.00 | NO
North Terrace_NT39-Barr Smith South_Level One_125D _ VSR | NT-NT39-01-125D | NT39-01-125D-VSR | North Terrace | NT | NT39 | Barr Smith South | 01 | Level One | 125D | 99939 | Unusable Spaces | 99939 | Unusable Spaces | 1.62 | VSR | 8 | Non Useable Floor Area Space Group | 840 | Non-usable - Service riser |  | Unknown | 0.00 | NO
North Terrace_NT39-Barr Smith South_Level One_125E _ DB | NT-NT39-01-125E | NT39-01-125E-DB | North Terrace | NT | NT39 | Barr Smith South | 01 | Level One | 125E | 99939 | Unusable Spaces | 99939 | Unusable Spaces | 0.78 | DB | 8 | Non Useable Floor Area Space Group | 815 | Non-usable - Switch room |  | Unknown | 0.00 | NO
North Terrace_NT39-Barr Smith South_Level One_125F _ DB | NT-NT39-01-125F | NT39-01-125F-DB | North Terrace | NT | NT39 | Barr Smith South | 01 | Level One | 125F | 99939 | Unusable Spaces | 99939 | Unusable Spaces | 0.78 | DB | 8 | Non Useable Floor Area Space Group | 815 | Non-usable - Switch room |  | Unknown | 0.00 | NO
North Terrace_NT39-Barr Smith South_Level One_125J _ DB | NT-NT39-01-125J | NT39-01-125J-DB | North Terrace | NT | NT39 | Barr Smith South | 01 | Level One | 125J | 99939 | Unusable Spaces | 99939 | Unusable Spaces | 0.78 | DB | 8 | Non Useable Floor Area Space Group | 840 | Non-usable - Service riser |  | Unknown | 0.00 | NO
North Terrace_NT39-Barr Smith South_Level One_125K _ VSR | NT-NT39-01-125K | NT39-01-125K-VSR | North Terrace | NT | NT39 | Barr Smith South | 01 | Level One | 125K | 99939 | Unusable Spaces | 99939 | Unusable Spaces | 1.71 | VSR | 8 | Non Useable Floor Area Space Group | 840 | Non-usable - Service riser |  | Unknown | 0.00 | NO
North Terrace_NT39-Barr Smith South_Level One_125L _ Hoist | NT-NT39-01-125L | NT39-01-125L-Hoist | North Terrace | NT | NT39 | Barr Smith South | 01 | Level One | 125L | 99939 | Unusable Spaces | 99939 | Unusable Spaces | 0.9 | Hoist | 8 | Non Useable Floor Area Space Group | 800 | Non-usable - Specific type not defined |  | Unknown | 0.00 | NO
North Terrace_NT39-Barr Smith South_Level One_125M _ VSR | NT-NT39-01-125M | NT39-01-125M-VSR | North Terrace | NT | NT39 | Barr Smith South | 01 | Level One | 125M | 99939 | Unusable Spaces | 99939 | Unusable Spaces | 0.27 | VSR | 8 | Non Useable Floor Area Space Group | 840 | Non-usable - Service riser |  | Unknown | 0.00 | NO
North Terrace_NT39-Barr Smith South_Level One_125Z _ VSR | NT-NT39-01-125Z | NT39-01-125Z-VSR | North Terrace | NT | NT39 | Barr Smith South | 01 | Level One | 125Z | 99939 | Unusable Spaces | 99939 | Unusable Spaces | 1.59 | VSR | 8 | Non Useable Floor Area Space Group | 840 | Non-usable - Service riser |  | Unknown | 0.00 | NO
North Terrace_NT39-Barr Smith South_Level One_126 _ Library Information | NT-NT39-01-126 | NT39-01-126-Library Information | North Terrace | NT | NT39 | Barr Smith South | 01 | Level One | 126 | 99951 | Hub and study spaces (ex-VPSR) | 952 | Corporate Services Division Admin | 25.58 | Library Information | 5 | Library, IT and Learning Space Group | 517 | Informal Learning | INFORMAL-PRIM-I | Excellent | 7,141.94 | NO
North Terrace_NT39-Barr Smith South_Level One_127 _ Refreshment Zone | NT-NT39-01-127 | NT39-01-127-Refreshment Zone | North Terrace | NT | NT39 | Barr Smith South | 01 | Level One | 127 | 99951 | Hub and study spaces (ex-VPSR) | 952 | Corporate Services Division Admin | 167.52 | Refreshment Zone | 5 | Library, IT and Learning Space Group | 517 | Informal Learning | INFORMAL-PRIM-G | Excellent | 46,771.59 | NO
North Terrace_NT39-Barr Smith South_Level One_128 _ Stair no. 9 | NT-NT39-01-128 | NT39-01-128-Stair no. 9 | North Terrace | NT | NT39 | Barr Smith South | 01 | Level One | 128 | 99939 | Unusable Spaces | 99939 | Unusable Spaces | 14.75 | Stair no. 9 | 8 | Non Useable Floor Area Space Group | 805 | Non-usable - Circulation space |  | Unknown | 0.00 | NO
North Terrace_NT39-Barr Smith South_Level One_128M _ Lift | NT-NT39-01-128M | NT39-01-128M-Lift | North Terrace | NT | NT39 | Barr Smith South | 01 | Level One | 128M | 99939 | Unusable Spaces | 99939 | Unusable Spaces | 17.93 | Lift | 8 | Non Useable Floor Area Space Group | 838 | Non-usable - Lift |  | Unknown | 0.00 | NO
North Terrace_NT39-Barr Smith South_Level One_129 _ Stair no. 8 | NT-NT39-01-129 | NT39-01-129-Stair no. 8 | North Terrace | NT | NT39 | Barr Smith South | 01 | Level One | 129 | 99939 | Unusable Spaces | 99939 | Unusable Spaces | 45.14 | Stair no. 8 | 8 | Non Useable Floor Area Space Group | 805 | Non-usable - Circulation space |  | Unknown | 0.00 | NO
North Terrace_NT39-Barr Smith South_Level One_136 _ Stair no. 15 | NT-NT39-01-136 | NT39-01-136-Stair no. 15 | North Terrace | NT | NT39 | Barr Smith South | 01 | Level One | 136 | 99939 | Unusable Spaces | 99939 | Unusable Spaces | 15.49 | Stair no. 15 | 8 | Non Useable Floor Area Space Group | 805 | Non-usable - Circulation space |  | Unknown | 0.00 | NO
North Terrace_NT39-Barr Smith South_Level One_136A _ Corr. | NT-NT39-01-136A | NT39-01-136A-Corr. | North Terrace | NT | NT39 | Barr Smith South | 01 | Level One | 136A | 99939 | Unusable Spaces | 99939 | Unusable Spaces | 5.37 | Corr. | 8 | Non Useable Floor Area Space Group | 805 | Non-usable - Circulation space |  | Unknown | 0.00 | NO
North Terrace_NT39-Barr Smith South_Level One_137 _ Store | NT-NT39-01-137 | NT39-01-137-Store | North Terrace | NT | NT39 | Barr Smith South | 01 | Level One | 137 | 99962 | Library stacks and services | 952 | Corporate Services Division Admin | 8.22 | Store | 4 | Ancillary Area Space Group | 419 | Ancillary Area - Store Room - Generic |  | Adequate | 1,226.69 | NO
North Terrace_NT39-Barr Smith South_Level One_137A _ Plantroom | NT-NT39-01-137A | NT39-01-137A-Plantroom | North Terrace | NT | NT39 | Barr Smith South | 01 | Level One | 137A | 99939 | Unusable Spaces | 99939 | Unusable Spaces | 17.73 | Plantroom | 8 | Non Useable Floor Area Space Group | 811 | Non-usable - Plant room other |  | Unknown | 0.00 | NO
North Terrace_NT39-Barr Smith South_Level One_138 _ WC - U - Access (LH) | NT-NT39-01-138 | NT39-01-138-WC - U - Access (LH) | North Terrace | NT | NT39 | Barr Smith South | 01 | Level One | 138 | 99939 | Unusable Spaces | 99939 | Unusable Spaces | 7.72 | WC - U - Access (LH) | 8 | Non Useable Floor Area Space Group | 818 | Non-usable - Toilets/Amenities - Unisex Accessible |  | Unknown | 0.00 | NO
North Terrace_NT39-Barr Smith South_Level One_138B _ VSR | NT-NT39-01-138B | NT39-01-138B-VSR | North Terrace | NT | NT39 | Barr Smith South | 01 | Level One | 138B | 99939 | Unusable Spaces | 99939 | Unusable Spaces | 2.29 | VSR | 8 | Non Useable Floor Area Space Group | 840 | Non-usable - Service riser |  | Unknown | 0.00 | NO
North Terrace_NT39-Barr Smith South_Level One_138C _ Plantroom | NT-NT39-01-138C | NT39-01-138C-Plantroom | North Terrace | NT | NT39 | Barr Smith South | 01 | Level One | 138C | 99939 | Unusable Spaces | 99939 | Unusable Spaces | 23.33 | Plantroom | 8 | Non Useable Floor Area Space Group | 811 | Non-usable - Plant room other |  | Unknown | 0.00 | NO
North Terrace_NT39-Barr Smith South_Level One_139 _ Stair | NT-NT39-01-139 | NT39-01-139-Stair | North Terrace | NT | NT39 | Barr Smith South | 01 | Level One | 139 | 99939 | Unusable Spaces | 99939 | Unusable Spaces | 14.92 | Stair | 8 | Non Useable Floor Area Space Group | 805 | Non-usable - Circulation space |  | Unknown | 0.00 | NO
North Terrace_NT39-Barr Smith South_Level One_139A _ VSR | NT-NT39-01-139A | NT39-01-139A-VSR | North Terrace | NT | NT39 | Barr Smith South | 01 | Level One | 139A | 99939 | Unusable Spaces | 99939 | Unusable Spaces | 5.17 | VSR | 8 | Non Useable Floor Area Space Group | 840 | Non-usable - Service riser |  | Unknown | 0.00 | NO
North Terrace_NT39-Barr Smith South_Level One_140 _ WC - U - Access (RH) | NT-NT39-01-140 | NT39-01-140-WC - U - Access (RH) | North Terrace | NT | NT39 | Barr Smith South | 01 | Level One | 140 | 99939 | Unusable Spaces | 99939 | Unusable Spaces | 6.62 | WC - U - Access (RH) | 8 | Non Useable Floor Area Space Group | 818 | Non-usable - Toilets/Amenities - Unisex Accessible |  | Unknown | 0.00 | NO
North Terrace_NT39-Barr Smith South_Level One_140B _ VSR | NT-NT39-01-140B | NT39-01-140B-VSR | North Terrace | NT | NT39 | Barr Smith South | 01 | Level One | 140B | 99939 | Unusable Spaces | 99939 | Unusable Spaces | 1 | VSR | 8 | Non Useable Floor Area Space Group | 840 | Non-usable - Service riser |  | Unknown | 0.00 | NO
North Terrace_NT39-Barr Smith South_Level One_140C _ VSR | NT-NT39-01-140C | NT39-01-140C-VSR | North Terrace | NT | NT39 | Barr Smith South | 01 | Level One | 140C | 99939 | Unusable Spaces | 99939 | Unusable Spaces | 2.28 | VSR | 8 | Non Useable Floor Area Space Group | 840 | Non-usable - Service riser |  | Unknown | 0.00 | NO
North Terrace_NT39-Barr Smith South_Level One_140D _ VSR | NT-NT39-01-140D | NT39-01-140D-VSR | North Terrace | NT | NT39 | Barr Smith South | 01 | Level One | 140D | 99939 | Unusable Spaces | 99939 | Unusable Spaces | 46 | VSR | 8 | Non Useable Floor Area Space Group | 840 | Non-usable - Service riser |  | Unknown | 0.00 | NO
North Terrace_NT39-Barr Smith South_Level One_141 _ Strong Room | NT-NT39-01-141 | NT39-01-141-Strong Room | North Terrace | NT | NT39 | Barr Smith South | 01 | Level One | 141 | 99962 | Library stacks and services | 952 | Corporate Services Division Admin | 150.13 | Strong Room | 4 | Ancillary Area Space Group | 419 | Ancillary Area - Store Room - Generic |  | Adequate | 22,404.24 | NO
North Terrace_NT39-Barr Smith South_Level One_142 _ Corr. | NT-NT39-01-142 | NT39-01-142-Corr. | North Terrace | NT | NT39 | Barr Smith South | 01 | Level One | 142 | 99939 | Unusable Spaces | 99939 | Unusable Spaces | 17.12 | Corr. | 8 | Non Useable Floor Area Space Group | 805 | Non-usable - Circulation space |  | Unknown | 0.00 | NO
North Terrace_NT39-Barr Smith South_Level One_143 _ Informal Work | NT-NT39-01-143 | NT39-01-143-Informal Work | North Terrace | NT | NT39 | Barr Smith South | 01 | Level One | 143 | 733 | University Library | 733 | University Library | 43.62 | Informal Work | 1 | Office Space Group | 119 | Informal Work Space |  | Adequate | 7,397.17 | NO
North Terrace_NT39-Barr Smith South_Level One_143A _ Tea Room | NT-NT39-01-143A | NT39-01-143A-Tea Room | North Terrace | NT | NT39 | Barr Smith South | 01 | Level One | 143A | 99962 | Library stacks and services | 952 | Corporate Services Division Admin | 16.22 | Tea Room | 6 | General Facility Space Group | 608 | General Facility - Kitchen/Servery/Food Storage |  | Adequate | 3,080.70 | NO
North Terrace_NT39-Barr Smith South_Level One_144 _ Office | NT-NT39-01-144 | NT39-01-144-Office | North Terrace | NT | NT39 | Barr Smith South | 01 | Level One | 144 | 733 | University Library | 733 | University Library | 11.79 | Office | 1 | Office Space Group | 108 | Office - Professional/General Staff |  | Adequate | 1,999.37 | NO
North Terrace_NT39-Barr Smith South_Level One_145 _ Special Collection Bookstacks | NT-NT39-01-145 | NT39-01-145-Special Collection Bookstacks | North Terrace | NT | NT39 | Barr Smith South | 01 | Level One | 145 | 99962 | Library stacks and services | 952 | Corporate Services Division Admin | 151.97 | Special Collection Bookstacks | 5 | Library, IT and Learning Space Group | 505 | Library and Learning - Closed stack - reserve collection |  | Adequate | 28,863.97 | NO
North Terrace_NT39-Barr Smith South_Level One_146 _ Special Collection | NT-NT39-01-146 | NT39-01-146-Special Collection | North Terrace | NT | NT39 | Barr Smith South | 01 | Level One | 146 | 99962 | Library stacks and services | 952 | Corporate Services Division Admin | 226.1 | Special Collection | 5 | Library, IT and Learning Space Group | 505 | Library and Learning - Closed stack - reserve collection |  | Adequate | 42,943.62 | NO
North Terrace_NT39-Barr Smith South_Level One_147 _ Store | NT-NT39-01-147 | NT39-01-147-Store | North Terrace | NT | NT39 | Barr Smith South | 01 | Level One | 147 | 99962 | Library stacks and services | 952 | Corporate Services Division Admin | 7.33 | Store | 4 | Ancillary Area Space Group | 419 | Ancillary Area - Store Room - Generic |  | Adequate | 1,093.87 | NO
North Terrace_NT39-Barr Smith South_Level One_148 _ Stair no. 7 | NT-NT39-01-148 | NT39-01-148-Stair no. 7 | North Terrace | NT | NT39 | Barr Smith South | 01 | Level One | 148 | 99939 | Unusable Spaces | 99939 | Unusable Spaces | 13.43 | Stair no. 7 | 8 | Non Useable Floor Area Space Group | 805 | Non-usable - Circulation space |  | Unknown | 0.00 | NO
North Terrace_NT39-Barr Smith South_Level One_149 _ Study Area | NT-NT39-01-149 | NT39-01-149-Study Area | North Terrace | NT | NT39 | Barr Smith South | 01 | Level One | 149 | 99951 | Hub and study spaces (ex-VPSR) | 952 | Corporate Services Division Admin | 5.14 | Study Area | 5 | Library, IT and Learning Space Group | 501 | Library and Learning - Reading room | INFORMAL-PRIM-I | Adequate | 976.25 | NO
North Terrace_NT39-Barr Smith South_Level One_149A _ Plantroom | NT-NT39-01-149A | NT39-01-149A-Plantroom | North Terrace | NT | NT39 | Barr Smith South | 01 | Level One | 149A | 99939 | Unusable Spaces | 99939 | Unusable Spaces | 18.65 | Plantroom | 8 | Non Useable Floor Area Space Group | 811 | Non-usable - Plant room other |  | Unknown | 0.00 | NO
North Terrace_NT39-Barr Smith South_Level One_149B _ Plantroom | NT-NT39-01-149B | NT39-01-149B-Plantroom | North Terrace | NT | NT39 | Barr Smith South | 01 | Level One | 149B | 99939 | Unusable Spaces | 99939 | Unusable Spaces | 10.32 | Plantroom | 8 | Non Useable Floor Area Space Group | 811 | Non-usable - Plant room other |  | Unknown | 0.00 | NO
North Terrace_NT39-Barr Smith South_Level One_150 _ Reading Area | NT-NT39-01-150 | NT39-01-150-Reading Area | North Terrace | NT | NT39 | Barr Smith South | 01 | Level One | 150 | 99951 | Hub and study spaces (ex-VPSR) | 952 | Corporate Services Division Admin | 101.14 | Reading Area | 5 | Library, IT and Learning Space Group | 517 | Informal Learning | INFORMAL-PRIM-I | Adequate | 19,209.72 | NO
North Terrace_NT39-Barr Smith South_Level One_151 _ Foyer | NT-NT39-01-151 | NT39-01-151-Foyer | North Terrace | NT | NT39 | Barr Smith South | 01 | Level One | 151 | 99962 | Library stacks and services | 952 | Corporate Services Division Admin | 23.07 | Foyer | 8 | Non Useable Floor Area Space Group | 805 | Non-usable - Circulation space |  | Adequate | 0.00 | NO
North Terrace_NT39-Barr Smith South_Level One_1L01 _ Lift - External Glass | NT-NT39-01-1L01 | NT39-01-1L01-Lift - External Glass | North Terrace | NT | NT39 | Barr Smith South | 01 | Level One | 1L01 | 99939 | Unusable Spaces | 99939 | Unusable Spaces | 9.37 | Lift - External Glass | 8 | Non Useable Floor Area Space Group | 838 | Non-usable - Lift |  | Unknown | 0.00 | NO
North Terrace_NT39-Barr Smith South_Level One_1P01 _ Plantroom near External Lift | NT-NT39-01-1P01 | NT39-01-1P01-Plantroom near External Lift | North Terrace | NT | NT39 | Barr Smith South | 01 | Level One | 1P01 | 99939 | Unusable Spaces | 99939 | Unusable Spaces | 13.67 | Plantroom near External Lift | 8 | Non Useable Floor Area Space Group | 811 | Non-usable - Plant room other |  | Unknown | 0.00 | NO
North Terrace_NT39-Barr Smith South_Level One_1P02 _ Store - Bin | NT-NT39-01-1P02 | NT39-01-1P02-Store - Bin | North Terrace | NT | NT39 | Barr Smith South | 01 | Level One | 1P02 | 99939 | Unusable Spaces | 99939 | Unusable Spaces | 10.71 | Store - Bin | 8 | Non Useable Floor Area Space Group | 841 | Non-usable - Waste management |  | Good | 0.00 | NO
North Terrace_NT39-Barr Smith South_Level Two_200 _ Creative Writing Studio | NT-NT39-02-200 | NT39-02-200-Creative Writing Studio | North Terrace | NT | NT39 | Barr Smith South | 02 | Level Two | 200 | 733 | University Library | 733 | University Library | 180.14 | Creative Writing Studio | 2 | Teaching Space Group | 205 | Lecture/Seminar/Tutorial/Class Room (31 to 69) Flat Floor |  | Adequate | 37,269.20 | NO
North Terrace_NT39-Barr Smith South_Level Two_2023 _ Lobby | NT-NT39-02-2023 | NT39-02-2023-Lobby | North Terrace | NT | NT39 | Barr Smith South | 02 | Level Two | 2023 | 99939 | Unusable Spaces | 99939 | Unusable Spaces | 38.75 | Lobby | 8 | Non Useable Floor Area Space Group | 805 | Non-usable - Circulation space |  | Unknown | 0.00 | NO
North Terrace_NT39-Barr Smith South_Level Two_2023A _ Plantroom | NT-NT39-02-2023A | NT39-02-2023A-Plantroom | North Terrace | NT | NT39 | Barr Smith South | 02 | Level Two | 2023A | 99939 | Unusable Spaces | 99939 | Unusable Spaces | 180.66 | Plantroom | 8 | Non Useable Floor Area Space Group | 811 | Non-usable - Plant room other |  | Unknown | 0.00 | NO
North Terrace_NT39-Barr Smith South_Level Two_2024 _ Stair No.12 | NT-NT39-02-2024 | NT39-02-2024-Stair No.12 | North Terrace | NT | NT39 | Barr Smith South | 02 | Level Two | 2024 | 99939 | Unusable Spaces | 99939 | Unusable Spaces | 42.96 | Stair No.12 | 8 | Non Useable Floor Area Space Group | 805 | Non-usable - Circulation space |  | Unknown | 0.00 | NO
North Terrace_NT39-Barr Smith South_Level Two_2025 _ Corr. | NT-NT39-02-2025 | NT39-02-2025-Corr. | North Terrace | NT | NT39 | Barr Smith South | 02 | Level Two | 2025 | 99939 | Unusable Spaces | 99939 | Unusable Spaces | 25.86 | Corr. | 8 | Non Useable Floor Area Space Group | 805 | Non-usable - Circulation space |  | Unknown | 0.00 | NO
North Terrace_NT39-Barr Smith South_Level Two_2025D _ ETSA Transformers | NT-NT39-02-2025D | NT39-02-2025D-ETSA Transformers | North Terrace | NT | NT39 | Barr Smith South | 02 | Level Two | 2025D | 99939 | Unusable Spaces | 99939 | Unusable Spaces | 82.62 | ETSA Transformers | 8 | Non Useable Floor Area Space Group | 840 | Non-usable - Service riser |  | Unknown | 0.00 | NO
North Terrace_NT39-Barr Smith South_Level Two_2025E _ ETSA Transformers | NT-NT39-02-2025E | NT39-02-2025E-ETSA Transformers | North Terrace | NT | NT39 | Barr Smith South | 02 | Level Two | 2025E | 99939 | Unusable Spaces | 99939 | Unusable Spaces | 10.32 | ETSA Transformers | 8 | Non Useable Floor Area Space Group | 840 | Non-usable - Service riser |  | Unknown | 0.00 | NO
North Terrace_NT39-Barr Smith South_Level Two_2025F _ ETSA Transformers | NT-NT39-02-2025F | NT39-02-2025F-ETSA Transformers | North Terrace | NT | NT39 | Barr Smith South | 02 | Level Two | 2025F | 99939 | Unusable Spaces | 99939 | Unusable Spaces | 10.45 | ETSA Transformers | 8 | Non Useable Floor Area Space Group | 840 | Non-usable - Service riser |  | Unknown | 0.00 | NO
North Terrace_NT39-Barr Smith South_Level Two_2025G _ ETSA Transformers | NT-NT39-02-2025G | NT39-02-2025G-ETSA Transformers | North Terrace | NT | NT39 | Barr Smith South | 02 | Level Two | 2025G | 99939 | Unusable Spaces | 99939 | Unusable Spaces | 8.98 | ETSA Transformers | 8 | Non Useable Floor Area Space Group | 840 | Non-usable - Service riser |  | Unknown | 0.00 | NO
North Terrace_NT39-Barr Smith South_Level Two_2025H _ ETSA Transformers | NT-NT39-02-2025H | NT39-02-2025H-ETSA Transformers | North Terrace | NT | NT39 | Barr Smith South | 02 | Level Two | 2025H | 99939 | Unusable Spaces | 99939 | Unusable Spaces | 11.81 | ETSA Transformers | 8 | Non Useable Floor Area Space Group | 840 | Non-usable - Service riser |  | Unknown | 0.00 | NO
North Terrace_NT39-Barr Smith South_Level Two_2027 _ Foyer | NT-NT39-02-2027 | NT39-02-2027-Foyer | North Terrace | NT | NT39 | Barr Smith South | 02 | Level Two | 2027 | 99939 | Unusable Spaces | 99939 | Unusable Spaces | 51.32 | Foyer | 8 | Non Useable Floor Area Space Group | 805 | Non-usable - Circulation space |  | Excellent | 0.00 | NO
North Terrace_NT39-Barr Smith South_Level Two_2027A _ Seating | NT-NT39-02-2027A | NT39-02-2027A-Seating | North Terrace | NT | NT39 | Barr Smith South | 02 | Level Two | 2027A | 99951 | Hub and study spaces (ex-VPSR) | 952 | Corporate Services Division Admin | 3.63 | Seating | 5 | Library, IT and Learning Space Group | 515 | Incidental Learning | INFORMAL-PRIM-I | Excellent | 1,013.50 | NO
North Terrace_NT39-Barr Smith South_Level Two_2027B _ Plantroom | NT-NT39-02-2027B | NT39-02-2027B-Plantroom | North Terrace | NT | NT39 | Barr Smith South | 02 | Level Two | 2027B | 99939 | Unusable Spaces | 99939 | Unusable Spaces | 112.79 | Plantroom | 8 | Non Useable Floor Area Space Group | 811 | Non-usable - Plant room other |  | Unknown | 0.00 | NO
North Terrace_NT39-Barr Smith South_Level Two_2027C _ Switch Room | NT-NT39-02-2027C | NT39-02-2027C-Switch Room | North Terrace | NT | NT39 | Barr Smith South | 02 | Level Two | 2027C | 99939 | Unusable Spaces | 99939 | Unusable Spaces | 15.27 | Switch Room | 8 | Non Useable Floor Area Space Group | 815 | Non-usable - Switch room |  | Unknown | 0.00 | NO
North Terrace_NT39-Barr Smith South_Level Two_2027D _ Plantroom | NT-NT39-02-2027D | NT39-02-2027D-Plantroom | North Terrace | NT | NT39 | Barr Smith South | 02 | Level Two | 2027D | 99939 | Unusable Spaces | 99939 | Unusable Spaces | 7.94 | Plantroom | 8 | Non Useable Floor Area Space Group | 811 | Non-usable - Plant room other |  | Unknown | 0.00 | NO
North Terrace_NT39-Barr Smith South_Level Two_2027E _ Plantroom | NT-NT39-02-2027E | NT39-02-2027E-Plantroom | North Terrace | NT | NT39 | Barr Smith South | 02 | Level Two | 2027E | 99939 | Unusable Spaces | 99939 | Unusable Spaces | 8.72 | Plantroom | 8 | Non Useable Floor Area Space Group | 811 | Non-usable - Plant room other |  | Unknown | 0.00 | NO
North Terrace_NT39-Barr Smith South_Level Two_2027F _ Plantroom | NT-NT39-02-2027F | NT39-02-2027F-Plantroom | North Terrace | NT | NT39 | Barr Smith South | 02 | Level Two | 2027F | 99939 | Unusable Spaces | 99939 | Unusable Spaces | 9.38 | Plantroom | 8 | Non Useable Floor Area Space Group | 811 | Non-usable - Plant room other |  | Unknown | 0.00 | NO
North Terrace_NT39-Barr Smith South_Level Two_2029 _ Bridge (UCA) | NT-NT39-02-2029 | NT39-02-2029-Bridge (UCA) | North Terrace | NT | NT39 | Barr Smith South | 02 | Level Two | 2029 | 99939 | Unusable Spaces | 99939 | Unusable Spaces | 13.46 | Bridge (UCA) | 8 | Non Useable Floor Area Space Group | 839 | Non-usable - Verandah/Balcony |  | Good | 0.00 | NO
North Terrace_NT39-Barr Smith South_Level Two_2030 _ Corr. | NT-NT39-02-2030 | NT39-02-2030-Corr. | North Terrace | NT | NT39 | Barr Smith South | 02 | Level Two | 2030 | 99939 | Unusable Spaces | 99939 | Unusable Spaces | 26.29 | Corr. | 8 | Non Useable Floor Area Space Group | 805 | Non-usable - Circulation space |  | Excellent | 0.00 | NO
North Terrace_NT39-Barr Smith South_Level Two_2030A _ Corr. | NT-NT39-02-2030A | NT39-02-2030A-Corr. | North Terrace | NT | NT39 | Barr Smith South | 02 | Level Two | 2030A | 99939 | Unusable Spaces | 99939 | Unusable Spaces | 39.04 | Corr. | 8 | Non Useable Floor Area Space Group | 805 | Non-usable - Circulation space |  | Unknown | 0.00 | NO
North Terrace_NT39-Barr Smith South_Level Two_2030B _ VSR | NT-NT39-02-2030B | NT39-02-2030B-VSR | North Terrace | NT | NT39 | Barr Smith South | 02 | Level Two | 2030B | 99939 | Unusable Spaces | 99939 | Unusable Spaces | 1.54 | VSR | 8 | Non Useable Floor Area Space Group | 840 | Non-usable - Service riser |  | Poor | 0.00 | NO
North Terrace_NT39-Barr Smith South_Level Two_2030C _ Corr. | NT-NT39-02-2030C | NT39-02-2030C-Corr. | North Terrace | NT | NT39 | Barr Smith South | 02 | Level Two | 2030C | 99939 | Unusable Spaces | 99939 | Unusable Spaces | 8.28 | Corr. | 8 | Non Useable Floor Area Space Group | 840 | Non-usable - Service riser |  | Unknown | 0.00 | NO
North Terrace_NT39-Barr Smith South_Level Two_2030D _ Telecom / DB | NT-NT39-02-2030D | NT39-02-2030D-Telecom / DB | North Terrace | NT | NT39 | Barr Smith South | 02 | Level Two | 2030D | 99939 | Unusable Spaces | 99939 | Unusable Spaces | 0.84 | Telecom / DB | 8 | Non Useable Floor Area Space Group | 840 | Non-usable - Service riser |  | Unknown | 0.00 | NO
North Terrace_NT39-Barr Smith South_Level Two_2030G _ VSR | NT-NT39-02-2030G | NT39-02-2030G-VSR | North Terrace | NT | NT39 | Barr Smith South | 02 | Level Two | 2030G | 99939 | Unusable Spaces | 99939 | Unusable Spaces | 8.37 | VSR | 8 | Non Useable Floor Area Space Group | 840 | Non-usable - Service riser |  | Unknown | 0.00 | NO
North Terrace_NT39-Barr Smith South_Level Two_2031 _ Seating | NT-NT39-02-2031 | NT39-02-2031-Seating | North Terrace | NT | NT39 | Barr Smith South | 02 | Level Two | 2031 | 99951 | Hub and study spaces (ex-VPSR) | 952 | Corporate Services Division Admin | 20.31 | Seating | 5 | Library, IT and Learning Space Group | 517 | Informal Learning | INFORMAL-PRIM-I | Excellent | 5,670.55 | NO
North Terrace_NT39-Barr Smith South_Level Two_2032 _ Flat Floor Teaching "The Studio" | NT-NT39-02-2032 | NT39-02-2032-Flat Floor Teaching "The Studio" | North Terrace | NT | NT39 | Barr Smith South | 02 | Level Two | 2032 | 99998 | Central Common Teaching Areas (In Use) | 952 | Corporate Services Division Admin | 217.66 | Flat Floor Teaching "The Studio" | 2 | Teaching Space Group | 204 | Lecture/Seminar/Tutorial (>70 seats) Flat Floor |  | Excellent | 66,196.63 | NO
North Terrace_NT39-Barr Smith South_Level Two_2032A _ Seating | NT-NT39-02-2032A | NT39-02-2032A-Seating | North Terrace | NT | NT39 | Barr Smith South | 02 | Level Two | 2032A | 99951 | Hub and study spaces (ex-VPSR) | 952 | Corporate Services Division Admin | 19.78 | Seating | 5 | Library, IT and Learning Space Group | 517 | Informal Learning | INFORMAL-PRIM-G | Excellent | 5,522.58 | NO
North Terrace_NT39-Barr Smith South_Level Two_2033 _ Seating | NT-NT39-02-2033 | NT39-02-2033-Seating | North Terrace | NT | NT39 | Barr Smith South | 02 | Level Two | 2033 | 99951 | Hub and study spaces (ex-VPSR) | 952 | Corporate Services Division Admin | 13.89 | Seating | 5 | Library, IT and Learning Space Group | 517 | Informal Learning | INFORMAL-PRIM-G | Excellent | 3,878.09 | NO
North Terrace_NT39-Barr Smith South_Level Two_2034 _ Seating | NT-NT39-02-2034 | NT39-02-2034-Seating | North Terrace | NT | NT39 | Barr Smith South | 02 | Level Two | 2034 | 99951 | Hub and study spaces (ex-VPSR) | 952 | Corporate Services Division Admin | 6.91 | Seating | 5 | Library, IT and Learning Space Group | 517 | Informal Learning | INFORMAL-PRIM-G | Excellent | 1,929.27 | NO
North Terrace_NT39-Barr Smith South_Level Two_2035 _ Project Room | NT-NT39-02-2035 | NT39-02-2035-Project Room | North Terrace | NT | NT39 | Barr Smith South | 02 | Level Two | 2035 | 99951 | Hub and study spaces (ex-VPSR) | 952 | Corporate Services Division Admin | 13.49 | Project Room | 2 | Teaching Space Group | 217 | Collaborative Teaching Space | INFORMAL-PRIM-G | Excellent | 4,102.69 | NO
North Terrace_NT39-Barr Smith South_Level Two_2037 _ Project Room | NT-NT39-02-2037 | NT39-02-2037-Project Room | North Terrace | NT | NT39 | Barr Smith South | 02 | Level Two | 2037 | 99951 | Hub and study spaces (ex-VPSR) | 952 | Corporate Services Division Admin | 9.36 | Project Room | 2 | Teaching Space Group | 217 | Collaborative Teaching Space | INFORMAL-PRIM-G | Excellent | 2,846.64 | NO
North Terrace_NT39-Barr Smith South_Level Two_2038 _ Corr. | NT-NT39-02-2038 | NT39-02-2038-Corr. | North Terrace | NT | NT39 | Barr Smith South | 02 | Level Two | 2038 | 99939 | Unusable Spaces | 99939 | Unusable Spaces | 47.41 | Corr. | 8 | Non Useable Floor Area Space Group | 805 | Non-usable - Circulation space |  | Excellent | 0.00 | NO
North Terrace_NT39-Barr Smith South_Level Two_2039 _ Open Breakout | NT-NT39-02-2039 | NT39-02-2039-Open Breakout | North Terrace | NT | NT39 | Barr Smith South | 02 | Level Two | 2039 | 99951 | Hub and study spaces (ex-VPSR) | 952 | Corporate Services Division Admin | 36.17 | Open Breakout | 5 | Library, IT and Learning Space Group | 517 | Informal Learning | INFORMAL-PRIM-G | Excellent | 10,098.67 | NO
North Terrace_NT39-Barr Smith South_Level Two_2040 _ Flat Floor Teaching "The Library | NT-NT39-02-2040 | NT39-02-2040-Flat Floor Teaching "The Library | North Terrace | NT | NT39 | Barr Smith South | 02 | Level Two | 2040 | 99998 | Central Common Teaching Areas (In Use) | 952 | Corporate Services Division Admin | 212.62 | Flat Floor Teaching "The Library | 2 | Teaching Space Group | 204 | Lecture/Seminar/Tutorial (>70 seats) Flat Floor |  | Excellent | 64,663.83 | NO
North Terrace_NT39-Barr Smith South_Level Two_2040B _ Store | NT-NT39-02-2040B | NT39-02-2040B-Store | North Terrace | NT | NT39 | Barr Smith South | 02 | Level Two | 2040B | 99998 | Central Common Teaching Areas (In Use) | 952 | Corporate Services Division Admin | 12.43 | Store | 4 | Ancillary Area Space Group | 419 | Ancillary Area - Store Room - Generic |  | Excellent | 2,726.79 | NO
North Terrace_NT39-Barr Smith South_Level Two_2041 _ Open Breakout | NT-NT39-02-2041 | NT39-02-2041-Open Breakout | North Terrace | NT | NT39 | Barr Smith South | 02 | Level Two | 2041 | 99951 | Hub and study spaces (ex-VPSR) | 952 | Corporate Services Division Admin | 16.65 | Open Breakout | 5 | Library, IT and Learning Space Group | 517 | Informal Learning | INFORMAL-PRIM-G | Excellent | 4,648.68 | NO
North Terrace_NT39-Barr Smith South_Level Two_2041A _ FHR | NT-NT39-02-2041A | NT39-02-2041A-FHR | North Terrace | NT | NT39 | Barr Smith South | 02 | Level Two | 2041A | 99939 | Unusable Spaces | 99939 | Unusable Spaces | 0.37 | FHR | 8 | Non Useable Floor Area Space Group | 840 | Non-usable - Service riser |  | Unknown | 0.00 | NO
North Terrace_NT39-Barr Smith South_Level Two_2042A _ Lift - Service | NT-NT39-02-2042A | NT39-02-2042A-Lift - Service | North Terrace | NT | NT39 | Barr Smith South | 02 | Level Two | 2042A | 99939 | Unusable Spaces | 99939 | Unusable Spaces | 1.26 | Lift - Service | 8 | Non Useable Floor Area Space Group | 838 | Non-usable - Lift |  | Unknown | 0.00 | NO
North Terrace_NT39-Barr Smith South_Level Two_2043 _ Stair No.13 | NT-NT39-02-2043 | NT39-02-2043-Stair No.13 | North Terrace | NT | NT39 | Barr Smith South | 02 | Level Two | 2043 | 99939 | Unusable Spaces | 99939 | Unusable Spaces | 17.08 | Stair No.13 | 8 | Non Useable Floor Area Space Group | 805 | Non-usable - Circulation space |  | Excellent | 0.00 | NO
North Terrace_NT39-Barr Smith South_Level Two_2044 _ Corr. | NT-NT39-02-2044 | NT39-02-2044-Corr. | North Terrace | NT | NT39 | Barr Smith South | 02 | Level Two | 2044 | 99939 | Unusable Spaces | 99939 | Unusable Spaces | 15.68 | Corr. | 8 | Non Useable Floor Area Space Group | 805 | Non-usable - Circulation space |  | Excellent | 0.00 | NO
North Terrace_NT39-Barr Smith South_Level Two_2044A _ Corr. | NT-NT39-02-2044A | NT39-02-2044A-Corr. | North Terrace | NT | NT39 | Barr Smith South | 02 | Level Two | 2044A | 99939 | Unusable Spaces | 99939 | Unusable Spaces | 7.56 | Corr. | 8 | Non Useable Floor Area Space Group | 805 | Non-usable - Circulation space |  | Excellent | 0.00 | NO
North Terrace_NT39-Barr Smith South_Level Two_2045 _ Store - General | NT-NT39-02-2045 | NT39-02-2045-Store - General | North Terrace | NT | NT39 | Barr Smith South | 02 | Level Two | 2045 | 859 | Infrastructure Office | 859 | Infrastructure | 37.35 | Store - General | 4 | Ancillary Area Space Group | 419 | Ancillary Area - Store Room - Generic |  | Adequate | 5,573.83 | NO
North Terrace_NT39-Barr Smith South_Level Two_2045A _ Store - AV | NT-NT39-02-2045A | NT39-02-2045A-Store - AV | North Terrace | NT | NT39 | Barr Smith South | 02 | Level Two | 2045A | 850 | ITDS Branch Central Costs | 869 | Information Technology and Digital Services | 40.42 | Store - AV | 4 | Ancillary Area Space Group | 419 | Ancillary Area - Store Room - Generic |  | Adequate | 6,031.97 | NO
North Terrace_NT39-Barr Smith South_Level Two_2045B _ Plantroom | NT-NT39-02-2045B | NT39-02-2045B-Plantroom | North Terrace | NT | NT39 | Barr Smith South | 02 | Level Two | 2045B | 99939 | Unusable Spaces | 99939 | Unusable Spaces | 63.89 | Plantroom | 8 | Non Useable Floor Area Space Group | 811 | Non-usable - Plant room other |  | Unknown | 0.00 | NO
North Terrace_NT39-Barr Smith South_Level Two_2047 _ A/L - F | NT-NT39-02-2047 | NT39-02-2047-A/L - F | North Terrace | NT | NT39 | Barr Smith South | 02 | Level Two | 2047 | 99939 | Unusable Spaces | 99939 | Unusable Spaces | 6.47 | A/L - F | 8 | Non Useable Floor Area Space Group | 820 | Non-usable - Toilets/Amenities - Female |  | Unknown | 0.00 | NO
North Terrace_NT39-Barr Smith South_Level Two_2047A _ WC - F | NT-NT39-02-2047A | NT39-02-2047A-WC - F | North Terrace | NT | NT39 | Barr Smith South | 02 | Level Two | 2047A | 99939 | Unusable Spaces | 99939 | Unusable Spaces | 12.91 | WC - F | 8 | Non Useable Floor Area Space Group | 820 | Non-usable - Toilets/Amenities - Female |  | Unknown | 0.00 | NO
North Terrace_NT39-Barr Smith South_Level Two_2048 _ A/L - M | NT-NT39-02-2048 | NT39-02-2048-A/L - M | North Terrace | NT | NT39 | Barr Smith South | 02 | Level Two | 2048 | 99939 | Unusable Spaces | 99939 | Unusable Spaces | 1.69 | A/L - M | 8 | Non Useable Floor Area Space Group | 821 | Non-usable - Toilets/Amenities - Male |  | Unknown | 0.00 | NO
North Terrace_NT39-Barr Smith South_Level Two_2048A _ WC - U - Access (LH) | NT-NT39-02-2048A | NT39-02-2048A-WC - U - Access (LH) | North Terrace | NT | NT39 | Barr Smith South | 02 | Level Two | 2048A | 99939 | Unusable Spaces | 99939 | Unusable Spaces | 8.37 | WC - U - Access (LH) | 8 | Non Useable Floor Area Space Group | 818 | Non-usable - Toilets/Amenities - Unisex Accessible |  | Unknown | 0.00 | NO
North Terrace_NT39-Barr Smith South_Level Two_2049 _ A/L - U | NT-NT39-02-2049 | NT39-02-2049-A/L - U | North Terrace | NT | NT39 | Barr Smith South | 02 | Level Two | 2049 | 99939 | Unusable Spaces | 99939 | Unusable Spaces | 2.44 | A/L - U | 8 | Non Useable Floor Area Space Group | 822 | Non-usable - Toilets/Amenities - Unisex |  | Unknown | 0.00 | NO
North Terrace_NT39-Barr Smith South_Level Two_2049A _ WC - M | NT-NT39-02-2049A | NT39-02-2049A-WC - M | North Terrace | NT | NT39 | Barr Smith South | 02 | Level Two | 2049A | 99939 | Unusable Spaces | 99939 | Unusable Spaces | 15.35 | WC - M | 8 | Non Useable Floor Area Space Group | 821 | Non-usable - Toilets/Amenities - Male |  | Unknown | 0.00 | NO
North Terrace_NT39-Barr Smith South_Level Two_2051 _ Flat Floor Teaching 3 | NT-NT39-02-2051 | NT39-02-2051-Flat Floor Teaching 3 | North Terrace | NT | NT39 | Barr Smith South | 02 | Level Two | 2051 | 99998 | Central Common Teaching Areas (In Use) | 952 | Corporate Services Division Admin | 144.73 | Flat Floor Teaching 3 | 2 | Teaching Space Group | 204 | Lecture/Seminar/Tutorial (>70 seats) Flat Floor |  | Excellent | 44,016.53 | NO
North Terrace_NT39-Barr Smith South_Level Two_2051A _ VSR | NT-NT39-02-2051A | NT39-02-2051A-VSR | North Terrace | NT | NT39 | Barr Smith South | 02 | Level Two | 2051A | 99939 | Unusable Spaces | 99939 | Unusable Spaces | 2.43 | VSR | 8 | Non Useable Floor Area Space Group | 840 | Non-usable - Service riser |  | Unknown | 0.00 | NO
North Terrace_NT39-Barr Smith South_Level Two_2051B _ VSR | NT-NT39-02-2051B | NT39-02-2051B-VSR | North Terrace | NT | NT39 | Barr Smith South | 02 | Level Two | 2051B | 99939 | Unusable Spaces | 99939 | Unusable Spaces | 1.18 | VSR | 8 | Non Useable Floor Area Space Group | 840 | Non-usable - Service riser |  | Unknown | 0.00 | NO
North Terrace_NT39-Barr Smith South_Level Two_2052 _ Flat Floor Teaching 2 | NT-NT39-02-2052 | NT39-02-2052-Flat Floor Teaching 2 | North Terrace | NT | NT39 | Barr Smith South | 02 | Level Two | 2052 | 99998 | Central Common Teaching Areas (In Use) | 952 | Corporate Services Division Admin | 96.11 | Flat Floor Teaching 2 | 2 | Teaching Space Group | 205 | Lecture/Seminar/Tutorial/Class Room (31 to 69) Flat Floor |  | Excellent | 29,229.80 | NO
North Terrace_NT39-Barr Smith South_Level Two_2058 _ Compactus | NT-NT39-02-2058 | NT39-02-2058-Compactus | North Terrace | NT | NT39 | Barr Smith South | 02 | Level Two | 2058 | 850 | ITDS Branch Central Costs | 869 | Information Technology and Digital Services | 24.29 | Compactus | 4 | Ancillary Area Space Group | 419 | Ancillary Area - Store Room - Generic |  | Adequate | 3,624.85 | NO
North Terrace_NT39-Barr Smith South_Level Two_2060 _ Flat Floor Teaching 1 | NT-NT39-02-2060 | NT39-02-2060-Flat Floor Teaching 1 | North Terrace | NT | NT39 | Barr Smith South | 02 | Level Two | 2060 | 99998 | Central Common Teaching Areas (In Use) | 952 | Corporate Services Division Admin | 229.36 | Flat Floor Teaching 1 | 2 | Teaching Space Group | 204 | Lecture/Seminar/Tutorial (>70 seats) Flat Floor |  | Excellent | 69,754.94 | NO
North Terrace_NT39-Barr Smith South_Level Two_2060A _ VSR | NT-NT39-02-2060A | NT39-02-2060A-VSR | North Terrace | NT | NT39 | Barr Smith South | 02 | Level Two | 2060A | 99939 | Unusable Spaces | 99939 | Unusable Spaces | 4.61 | VSR | 8 | Non Useable Floor Area Space Group | 840 | Non-usable - Service riser |  | Unknown | 0.00 | NO
North Terrace_NT39-Barr Smith South_Level Two_2061 _ Corr. | NT-NT39-02-2061 | NT39-02-2061-Corr. | North Terrace | NT | NT39 | Barr Smith South | 02 | Level Two | 2061 | 99939 | Unusable Spaces | 99939 | Unusable Spaces | 84.01 | Corr. | 8 | Non Useable Floor Area Space Group | 805 | Non-usable - Circulation space |  | Excellent | 0.00 | NO
North Terrace_NT39-Barr Smith South_Level Two_2061A _ Seating | NT-NT39-02-2061A | NT39-02-2061A-Seating | North Terrace | NT | NT39 | Barr Smith South | 02 | Level Two | 2061A | 99951 | Hub and study spaces (ex-VPSR) | 952 | Corporate Services Division Admin | 6.36 | Seating | 5 | Library, IT and Learning Space Group | 515 | Incidental Learning | INFORMAL-PRIM-S | Excellent | 1,775.71 | NO
North Terrace_NT39-Barr Smith South_Level Two_2061B _ Seating | NT-NT39-02-2061B | NT39-02-2061B-Seating | North Terrace | NT | NT39 | Barr Smith South | 02 | Level Two | 2061B | 99951 | Hub and study spaces (ex-VPSR) | 952 | Corporate Services Division Admin | 15.51 | Seating | 5 | Library, IT and Learning Space Group | 515 | Incidental Learning | INFORMAL-PRIM-I | Excellent | 4,330.39 | NO
North Terrace_NT39-Barr Smith South_Level Two_2061C _ Seating | NT-NT39-02-2061C | NT39-02-2061C-Seating | North Terrace | NT | NT39 | Barr Smith South | 02 | Level Two | 2061C | 99951 | Hub and study spaces (ex-VPSR) | 952 | Corporate Services Division Admin | 5.86 | Seating | 5 | Library, IT and Learning Space Group | 515 | Incidental Learning | INFORMAL-PRIM-S | Excellent | 1,636.11 | NO
North Terrace_NT39-Barr Smith South_Level Two_2061D _ VSR | NT-NT39-02-2061D | NT39-02-2061D-VSR | North Terrace | NT | NT39 | Barr Smith South | 02 | Level Two | 2061D | 99939 | Unusable Spaces | 99939 | Unusable Spaces | 0.93 | VSR | 8 | Non Useable Floor Area Space Group | 840 | Non-usable - Service riser |  | Unknown | 0.00 | NO
North Terrace_NT39-Barr Smith South_Level Two_2061E _ VSR | NT-NT39-02-2061E | NT39-02-2061E-VSR | North Terrace | NT | NT39 | Barr Smith South | 02 | Level Two | 2061E | 99939 | Unusable Spaces | 99939 | Unusable Spaces | 0.81 | VSR | 8 | Non Useable Floor Area Space Group | 840 | Non-usable - Service riser |  | Unknown | 0.00 | NO
North Terrace_NT39-Barr Smith South_Level Two_2064 _ Open Breakout | NT-NT39-02-2064 | NT39-02-2064-Open Breakout | North Terrace | NT | NT39 | Barr Smith South | 02 | Level Two | 2064 | 99951 | Hub and study spaces (ex-VPSR) | 952 | Corporate Services Division Admin | 29.82 | Open Breakout | 5 | Library, IT and Learning Space Group | 517 | Informal Learning | INFORMAL-PRIM-G | Excellent | 8,325.75 | NO
North Terrace_NT39-Barr Smith South_Level Two_2065 _ Entry | NT-NT39-02-2065 | NT39-02-2065-Entry | North Terrace | NT | NT39 | Barr Smith South | 02 | Level Two | 2065 | 99939 | Unusable Spaces | 99939 | Unusable Spaces | 24.38 | Entry | 8 | Non Useable Floor Area Space Group | 805 | Non-usable - Circulation space |  | Excellent | 0.00 | NO
North Terrace_NT39-Barr Smith South_Level Two_2065A _ Seating | NT-NT39-02-2065A | NT39-02-2065A-Seating | North Terrace | NT | NT39 | Barr Smith South | 02 | Level Two | 2065A | 99951 | Hub and study spaces (ex-VPSR) | 952 | Corporate Services Division Admin | 9.78 | Seating | 5 | Library, IT and Learning Space Group | 515 | Incidental Learning | INFORMAL-PRIM-I | Excellent | 2,730.58 | NO
North Terrace_NT39-Barr Smith South_Level Two_216 _ Book Stacks | NT-NT39-02-216 | NT39-02-216-Book Stacks | North Terrace | NT | NT39 | Barr Smith South | 02 | Level Two | 216 | 99962 | Library stacks and services | 952 | Corporate Services Division Admin | 287.68 | Book Stacks | 5 | Library, IT and Learning Space Group | 504 | Library and Learning - Open stack |  | Adequate | 54,639.64 | NO
North Terrace_NT39-Barr Smith South_Level Two_216A _ VSR | NT-NT39-02-216A | NT39-02-216A-VSR | North Terrace | NT | NT39 | Barr Smith South | 02 | Level Two | 216A | 99939 | Unusable Spaces | 99939 | Unusable Spaces | 1.8 | VSR | 8 | Non Useable Floor Area Space Group | 840 | Non-usable - Service riser |  | Unknown | 0.00 | NO
North Terrace_NT39-Barr Smith South_Level Two_216B _ DB | NT-NT39-02-216B | NT39-02-216B-DB | North Terrace | NT | NT39 | Barr Smith South | 02 | Level Two | 216B | 99939 | Unusable Spaces | 99939 | Unusable Spaces | 0.78 | DB | 8 | Non Useable Floor Area Space Group | 815 | Non-usable - Switch room |  | Unknown | 0.00 | NO
North Terrace_NT39-Barr Smith South_Level Two_216C _ Corr. | NT-NT39-02-216C | NT39-02-216C-Corr. | North Terrace | NT | NT39 | Barr Smith South | 02 | Level Two | 216C | 99939 | Unusable Spaces | 99939 | Unusable Spaces | 18.79 | Corr. | 8 | Non Useable Floor Area Space Group | 805 | Non-usable - Circulation space |  | Unknown | 0.00 | NO
North Terrace_NT39-Barr Smith South_Level Two_216D _ Void / Plantroom | NT-NT39-02-216D | NT39-02-216D-Void / Plantroom | North Terrace | NT | NT39 | Barr Smith South | 02 | Level Two | 216D | 99939 | Unusable Spaces | 99939 | Unusable Spaces | 13.82 | Void / Plantroom | 8 | Non Useable Floor Area Space Group | 840 | Non-usable - Service riser |  | Unknown | 0.00 | NO
North Terrace_NT39-Barr Smith South_Level Two_216E _ DB | NT-NT39-02-216E | NT39-02-216E-DB | North Terrace | NT | NT39 | Barr Smith South | 02 | Level Two | 216E | 99939 | Unusable Spaces | 99939 | Unusable Spaces | 0.78 | DB | 8 | Non Useable Floor Area Space Group | 815 | Non-usable - Switch room |  | Unknown | 0.00 | NO
North Terrace_NT39-Barr Smith South_Level Two_216F _ VSR | NT-NT39-02-216F | NT39-02-216F-VSR | North Terrace | NT | NT39 | Barr Smith South | 02 | Level Two | 216F | 99939 | Unusable Spaces | 99939 | Unusable Spaces | 1.71 | VSR | 8 | Non Useable Floor Area Space Group | 840 | Non-usable - Service riser |  | Unknown | 0.00 | NO
North Terrace_NT39-Barr Smith South_Level Two_216G _ Lift - Book Lift | NT-NT39-02-216G | NT39-02-216G-Lift - Book Lift | North Terrace | NT | NT39 | Barr Smith South | 02 | Level Two | 216G | 99939 | Unusable Spaces | 99939 | Unusable Spaces | 1.24 | Lift - Book Lift | 8 | Non Useable Floor Area Space Group | 838 | Non-usable - Lift |  | Adequate | 0.00 | NO
North Terrace_NT39-Barr Smith South_Level Two_216H _ Service Tunnel | NT-NT39-02-216H | NT39-02-216H-Service Tunnel | North Terrace | NT | NT39 | Barr Smith South | 02 | Level Two | 216H | 99939 | Unusable Spaces | 99939 | Unusable Spaces | 45 | Service Tunnel | 8 | Non Useable Floor Area Space Group | 840 | Non-usable - Service riser |  | Unknown | 0.00 | NO
North Terrace_NT39-Barr Smith South_Level Two_216I _ Study Area | NT-NT39-02-216I | NT39-02-216I-Study Area | North Terrace | NT | NT39 | Barr Smith South | 02 | Level Two | 216I | 99951 | Hub and study spaces (ex-VPSR) | 952 | Corporate Services Division Admin | 49.81 | Study Area | 5 | Library, IT and Learning Space Group | 501 | Library and Learning - Reading room | INFORMAL-PRIM-I | Adequate | 9,460.51 | NO
North Terrace_NT39-Barr Smith South_Level Two_216J _ Book Stacks | NT-NT39-02-216J | NT39-02-216J-Book Stacks | North Terrace | NT | NT39 | Barr Smith South | 02 | Level Two | 216J | 99962 | Library stacks and services | 952 | Corporate Services Division Admin | 121.48 | Book Stacks | 5 | Library, IT and Learning Space Group | 504 | Library and Learning - Open stack | INFORMAL-PRIM-I | Adequate | 23,072.94 | NO
North Terrace_NT39-Barr Smith South_Level Two_216K _ Study Area | NT-NT39-02-216K | NT39-02-216K-Study Area | North Terrace | NT | NT39 | Barr Smith South | 02 | Level Two | 216K | 99951 | Hub and study spaces (ex-VPSR) | 952 | Corporate Services Division Admin | 153.82 | Study Area | 5 | Library, IT and Learning Space Group | 501 | Library and Learning - Reading room | INFORMAL-PRIM-I | Adequate | 29,215.34 | NO
North Terrace_NT39-Barr Smith South_Level Two_216L _ Corr. | NT-NT39-02-216L | NT39-02-216L-Corr. | North Terrace | NT | NT39 | Barr Smith South | 02 | Level Two | 216L | 99939 | Unusable Spaces | 99939 | Unusable Spaces | 41.96 | Corr. | 8 | Non Useable Floor Area Space Group | 805 | Non-usable - Circulation space |  | Unknown | 0.00 | NO
North Terrace_NT39-Barr Smith South_Level Two_216M _ Lift | NT-NT39-02-216M | NT39-02-216M-Lift | North Terrace | NT | NT39 | Barr Smith South | 02 | Level Two | 216M | 99939 | Unusable Spaces | 99939 | Unusable Spaces | 8.81 | Lift | 8 | Non Useable Floor Area Space Group | 838 | Non-usable - Lift |  | Unknown | 0.00 | NO
North Terrace_NT39-Barr Smith South_Level Two_216N _ Lift Shaft | NT-NT39-02-216N | NT39-02-216N-Lift Shaft | North Terrace | NT | NT39 | Barr Smith South | 02 | Level Two | 216N | 99939 | Unusable Spaces | 99939 | Unusable Spaces | 8.81 | Lift Shaft | 8 | Non Useable Floor Area Space Group | 838 | Non-usable - Lift |  | Unknown | 0.00 | NO
North Terrace_NT39-Barr Smith South_Level Two_216O _ Corr. | NT-NT39-02-216O | NT39-02-216O-Corr. | North Terrace | NT | NT39 | Barr Smith South | 02 | Level Two | 216O | 99939 | Unusable Spaces | 99939 | Unusable Spaces | 101.17 | Corr. | 8 | Non Useable Floor Area Space Group | 805 | Non-usable - Circulation space | INFORMAL-PRIM-I | Unknown | 0.00 | NO
North Terrace_NT39-Barr Smith South_Level Two_216P _ Corr. | NT-NT39-02-216P | NT39-02-216P-Corr. | North Terrace | NT | NT39 | Barr Smith South | 02 | Level Two | 216P | 99939 | Unusable Spaces | 99939 | Unusable Spaces | 31.37 | Corr. | 8 | Non Useable Floor Area Space Group | 805 | Non-usable - Circulation space | INFORMAL-PRIM-I | Unknown | 0.00 | NO
North Terrace_NT39-Barr Smith South_Level Two_216Q _ Book Stacks | NT-NT39-02-216Q | NT39-02-216Q-Book Stacks | North Terrace | NT | NT39 | Barr Smith South | 02 | Level Two | 216Q | 99962 | Library stacks and services | 952 | Corporate Services Division Admin | 479.59 | Book Stacks | 5 | Library, IT and Learning Space Group | 504 | Library and Learning - Open stack | INFORMAL-PRIM-I | Adequate | 91,089.49 | NO
North Terrace_NT39-Barr Smith South_Level Two_216R _ Corr. | NT-NT39-02-216R | NT39-02-216R-Corr. | North Terrace | NT | NT39 | Barr Smith South | 02 | Level Two | 216R | 99939 | Unusable Spaces | 99939 | Unusable Spaces | 38 | Corr. | 8 | Non Useable Floor Area Space Group | 805 | Non-usable - Circulation space | INFORMAL-PRIM-I | Unknown | 0.00 | NO
North Terrace_NT39-Barr Smith South_Level Two_216S _ Corr. | NT-NT39-02-216S | NT39-02-216S-Corr. | North Terrace | NT | NT39 | Barr Smith South | 02 | Level Two | 216S | 99939 | Unusable Spaces | 99939 | Unusable Spaces | 27.88 | Corr. | 8 | Non Useable Floor Area Space Group | 805 | Non-usable - Circulation space |  | Unknown | 0.00 | NO
North Terrace_NT39-Barr Smith South_Level Two_216U _ Corr. | NT-NT39-02-216U | NT39-02-216U-Corr. | North Terrace | NT | NT39 | Barr Smith South | 02 | Level Two | 216U | 99939 | Unusable Spaces | 99939 | Unusable Spaces | 51.71 | Corr. | 8 | Non Useable Floor Area Space Group | 805 | Non-usable - Circulation space |  | Unknown | 0.00 | NO
North Terrace_NT39-Barr Smith South_Level Two_216W _ Administration | NT-NT39-02-216W | NT39-02-216W-Administration | North Terrace | NT | NT39 | Barr Smith South | 02 | Level Two | 216W | 99962 | Library stacks and services | 952 | Corporate Services Division Admin | 9.05 | Administration | 8 | Non Useable Floor Area Space Group | 805 | Non-usable - Circulation space |  | Adequate | 0.00 | NO
North Terrace_NT39-Barr Smith South_Level Two_216X _ Corr. | NT-NT39-02-216X | NT39-02-216X-Corr. | North Terrace | NT | NT39 | Barr Smith South | 02 | Level Two | 216X | 99939 | Unusable Spaces | 99939 | Unusable Spaces | 24.46 | Corr. | 8 | Non Useable Floor Area Space Group | 805 | Non-usable - Circulation space | INFORMAL-PRIM-I | Unknown | 0.00 | NO
North Terrace_NT39-Barr Smith South_Level Two_216Y _ Book Stacks | NT-NT39-02-216Y | NT39-02-216Y-Book Stacks | North Terrace | NT | NT39 | Barr Smith South | 02 | Level Two | 216Y | 99962 | Library stacks and services | 952 | Corporate Services Division Admin | 66.44 | Book Stacks | 5 | Library, IT and Learning Space Group | 504 | Library and Learning - Open stack |  | Adequate | 12,619.08 | NO
North Terrace_NT39-Barr Smith South_Level Two_217 _ Comms | NT-NT39-02-217 | NT39-02-217-Comms | North Terrace | NT | NT39 | Barr Smith South | 02 | Level Two | 217 | 850 | ITDS Branch Central Costs | 869 | Information Technology and Digital Services | 17.13 | Comms | 8 | Non Useable Floor Area Space Group | 812 | Non-usable - Comms/network system/Telephone/PABX |  | Adequate | 0.00 | NO
North Terrace_NT39-Barr Smith South_Level Two_217A _ VSR | NT-NT39-02-217A | NT39-02-217A-VSR | North Terrace | NT | NT39 | Barr Smith South | 02 | Level Two | 217A | 99939 | Unusable Spaces | 99939 | Unusable Spaces | 18.78 | VSR | 8 | Non Useable Floor Area Space Group | 840 | Non-usable - Service riser |  | Unknown | 0.00 | NO
North Terrace_NT39-Barr Smith South_Level Two_218 _ Stair No.9 | NT-NT39-02-218 | NT39-02-218-Stair No.9 | North Terrace | NT | NT39 | Barr Smith South | 02 | Level Two | 218 | 99939 | Unusable Spaces | 99939 | Unusable Spaces | 14.75 | Stair No.9 | 8 | Non Useable Floor Area Space Group | 805 | Non-usable - Circulation space |  | Unknown | 0.00 | NO
North Terrace_NT39-Barr Smith South_Level Two_219 _ Research Laboratory | NT-NT39-02-219 | NT39-02-219-Research Laboratory | North Terrace | NT | NT39 | Barr Smith South | 02 | Level Two | 219 | 99939 | Unusable Spaces | 99939 | Unusable Spaces | 35.59 | Research Laboratory | 8 | Non Useable Floor Area Space Group | 805 | Non-usable - Circulation space |  | Unknown | 0.00 | NO
North Terrace_NT39-Barr Smith South_Level Two_219A _ Circ. | NT-NT39-02-219A | NT39-02-219A-Circ. | North Terrace | NT | NT39 | Barr Smith South | 02 | Level Two | 219A | 99939 | Unusable Spaces | 99939 | Unusable Spaces | 9.6 | Circ. | 8 | Non Useable Floor Area Space Group | 805 | Non-usable - Circulation space |  | Unknown | 0.00 | NO
North Terrace_NT39-Barr Smith South_Level Two_220 _ Office | NT-NT39-02-220 | NT39-02-220-Office | North Terrace | NT | NT39 | Barr Smith South | 02 | Level Two | 220 | 733 | University Library | 733 | University Library | 9.09 | Office | 1 | Office Space Group | 108 | Office - Professional/General Staff |  | Adequate | 1,541.50 | NO
North Terrace_NT39-Barr Smith South_Level Two_220A _ Study | NT-NT39-02-220A | NT39-02-220A-Study | North Terrace | NT | NT39 | Barr Smith South | 02 | Level Two | 220A | 99951 | Hub and study spaces (ex-VPSR) | 952 | Corporate Services Division Admin | 18.27 | Study | 2 | Teaching Space Group | 217 | Collaborative Teaching Space |  | Adequate | 3,779.88 | NO
North Terrace_NT39-Barr Smith South_Level Two_221 _ A/V Room 3 | NT-NT39-02-221 | NT39-02-221-A/V Room 3 | North Terrace | NT | NT39 | Barr Smith South | 02 | Level Two | 221 | 99951 | Hub and study spaces (ex-VPSR) | 952 | Corporate Services Division Admin | 11.95 | A/V Room 3 | 3 | Specialist Teaching or Research Space Group | 313 | Audio Visual Teaching space - Undergraduate/Postgraduate |  | Adequate | 2,695.25 | NO
North Terrace_NT39-Barr Smith South_Level Two_226 _ Recording Room | NT-NT39-02-226 | NT39-02-226-Recording Room | North Terrace | NT | NT39 | Barr Smith South | 02 | Level Two | 226 | 99950 | Hub and study spaces (ex-DVCA) | 952 | Corporate Services Division Admin | 37.16 | Recording Room | 3 | Specialist Teaching or Research Space Group | 313 | Audio Visual Teaching space - Undergraduate/Postgraduate |  | Excellent | 12,320.40 | NO
North Terrace_NT39-Barr Smith South_Level Two_226A _ Green Room | NT-NT39-02-226A | NT39-02-226A-Green Room | North Terrace | NT | NT39 | Barr Smith South | 02 | Level Two | 226A | 99950 | Hub and study spaces (ex-DVCA) | 952 | Corporate Services Division Admin | 17.34 | Green Room | 3 | Specialist Teaching or Research Space Group | 313 | Audio Visual Teaching space - Undergraduate/Postgraduate |  | Excellent | 5,749.08 | NO
North Terrace_NT39-Barr Smith South_Level Two_226B _ Editing Room | NT-NT39-02-226B | NT39-02-226B-Editing Room | North Terrace | NT | NT39 | Barr Smith South | 02 | Level Two | 226B | 99950 | Hub and study spaces (ex-DVCA) | 952 | Corporate Services Division Admin | 11.12 | Editing Room | 3 | Specialist Teaching or Research Space Group | 313 | Audio Visual Teaching space - Undergraduate/Postgraduate |  | Excellent | 3,686.84 | NO
North Terrace_NT39-Barr Smith South_Level Two_226C _ Store - Recording Room | NT-NT39-02-226C | NT39-02-226C-Store - Recording Room | North Terrace | NT | NT39 | Barr Smith South | 02 | Level Two | 226C | 99950 | Hub and study spaces (ex-DVCA) | 952 | Corporate Services Division Admin | 6.19 | Store - Recording Room | 3 | Specialist Teaching or Research Space Group | 313 | Audio Visual Teaching space - Undergraduate/Postgraduate |  | Excellent | 2,052.29 | NO
North Terrace_NT39-Barr Smith South_Level Two_227 _ A/L | NT-NT39-02-227 | NT39-02-227-A/L | North Terrace | NT | NT39 | Barr Smith South | 02 | Level Two | 227 | 99939 | Unusable Spaces | 99939 | Unusable Spaces | 3.16 | A/L | 8 | Non Useable Floor Area Space Group | 805 | Non-usable - Circulation space |  | Unknown | 0.00 | NO
North Terrace_NT39-Barr Smith South_Level Two_227A _ WC - F | NT-NT39-02-227A | NT39-02-227A-WC - F | North Terrace | NT | NT39 | Barr Smith South | 02 | Level Two | 227A | 99939 | Unusable Spaces | 99939 | Unusable Spaces | 5 | WC - F | 8 | Non Useable Floor Area Space Group | 820 | Non-usable - Toilets/Amenities - Female |  | Unknown | 0.00 | NO
North Terrace_NT39-Barr Smith South_Level Two_229 _ A/V Room 2 | NT-NT39-02-229 | NT39-02-229-A/V Room 2 | North Terrace | NT | NT39 | Barr Smith South | 02 | Level Two | 229 | 99951 | Hub and study spaces (ex-VPSR) | 952 | Corporate Services Division Admin | 9.05 | A/V Room 2 | 3 | Specialist Teaching or Research Space Group | 313 | Audio Visual Teaching space - Undergraduate/Postgraduate |  | Adequate | 2,041.18 | NO
North Terrace_NT39-Barr Smith South_Level Two_236 _ Store | NT-NT39-02-236 | NT39-02-236-Store | North Terrace | NT | NT39 | Barr Smith South | 02 | Level Two | 236 | 99962 | Library stacks and services | 952 | Corporate Services Division Admin | 7.33 | Store | 4 | Ancillary Area Space Group | 419 | Ancillary Area - Store Room - Generic |  | Adequate | 1,093.87 | NO
North Terrace_NT39-Barr Smith South_Level Two_236A _ Study Area | NT-NT39-02-236A | NT39-02-236A-Study Area | North Terrace | NT | NT39 | Barr Smith South | 02 | Level Two | 236A | 99951 | Hub and study spaces (ex-VPSR) | 952 | Corporate Services Division Admin | 110.91 | Study Area | 5 | Library, IT and Learning Space Group | 501 | Library and Learning - Reading room | INFORMAL-PRIM-I | Adequate | 21,065.36 | NO
North Terrace_NT39-Barr Smith South_Level Two_237 _ Stair No.7 | NT-NT39-02-237 | NT39-02-237-Stair No.7 | North Terrace | NT | NT39 | Barr Smith South | 02 | Level Two | 237 | 99939 | Unusable Spaces | 99939 | Unusable Spaces | 13.43 | Stair No.7 | 8 | Non Useable Floor Area Space Group | 805 | Non-usable - Circulation space |  | Unknown | 0.00 | NO
North Terrace_NT39-Barr Smith South_Level Two_238 _ Student Consultation | NT-NT39-02-238 | NT39-02-238-Student Consultation | North Terrace | NT | NT39 | Barr Smith South | 02 | Level Two | 238 | 733 | University Library | 733 | University Library | 19.81 | Student Consultation | 1 | Office Space Group | 100 | Office - Specific type not defined |  | Adequate | 3,359.42 | NO
North Terrace_NT39-Barr Smith South_Level Two_238A _ Plantroom | NT-NT39-02-238A | NT39-02-238A-Plantroom | North Terrace | NT | NT39 | Barr Smith South | 02 | Level Two | 238A | 99939 | Unusable Spaces | 99939 | Unusable Spaces | 17.67 | Plantroom | 8 | Non Useable Floor Area Space Group | 811 | Non-usable - Plant room other |  | Unknown | 0.00 | NO
North Terrace_NT39-Barr Smith South_Level Two_238B _ Plantroom | NT-NT39-02-238B | NT39-02-238B-Plantroom | North Terrace | NT | NT39 | Barr Smith South | 02 | Level Two | 238B | 99939 | Unusable Spaces | 99939 | Unusable Spaces | 10.32 | Plantroom | 8 | Non Useable Floor Area Space Group | 811 | Non-usable - Plant room other |  | Unknown | 0.00 | NO
North Terrace_NT39-Barr Smith South_Level Three_300 _ Foyer | NT-NT39-03-300 | NT39-03-300-Foyer | North Terrace | NT | NT39 | Barr Smith South | 03 | Level Three | 300 | 99939 | Unusable Spaces | 99939 | Unusable Spaces | 98.01 | Foyer | 8 | Non Useable Floor Area Space Group | 805 | Non-usable - Circulation space |  | Excellent | 0.00 | NO
North Terrace_NT39-Barr Smith South_Level Three_300A _ Ask.Library | NT-NT39-03-300A | NT39-03-300A-Ask.Library | North Terrace | NT | NT39 | Barr Smith South | 03 | Level Three | 300A | 733 | University Library | 733 | University Library | 15 | Ask.Library | 5 | Library, IT and Learning Space Group | 508 | Library and Learning - Library services |  | Excellent | 4,188.00 | NO
North Terrace_NT39-Barr Smith South_Level Three_300C _ Entry | NT-NT39-03-300C | NT39-03-300C-Entry | North Terrace | NT | NT39 | Barr Smith South | 03 | Level Three | 300C | 99939 | Unusable Spaces | 99939 | Unusable Spaces | 62.62 | Entry | 8 | Non Useable Floor Area Space Group | 805 | Non-usable - Circulation space |  | Unknown | 0.00 | NO
North Terrace_NT39-Barr Smith South_Level Three_3019 _ Foyer | NT-NT39-03-3019 | NT39-03-3019-Foyer | North Terrace | NT | NT39 | Barr Smith South | 03 | Level Three | 3019 | 99939 | Unusable Spaces | 99939 | Unusable Spaces | 65.44 | Foyer | 8 | Non Useable Floor Area Space Group | 805 | Non-usable - Circulation space |  | Good | 0.00 | NO
North Terrace_NT39-Barr Smith South_Level Three_3020 _ Office - Post Grad. | NT-NT39-03-3020 | NT39-03-3020-Office - Post Grad. | North Terrace | NT | NT39 | Barr Smith South | 03 | Level Three | 3020 | 510 | School of Architecture & Built Environment | 510 | School of Architecture & Built Environment | 25.32 | Office - Post Grad. | 1 | Office Space Group | 103 | Office - Research Students |  | Excellent | 6,311.92 | NO
North Terrace_NT39-Barr Smith South_Level Three_3020A _ Entry | NT-NT39-03-3020A | NT39-03-3020A-Entry | North Terrace | NT | NT39 | Barr Smith South | 03 | Level Three | 3020A | 99939 | Unusable Spaces | 99939 | Unusable Spaces | 1.36 | Entry | 8 | Non Useable Floor Area Space Group | 805 | Non-usable - Circulation space |  | Unknown | 0.00 | NO
North Terrace_NT39-Barr Smith South_Level Three_3021 _ Storage Area | NT-NT39-03-3021 | NT39-03-3021-Storage Area | North Terrace | NT | NT39 | Barr Smith South | 03 | Level Three | 3021 | 510 | School of Architecture & Built Environment | 510 | School of Architecture & Built Environment | 33.01 | Storage Area | 4 | Ancillary Area Space Group | 419 | Ancillary Area - Store Room - Generic |  | Excellent | 7,241.45 | NO
North Terrace_NT39-Barr Smith South_Level Three_3022 _ "Polygon Lecture Theatre" | NT-NT39-03-3022 | NT39-03-3022-"Polygon Lecture Theatre" | North Terrace | NT | NT39 | Barr Smith South | 03 | Level Three | 3022 | 99998 | Central Common Teaching Areas (In Use) | 952 | Corporate Services Division Admin | 66.14 | "Polygon Lecture Theatre" | 2 | Teaching Space Group | 203 | Lecture Theatre (< 100 seats) |  | Barely Adequate | 13,136.37 | NO
North Terrace_NT39-Barr Smith South_Level Three_3023 _ Projection Room - Polygon | NT-NT39-03-3023 | NT39-03-3023-Projection Room - Polygon | North Terrace | NT | NT39 | Barr Smith South | 03 | Level Three | 3023 | 99998 | Central Common Teaching Areas (In Use) | 952 | Corporate Services Division Admin | 12.39 | Projection Room - Polygon | 5 | Library, IT and Learning Space Group | 510 | Library and Learning - Audio Visual and Media Support |  | Excellent | 3,459.29 | NO
North Terrace_NT39-Barr Smith South_Level Three_3024 _ Stair Lobby | NT-NT39-03-3024 | NT39-03-3024-Stair Lobby | North Terrace | NT | NT39 | Barr Smith South | 03 | Level Three | 3024 | 99939 | Unusable Spaces | 99939 | Unusable Spaces | 35.95 | Stair Lobby | 8 | Non Useable Floor Area Space Group | 805 | Non-usable - Circulation space |  | Unknown | 0.00 | NO
North Terrace_NT39-Barr Smith South_Level Three_3025 _ VSR | NT-NT39-03-3025 | NT39-03-3025-VSR | North Terrace | NT | NT39 | Barr Smith South | 03 | Level Three | 3025 | 99939 | Unusable Spaces | 99939 | Unusable Spaces | 6.29 | VSR | 8 | Non Useable Floor Area Space Group | 840 | Non-usable - Service riser |  | Unknown | 0.00 | NO
North Terrace_NT39-Barr Smith South_Level Three_3027 _ Stair No.12 | NT-NT39-03-3027 | NT39-03-3027-Stair No.12 | North Terrace | NT | NT39 | Barr Smith South | 03 | Level Three | 3027 | 99939 | Unusable Spaces | 99939 | Unusable Spaces | 27.73 | Stair No.12 | 8 | Non Useable Floor Area Space Group | 805 | Non-usable - Circulation space |  | Unknown | 0.00 | NO
North Terrace_NT39-Barr Smith South_Level Three_3028 _ Foyer | NT-NT39-03-3028 | NT39-03-3028-Foyer | North Terrace | NT | NT39 | Barr Smith South | 03 | Level Three | 3028 | 99939 | Unusable Spaces | 99939 | Unusable Spaces | 114.66 | Foyer | 8 | Non Useable Floor Area Space Group | 805 | Non-usable - Circulation space | INFORMAL-PRIM-S | Adequate | 0.00 | NO
North Terrace_NT39-Barr Smith South_Level Three_3028A _ Landing | NT-NT39-03-3028A | NT39-03-3028A-Landing | North Terrace | NT | NT39 | Barr Smith South | 03 | Level Three | 3028A | 99939 | Unusable Spaces | 99939 | Unusable Spaces | 3.74 | Landing | 8 | Non Useable Floor Area Space Group | 805 | Non-usable - Circulation space |  | Unknown | 0.00 | NO
North Terrace_NT39-Barr Smith South_Level Three_3029 _ "Flentje Lecture Theatre" | NT-NT39-03-3029 | NT39-03-3029-"Flentje Lecture Theatre" | North Terrace | NT | NT39 | Barr Smith South | 03 | Level Three | 3029 | 99998 | Central Common Teaching Areas (In Use) | 952 | Corporate Services Division Admin | 229.22 | "Flentje Lecture Theatre" | 2 | Teaching Space Group | 202 | Lecture Theatre (> 100 seats) |  | Adequate | 47,423.37 | NO
North Terrace_NT39-Barr Smith South_Level Three_3029B _ VSR | NT-NT39-03-3029B | NT39-03-3029B-VSR | North Terrace | NT | NT39 | Barr Smith South | 03 | Level Three | 3029B | 99939 | Unusable Spaces | 99939 | Unusable Spaces | 2.34 | VSR | 8 | Non Useable Floor Area Space Group | 840 | Non-usable - Service riser |  | Unknown | 0.00 | NO
North Terrace_NT39-Barr Smith South_Level Three_3029C _ VSR | NT-NT39-03-3029C | NT39-03-3029C-VSR | North Terrace | NT | NT39 | Barr Smith South | 03 | Level Three | 3029C | 99939 | Unusable Spaces | 99939 | Unusable Spaces | 4.38 | VSR | 8 | Non Useable Floor Area Space Group | 840 | Non-usable - Service riser |  | Unknown | 0.00 | NO
North Terrace_NT39-Barr Smith South_Level Three_3029D _ VSR | NT-NT39-03-3029D | NT39-03-3029D-VSR | North Terrace | NT | NT39 | Barr Smith South | 03 | Level Three | 3029D | 99939 | Unusable Spaces | 99939 | Unusable Spaces | 8.69 | VSR | 8 | Non Useable Floor Area Space Group | 840 | Non-usable - Service riser |  | Unknown | 0.00 | NO
North Terrace_NT39-Barr Smith South_Level Three_3029G _ Corr. | NT-NT39-03-3029G | NT39-03-3029G-Corr. | North Terrace | NT | NT39 | Barr Smith South | 03 | Level Three | 3029G | 99939 | Unusable Spaces | 99939 | Unusable Spaces | 18.52 | Corr. | 8 | Non Useable Floor Area Space Group | 805 | Non-usable - Circulation space |  | Unknown | 0.00 | NO
North Terrace_NT39-Barr Smith South_Level Three_3030 _ Office | NT-NT39-03-3030 | NT39-03-3030-Office | North Terrace | NT | NT39 | Barr Smith South | 03 | Level Three | 3030 | 510 | School of Architecture & Built Environment | 510 | School of Architecture & Built Environment | 16.04 | Office | 1 | Office Space Group | 101 | Office - Academic Staff |  | Excellent | 3,998.54 | NO
North Terrace_NT39-Barr Smith South_Level Three_3031 _ Office | NT-NT39-03-3031 | NT39-03-3031-Office | North Terrace | NT | NT39 | Barr Smith South | 03 | Level Three | 3031 | 510 | School of Architecture & Built Environment | 510 | School of Architecture & Built Environment | 17.91 | Office | 1 | Office Space Group | 101 | Office - Academic Staff |  | Excellent | 4,464.71 | NO
North Terrace_NT39-Barr Smith South_Level Three_3032 _ Project Room | NT-NT39-03-3032 | NT39-03-3032-Project Room | North Terrace | NT | NT39 | Barr Smith South | 03 | Level Three | 3032 | 99951 | Hub and study spaces (ex-VPSR) | 952 | Corporate Services Division Admin | 17.64 | Project Room | 2 | Teaching Space Group | 217 | Collaborative Teaching Space | INFORMAL-PRIM-G | Excellent | 5,364.83 | NO
North Terrace_NT39-Barr Smith South_Level Three_3033 _ Project Room | NT-NT39-03-3033 | NT39-03-3033-Project Room | North Terrace | NT | NT39 | Barr Smith South | 03 | Level Three | 3033 | 99951 | Hub and study spaces (ex-VPSR) | 952 | Corporate Services Division Admin | 17.9 | Project Room | 2 | Teaching Space Group | 217 | Collaborative Teaching Space | INFORMAL-PRIM-G | Excellent | 5,443.90 | NO
North Terrace_NT39-Barr Smith South_Level Three_3034 _ Project Room | NT-NT39-03-3034 | NT39-03-3034-Project Room | North Terrace | NT | NT39 | Barr Smith South | 03 | Level Three | 3034 | 99951 | Hub and study spaces (ex-VPSR) | 952 | Corporate Services Division Admin | 40.61 | Project Room | 2 | Teaching Space Group | 217 | Collaborative Teaching Space | INFORMAL-PRIM-G | Excellent | 12,350.66 | NO
North Terrace_NT39-Barr Smith South_Level Three_3035 _ Project Room | NT-NT39-03-3035 | NT39-03-3035-Project Room | North Terrace | NT | NT39 | Barr Smith South | 03 | Level Three | 3035 | 99951 | Hub and study spaces (ex-VPSR) | 952 | Corporate Services Division Admin | 27.73 | Project Room | 2 | Teaching Space Group | 217 | Collaborative Teaching Space | INFORMAL-PRIM-G | Excellent | 8,433.49 | NO
North Terrace_NT39-Barr Smith South_Level Three_3038 _ Project Room | NT-NT39-03-3038 | NT39-03-3038-Project Room | North Terrace | NT | NT39 | Barr Smith South | 03 | Level Three | 3038 | 99951 | Hub and study spaces (ex-VPSR) | 952 | Corporate Services Division Admin | 10.88 | Project Room | 2 | Teaching Space Group | 217 | Collaborative Teaching Space | INFORMAL-PRIM-G | Excellent | 3,308.92 | NO
North Terrace_NT39-Barr Smith South_Level Three_3039 _ Project Room | NT-NT39-03-3039 | NT39-03-3039-Project Room | North Terrace | NT | NT39 | Barr Smith South | 03 | Level Three | 3039 | 99951 | Hub and study spaces (ex-VPSR) | 952 | Corporate Services Division Admin | 10.98 | Project Room | 2 | Teaching Space Group | 217 | Collaborative Teaching Space | INFORMAL-PRIM-G | Excellent | 3,339.33 | NO
North Terrace_NT39-Barr Smith South_Level Three_3039A _ Stair No.13 | NT-NT39-03-3039A | NT39-03-3039A-Stair No.13 | North Terrace | NT | NT39 | Barr Smith South | 03 | Level Three | 3039A | 99939 | Unusable Spaces | 99939 | Unusable Spaces | 17.08 | Stair No.13 | 8 | Non Useable Floor Area Space Group | 805 | Non-usable - Circulation space |  | Excellent | 0.00 | NO
North Terrace_NT39-Barr Smith South_Level Three_3039D _ A/L | NT-NT39-03-3039D | NT39-03-3039D-A/L | North Terrace | NT | NT39 | Barr Smith South | 03 | Level Three | 3039D | 99939 | Unusable Spaces | 99939 | Unusable Spaces | 1.29 | A/L | 8 | Non Useable Floor Area Space Group | 805 | Non-usable - Circulation space |  | Unknown | 0.00 | NO
North Terrace_NT39-Barr Smith South_Level Three_3039M _ Services Lift | NT-NT39-03-3039M | NT39-03-3039M-Services Lift | North Terrace | NT | NT39 | Barr Smith South | 03 | Level Three | 3039M | 99939 | Unusable Spaces | 99939 | Unusable Spaces | 1.26 | Services Lift | 8 | Non Useable Floor Area Space Group | 838 | Non-usable - Lift |  | Unknown | 0.00 | NO
North Terrace_NT39-Barr Smith South_Level Three_3040 _ Main Plant Room | NT-NT39-03-3040 | NT39-03-3040-Main Plant Room | North Terrace | NT | NT39 | Barr Smith South | 03 | Level Three | 3040 | 99939 | Unusable Spaces | 99939 | Unusable Spaces | 516.26 | Main Plant Room | 8 | Non Useable Floor Area Space Group | 811 | Non-usable - Plant room other |  | Unknown | 0.00 | NO
North Terrace_NT39-Barr Smith South_Level Three_3040A _ WC - F | NT-NT39-03-3040A | NT39-03-3040A-WC - F | North Terrace | NT | NT39 | Barr Smith South | 03 | Level Three | 3040A | 99939 | Unusable Spaces | 99939 | Unusable Spaces | 9.77 | WC - F | 8 | Non Useable Floor Area Space Group | 820 | Non-usable - Toilets/Amenities - Female |  | Excellent | 0.00 | NO
North Terrace_NT39-Barr Smith South_Level Three_3040B _ Plantroom | NT-NT39-03-3040B | NT39-03-3040B-Plantroom | North Terrace | NT | NT39 | Barr Smith South | 03 | Level Three | 3040B | 99939 | Unusable Spaces | 99939 | Unusable Spaces | 9.72 | Plantroom | 8 | Non Useable Floor Area Space Group | 811 | Non-usable - Plant room other |  | Unknown | 0.00 | NO
North Terrace_NT39-Barr Smith South_Level Three_3040C _ A/L - F | NT-NT39-03-3040C | NT39-03-3040C-A/L - F | North Terrace | NT | NT39 | Barr Smith South | 03 | Level Three | 3040C | 99939 | Unusable Spaces | 99939 | Unusable Spaces | 4.4 | A/L - F | 8 | Non Useable Floor Area Space Group | 820 | Non-usable - Toilets/Amenities - Female |  | Excellent | 0.00 | NO
North Terrace_NT39-Barr Smith South_Level Three_3040D _ Plantroom Boiler Room | NT-NT39-03-3040D | NT39-03-3040D-Plantroom Boiler Room | North Terrace | NT | NT39 | Barr Smith South | 03 | Level Three | 3040D | 99939 | Unusable Spaces | 99939 | Unusable Spaces | 55.6 | Plantroom Boiler Room | 8 | Non Useable Floor Area Space Group | 811 | Non-usable - Plant room other |  | Unknown | 0.00 | NO
North Terrace_NT39-Barr Smith South_Level Three_3041 _ A/L - M | NT-NT39-03-3041 | NT39-03-3041-A/L - M | North Terrace | NT | NT39 | Barr Smith South | 03 | Level Three | 3041 | 99939 | Unusable Spaces | 99939 | Unusable Spaces | 4.27 | A/L - M | 8 | Non Useable Floor Area Space Group | 820 | Non-usable - Toilets/Amenities - Female |  | Excellent | 0.00 | NO
North Terrace_NT39-Barr Smith South_Level Three_3041A _ WC - M | NT-NT39-03-3041A | NT39-03-3041A-WC - M | North Terrace | NT | NT39 | Barr Smith South | 03 | Level Three | 3041A | 99939 | Unusable Spaces | 99939 | Unusable Spaces | 10.85 | WC - M | 8 | Non Useable Floor Area Space Group | 820 | Non-usable - Toilets/Amenities - Female |  | Excellent | 0.00 | NO
North Terrace_NT39-Barr Smith South_Level Three_3042 _ Server - "Commsci" | NT-NT39-03-3042 | NT39-03-3042-Server - "Commsci" | North Terrace | NT | NT39 | Barr Smith South | 03 | Level Three | 3042 | 221 | School of Computer Science | 221 | School of Computer Science | 23.4 | Server - "Commsci" | 8 | Non Useable Floor Area Space Group | 812 | Non-usable - Comms/network system/Telephone/PABX |  | Excellent | 0.00 | NO
North Terrace_NT39-Barr Smith South_Level Three_3042A _ Server - "Commsci" | NT-NT39-03-3042A | NT39-03-3042A-Server - "Commsci" | North Terrace | NT | NT39 | Barr Smith South | 03 | Level Three | 3042A | 221 | School of Computer Science | 221 | School of Computer Science | 24.4 | Server - "Commsci" | 8 | Non Useable Floor Area Space Group | 815 | Non-usable - Switch room |  | Excellent | 0.00 | NO
North Terrace_NT39-Barr Smith South_Level Three_3042B _ Corr. | NT-NT39-03-3042B | NT39-03-3042B-Corr. | North Terrace | NT | NT39 | Barr Smith South | 03 | Level Three | 3042B | 99939 | Unusable Spaces | 99939 | Unusable Spaces | 15.17 | Corr. | 8 | Non Useable Floor Area Space Group | 805 | Non-usable - Circulation space |  | Excellent | 0.00 | NO
North Terrace_NT39-Barr Smith South_Level Three_3042C _ Corr. | NT-NT39-03-3042C | NT39-03-3042C-Corr. | North Terrace | NT | NT39 | Barr Smith South | 03 | Level Three | 3042C | 99939 | Unusable Spaces | 99939 | Unusable Spaces | 6.6 | Corr. | 8 | Non Useable Floor Area Space Group | 805 | Non-usable - Circulation space |  | Unknown | 0.00 | NO
North Terrace_NT39-Barr Smith South_Level Three_3042D _ VSR | NT-NT39-03-3042D | NT39-03-3042D-VSR | North Terrace | NT | NT39 | Barr Smith South | 03 | Level Three | 3042D | 99939 | Unusable Spaces | 99939 | Unusable Spaces | 2.4 | VSR | 8 | Non Useable Floor Area Space Group | 840 | Non-usable - Service riser |  | Unknown | 0.00 | NO
North Terrace_NT39-Barr Smith South_Level Three_3044 _ Corr. | NT-NT39-03-3044 | NT39-03-3044-Corr. | North Terrace | NT | NT39 | Barr Smith South | 03 | Level Three | 3044 | 99939 | Unusable Spaces | 99939 | Unusable Spaces | 29.27 | Corr. | 8 | Non Useable Floor Area Space Group | 805 | Non-usable - Circulation space |  | Unknown | 0.00 | NO
North Terrace_NT39-Barr Smith South_Level Three_3045 _ Corr. | NT-NT39-03-3045 | NT39-03-3045-Corr. | North Terrace | NT | NT39 | Barr Smith South | 03 | Level Three | 3045 | 99939 | Unusable Spaces | 99939 | Unusable Spaces | 30.41 | Corr. | 8 | Non Useable Floor Area Space Group | 805 | Non-usable - Circulation space |  | Unknown | 0.00 | NO
North Terrace_NT39-Barr Smith South_Level Three_3045D _ VSR | NT-NT39-03-3045D | NT39-03-3045D-VSR | North Terrace | NT | NT39 | Barr Smith South | 03 | Level Three | 3045D | 99939 | Unusable Spaces | 99939 | Unusable Spaces | 0.63 | VSR | 8 | Non Useable Floor Area Space Group | 840 | Non-usable - Service riser |  | Unknown | 0.00 | NO
North Terrace_NT39-Barr Smith South_Level Three_3045E _ Plantroom A/L | NT-NT39-03-3045E | NT39-03-3045E-Plantroom A/L | North Terrace | NT | NT39 | Barr Smith South | 03 | Level Three | 3045E | 99939 | Unusable Spaces | 99939 | Unusable Spaces | 1.94 | Plantroom A/L | 8 | Non Useable Floor Area Space Group | 811 | Non-usable - Plant room other |  | Unknown | 0.00 | NO
North Terrace_NT39-Barr Smith South_Level Three_3046 _ Stair No.15 | NT-NT39-03-3046 | NT39-03-3046-Stair No.15 | North Terrace | NT | NT39 | Barr Smith South | 03 | Level Three | 3046 | 99939 | Unusable Spaces | 99939 | Unusable Spaces | 11.52 | Stair No.15 | 8 | Non Useable Floor Area Space Group | 805 | Non-usable - Circulation space |  | Unknown | 0.00 | NO
North Terrace_NT39-Barr Smith South_Level Three_3047 _ Studio | NT-NT39-03-3047 | NT39-03-3047-Studio | North Terrace | NT | NT39 | Barr Smith South | 03 | Level Three | 3047 | 510 | School of Architecture & Built Environment | 510 | School of Architecture & Built Environment | 17.55 | Studio | 3 | Specialist Teaching or Research Space Group | 323 | Studio - Art/Drawing/Architecture/Engineering/Design/Town Plan -Undergraduate/Postgraduate |  | Excellent | 5,818.70 | NO
North Terrace_NT39-Barr Smith South_Level Three_3048 _ Studio | NT-NT39-03-3048 | NT39-03-3048-Studio | North Terrace | NT | NT39 | Barr Smith South | 03 | Level Three | 3048 | 510 | School of Architecture & Built Environment | 510 | School of Architecture & Built Environment | 13.72 | Studio | 3 | Specialist Teaching or Research Space Group | 323 | Studio - Art/Drawing/Architecture/Engineering/Design/Town Plan -Undergraduate/Postgraduate |  | Excellent | 4,548.87 | NO
North Terrace_NT39-Barr Smith South_Level Three_3049 _ Studio | NT-NT39-03-3049 | NT39-03-3049-Studio | North Terrace | NT | NT39 | Barr Smith South | 03 | Level Three | 3049 | 510 | School of Architecture & Built Environment | 510 | School of Architecture & Built Environment | 27.3 | Studio | 3 | Specialist Teaching or Research Space Group | 323 | Studio - Art/Drawing/Architecture/Engineering/Design/Town Plan -Undergraduate/Postgraduate |  | Excellent | 9,051.32 | NO
North Terrace_NT39-Barr Smith South_Level Three_3050 _ Studio | NT-NT39-03-3050 | NT39-03-3050-Studio | North Terrace | NT | NT39 | Barr Smith South | 03 | Level Three | 3050 | 510 | School of Architecture & Built Environment | 510 | School of Architecture & Built Environment | 46.84 | Studio | 2 | Teaching Space Group | 206 | Lecture/Seminar/Tutorial/Class Room (<30) Flat Floor |  | Adequate | 9,690.74 | NO
North Terrace_NT39-Barr Smith South_Level Three_3051 _ 5th Year Landscape Studio | NT-NT39-03-3051 | NT39-03-3051-5th Year Landscape Studio | North Terrace | NT | NT39 | Barr Smith South | 03 | Level Three | 3051 | 510 | School of Architecture & Built Environment | 510 | School of Architecture & Built Environment | 56.9 | 5th Year Landscape Studio | 2 | Teaching Space Group | 206 | Lecture/Seminar/Tutorial/Class Room (<30) Flat Floor |  | Adequate | 11,772.05 | NO
North Terrace_NT39-Barr Smith South_Level Three_3052 _ Studio | NT-NT39-03-3052 | NT39-03-3052-Studio | North Terrace | NT | NT39 | Barr Smith South | 03 | Level Three | 3052 | 510 | School of Architecture & Built Environment | 510 | School of Architecture & Built Environment | 34.48 | Studio | 3 | Specialist Teaching or Research Space Group | 323 | Studio - Art/Drawing/Architecture/Engineering/Design/Town Plan -Undergraduate/Postgraduate |  | Excellent | 11,431.85 | NO
North Terrace_NT39-Barr Smith South_Level Three_313 _ Learning Area North 1 | NT-NT39-03-313 | NT39-03-313-Learning Area North 1 | North Terrace | NT | NT39 | Barr Smith South | 03 | Level Three | 313 | 99950 | Hub and study spaces (ex-DVCA) | 952 | Corporate Services Division Admin | 213.96 | Learning Area North 1 | 5 | Library, IT and Learning Space Group | 517 | Informal Learning | INFORMAL-PRIM-I | Good | 50,797.31 | NO
North Terrace_NT39-Barr Smith South_Level Three_313A _ Link | NT-NT39-03-313A | NT39-03-313A-Link | North Terrace | NT | NT39 | Barr Smith South | 03 | Level Three | 313A | 99939 | Unusable Spaces | 99939 | Unusable Spaces | 7.94 | Link | 8 | Non Useable Floor Area Space Group | 805 | Non-usable - Circulation space |  | Unknown | 0.00 | NO
North Terrace_NT39-Barr Smith South_Level Three_313B _ Learning Area North 2 | NT-NT39-03-313B | NT39-03-313B-Learning Area North 2 | North Terrace | NT | NT39 | Barr Smith South | 03 | Level Three | 313B | 99950 | Hub and study spaces (ex-DVCA) | 952 | Corporate Services Division Admin | 41.77 | Learning Area North 2 | 5 | Library, IT and Learning Space Group | 517 | Informal Learning | INFORMAL-PRIM-I | Good | 9,916.82 | NO
North Terrace_NT39-Barr Smith South_Level Three_313C _ Learning Area North 3 | NT-NT39-03-313C | NT39-03-313C-Learning Area North 3 | North Terrace | NT | NT39 | Barr Smith South | 03 | Level Three | 313C | 99950 | Hub and study spaces (ex-DVCA) | 952 | Corporate Services Division Admin | 43.21 | Learning Area North 3 | 5 | Library, IT and Learning Space Group | 517 | Informal Learning | INFORMAL-PRIM-I | Good | 10,258.70 | NO
North Terrace_NT39-Barr Smith South_Level Three_313D _ Vending Machine | NT-NT39-03-313D | NT39-03-313D-Vending Machine | North Terrace | NT | NT39 | Barr Smith South | 03 | Level Three | 313D | 99994 | Uni of Adelaide Student Union Association | 859 | Infrastructure | 1.14 | Vending Machine | 6 | General Facility Space Group | 611 | General Facility - Commercial/Business/Retail Facilities |  | Unknown | 0.00 | NO
North Terrace_NT39-Barr Smith South_Level Three_313E _ Vending Machine | NT-NT39-03-313E | NT39-03-313E-Vending Machine | North Terrace | NT | NT39 | Barr Smith South | 03 | Level Three | 313E | 99994 | Uni of Adelaide Student Union Association | 859 | Infrastructure | 1.14 | Vending Machine | 6 | General Facility Space Group | 611 | General Facility - Commercial/Business/Retail Facilities |  | Unknown | 0.00 | NO
North Terrace_NT39-Barr Smith South_Level Three_313F _ Vending Machine | NT-NT39-03-313F | NT39-03-313F-Vending Machine | North Terrace | NT | NT39 | Barr Smith South | 03 | Level Three | 313F | 99994 | Uni of Adelaide Student Union Association | 859 | Infrastructure | 1.14 | Vending Machine | 6 | General Facility Space Group | 611 | General Facility - Commercial/Business/Retail Facilities |  | Unknown | 0.00 | NO
North Terrace_NT39-Barr Smith South_Level Three_313G _ Vending Machine | NT-NT39-03-313G | NT39-03-313G-Vending Machine | North Terrace | NT | NT39 | Barr Smith South | 03 | Level Three | 313G | 99994 | Uni of Adelaide Student Union Association | 859 | Infrastructure | 1.14 | Vending Machine | 6 | General Facility Space Group | 611 | General Facility - Commercial/Business/Retail Facilities |  | Unknown | 0.00 | NO
North Terrace_NT39-Barr Smith South_Level Three_313H _ Vending Machine | NT-NT39-03-313H | NT39-03-313H-Vending Machine | North Terrace | NT | NT39 | Barr Smith South | 03 | Level Three | 313H | 99994 | Uni of Adelaide Student Union Association | 859 | Infrastructure | 1.14 | Vending Machine | 6 | General Facility Space Group | 611 | General Facility - Commercial/Business/Retail Facilities |  | Unknown | 0.00 | NO
North Terrace_NT39-Barr Smith South_Level Three_313J _ Vending Machine | NT-NT39-03-313J | NT39-03-313J-Vending Machine | North Terrace | NT | NT39 | Barr Smith South | 03 | Level Three | 313J | 99994 | Uni of Adelaide Student Union Association | 859 | Infrastructure | 1.14 | Vending Machine | 6 | General Facility Space Group | 611 | General Facility - Commercial/Business/Retail Facilities |  | Unknown |  | NO
North Terrace_NT39-Barr Smith South_Level Three_314 _ Learning Area | NT-NT39-03-314 | NT39-03-314-Learning Area | North Terrace | NT | NT39 | Barr Smith South | 03 | Level Three | 314 | 99950 | Hub and study spaces (ex-DVCA) | 952 | Corporate Services Division Admin | 139.07 | Learning Area | 5 | Library, IT and Learning Space Group | 517 | Informal Learning | INFORMAL-PRIM-I | Good | 33,017.30 | NO
North Terrace_NT39-Barr Smith South_Level Three_314A _ Study Zone 1 | NT-NT39-03-314A | NT39-03-314A-Study Zone 1 | North Terrace | NT | NT39 | Barr Smith South | 03 | Level Three | 314A | 99950 | Hub and study spaces (ex-DVCA) | 952 | Corporate Services Division Admin | 183.69 | Study Zone 1 | 5 | Library, IT and Learning Space Group | 517 | Informal Learning | INFORMAL-PRIM-I | Good | 43,610.76 | NO
North Terrace_NT39-Barr Smith South_Level Three_314B _ Study Zone 2 | NT-NT39-03-314B | NT39-03-314B-Study Zone 2 | North Terrace | NT | NT39 | Barr Smith South | 03 | Level Three | 314B | 99950 | Hub and study spaces (ex-DVCA) | 952 | Corporate Services Division Admin | 134.72 | Study Zone 2 | 5 | Library, IT and Learning Space Group | 517 | Informal Learning | INFORMAL-PRIM-I | Good | 31,984.55 | NO
North Terrace_NT39-Barr Smith South_Level Three_314C _ Study Zone 3 | NT-NT39-03-314C | NT39-03-314C-Study Zone 3 | North Terrace | NT | NT39 | Barr Smith South | 03 | Level Three | 314C | 99950 | Hub and study spaces (ex-DVCA) | 952 | Corporate Services Division Admin | 112.06 | Study Zone 3 | 5 | Library, IT and Learning Space Group | 517 | Informal Learning | INFORMAL-PRIM-I | Good | 26,604.72 | NO
North Terrace_NT39-Barr Smith South_Level Three_314D _ Study Zone 4 | NT-NT39-03-314D | NT39-03-314D-Study Zone 4 | North Terrace | NT | NT39 | Barr Smith South | 03 | Level Three | 314D | 99950 | Hub and study spaces (ex-DVCA) | 952 | Corporate Services Division Admin | 140.45 | Study Zone 4 | 5 | Library, IT and Learning Space Group | 517 | Informal Learning | INFORMAL-PRIM-I | Good | 33,344.94 | NO
North Terrace_NT39-Barr Smith South_Level Three_314E _ Stair | NT-NT39-03-314E | NT39-03-314E-Stair | North Terrace | NT | NT39 | Barr Smith South | 03 | Level Three | 314E | 99939 | Unusable Spaces | 99939 | Unusable Spaces | 58.82 | Stair | 8 | Non Useable Floor Area Space Group | 805 | Non-usable - Circulation space |  | Excellent | 0.00 | NO
North Terrace_NT39-Barr Smith South_Level Three_314F _ Corr. | NT-NT39-03-314F | NT39-03-314F-Corr. | North Terrace | NT | NT39 | Barr Smith South | 03 | Level Three | 314F | 99950 | Hub and study spaces (ex-DVCA) | 952 | Corporate Services Division Admin | 26.44 | Corr. | 8 | Non Useable Floor Area Space Group | 805 | Non-usable - Circulation space |  | Excellent | 0.00 | NO
North Terrace_NT39-Barr Smith South_Level Three_314G _ VSR | NT-NT39-03-314G | NT39-03-314G-VSR | North Terrace | NT | NT39 | Barr Smith South | 03 | Level Three | 314G | 99939 | Unusable Spaces | 99939 | Unusable Spaces | 1.52 | VSR | 8 | Non Useable Floor Area Space Group | 840 | Non-usable - Service riser |  | Unknown | 0.00 | NO
North Terrace_NT39-Barr Smith South_Level Three_314H _ VSR | NT-NT39-03-314H | NT39-03-314H-VSR | North Terrace | NT | NT39 | Barr Smith South | 03 | Level Three | 314H | 99939 | Unusable Spaces | 99939 | Unusable Spaces | 1.62 | VSR | 8 | Non Useable Floor Area Space Group | 840 | Non-usable - Service riser |  | Unknown | 0.00 | NO
North Terrace_NT39-Barr Smith South_Level Three_314I _ VSR | NT-NT39-03-314I | NT39-03-314I-VSR | North Terrace | NT | NT39 | Barr Smith South | 03 | Level Three | 314I | 99939 | Unusable Spaces | 99939 | Unusable Spaces | 0.78 | VSR | 8 | Non Useable Floor Area Space Group | 840 | Non-usable - Service riser |  | Unknown | 0.00 | NO
North Terrace_NT39-Barr Smith South_Level Three_314J _ Services Cupboard | NT-NT39-03-314J | NT39-03-314J-Services Cupboard | North Terrace | NT | NT39 | Barr Smith South | 03 | Level Three | 314J | 99939 | Unusable Spaces | 99939 | Unusable Spaces | 0.99 | Services Cupboard | 8 | Non Useable Floor Area Space Group | 840 | Non-usable - Service riser |  | Unknown | 0.00 | NO
North Terrace_NT39-Barr Smith South_Level Three_314K _ Services Cupboard | NT-NT39-03-314K | NT39-03-314K-Services Cupboard | North Terrace | NT | NT39 | Barr Smith South | 03 | Level Three | 314K | 99939 | Unusable Spaces | 99939 | Unusable Spaces | 1.59 | Services Cupboard | 8 | Non Useable Floor Area Space Group | 840 | Non-usable - Service riser |  | Unknown | 0.00 | NO
North Terrace_NT39-Barr Smith South_Level Three_314L _ Electrical | NT-NT39-03-314L | NT39-03-314L-Electrical | North Terrace | NT | NT39 | Barr Smith South | 03 | Level Three | 314L | 99939 | Unusable Spaces | 99939 | Unusable Spaces | 0.78 | Electrical | 8 | Non Useable Floor Area Space Group | 840 | Non-usable - Service riser |  | Unknown | 0.00 | NO
North Terrace_NT39-Barr Smith South_Level Three_314M _ Lift | NT-NT39-03-314M | NT39-03-314M-Lift | North Terrace | NT | NT39 | Barr Smith South | 03 | Level Three | 314M | 99939 | Unusable Spaces | 99939 | Unusable Spaces | 8.81 | Lift | 8 | Non Useable Floor Area Space Group | 838 | Non-usable - Lift |  | Unknown | 0.00 | NO
North Terrace_NT39-Barr Smith South_Level Three_314N _ Lift Shaft | NT-NT39-03-314N | NT39-03-314N-Lift Shaft | North Terrace | NT | NT39 | Barr Smith South | 03 | Level Three | 314N | 99939 | Unusable Spaces | 99939 | Unusable Spaces | 8.81 | Lift Shaft | 8 | Non Useable Floor Area Space Group | 838 | Non-usable - Lift |  | Unknown | 0.00 | NO
North Terrace_NT39-Barr Smith South_Level Three_315 _ Adaptive Technology Suite | NT-NT39-03-315 | NT39-03-315-Adaptive Technology Suite | North Terrace | NT | NT39 | Barr Smith South | 03 | Level Three | 315 | 99998 | Central Common Teaching Areas (In Use) | 952 | Corporate Services Division Admin | 23.25 | Adaptive Technology Suite | 3 | Specialist Teaching or Research Space Group | 310 | Laboratory - Computing - Open Access |  | Excellent | 7,708.54 | NO
North Terrace_NT39-Barr Smith South_Level Three_315A _ WC - U - Access (RH) | NT-NT39-03-315A | NT39-03-315A-WC - U - Access (RH) | North Terrace | NT | NT39 | Barr Smith South | 03 | Level Three | 315A | 99939 | Unusable Spaces | 99939 | Unusable Spaces | 6.32 | WC - U - Access (RH) | 8 | Non Useable Floor Area Space Group | 818 | Non-usable - Toilets/Amenities - Unisex Accessible |  | Unknown | 0.00 | NO
North Terrace_NT39-Barr Smith South_Level Three_316 _ A/L | NT-NT39-03-316 | NT39-03-316-A/L | North Terrace | NT | NT39 | Barr Smith South | 03 | Level Three | 316 | 99939 | Unusable Spaces | 99939 | Unusable Spaces | 3.44 | A/L | 8 | Non Useable Floor Area Space Group | 805 | Non-usable - Circulation space |  | Unknown | 0.00 | NO
North Terrace_NT39-Barr Smith South_Level Three_316A _ WC | NT-NT39-03-316A | NT39-03-316A-WC | North Terrace | NT | NT39 | Barr Smith South | 03 | Level Three | 316A | 99939 | Unusable Spaces | 99939 | Unusable Spaces | 4.88 | WC | 8 | Non Useable Floor Area Space Group | 822 | Non-usable - Toilets/Amenities - Unisex |  | Unknown | 0.00 | NO
North Terrace_NT39-Barr Smith South_Level Three_317 _ Research Laboratory | NT-NT39-03-317 | NT39-03-317-Research Laboratory | North Terrace | NT | NT39 | Barr Smith South | 03 | Level Three | 317 | 99995 | Uni of Adelaide Sports Association | 859 | Infrastructure | 6.47 | Research Laboratory | 4 | Ancillary Area Space Group | 419 | Ancillary Area - Store Room - Generic |  | Excellent | 1,419.33 | NO
North Terrace_NT39-Barr Smith South_Level Three_318 _ Stair | NT-NT39-03-318 | NT39-03-318-Stair | North Terrace | NT | NT39 | Barr Smith South | 03 | Level Three | 318 | 99939 | Unusable Spaces | 99939 | Unusable Spaces | 14.75 | Stair | 8 | Non Useable Floor Area Space Group | 805 | Non-usable - Circulation space |  | Unknown | 0.00 | NO
North Terrace_NT39-Barr Smith South_Level Three_318A _ Plantroom | NT-NT39-03-318A | NT39-03-318A-Plantroom | North Terrace | NT | NT39 | Barr Smith South | 03 | Level Three | 318A | 99939 | Unusable Spaces | 99939 | Unusable Spaces | 8.07 | Plantroom | 8 | Non Useable Floor Area Space Group | 811 | Non-usable - Plant room other |  | Unknown | 0.00 | NO
North Terrace_NT39-Barr Smith South_Level Three_318B _ Circ. | NT-NT39-03-318B | NT39-03-318B-Circ. | North Terrace | NT | NT39 | Barr Smith South | 03 | Level Three | 318B | 99939 | Unusable Spaces | 99939 | Unusable Spaces | 30.16 | Circ. | 8 | Non Useable Floor Area Space Group | 805 | Non-usable - Circulation space |  | Excellent | 0.00 | NO
North Terrace_NT39-Barr Smith South_Level Three_318C _ Office - Administration | NT-NT39-03-318C | NT39-03-318C-Office - Administration | North Terrace | NT | NT39 | Barr Smith South | 03 | Level Three | 318C | 99950 | Hub and study spaces (ex-DVCA) | 952 | Corporate Services Division Admin | 16.32 | Office - Administration | 1 | Office Space Group | 108 | Office - Professional/General Staff |  | Excellent | 4,068.34 | NO
North Terrace_NT39-Barr Smith South_Level Three_318D _ Plantroom | NT-NT39-03-318D | NT39-03-318D-Plantroom | North Terrace | NT | NT39 | Barr Smith South | 03 | Level Three | 318D | 99939 | Unusable Spaces | 99939 | Unusable Spaces | 4.81 | Plantroom | 8 | Non Useable Floor Area Space Group | 811 | Non-usable - Plant room other |  | Unknown | 0.00 | NO
North Terrace_NT39-Barr Smith South_Level Three_318E _ VSR | NT-NT39-03-318E | NT39-03-318E-VSR | North Terrace | NT | NT39 | Barr Smith South | 03 | Level Three | 318E | 99939 | Unusable Spaces | 99939 | Unusable Spaces | 1.8 | VSR | 8 | Non Useable Floor Area Space Group | 840 | Non-usable - Service riser |  | Unknown | 0.00 | NO
North Terrace_NT39-Barr Smith South_Level Three_318F _ VSR | NT-NT39-03-318F | NT39-03-318F-VSR | North Terrace | NT | NT39 | Barr Smith South | 03 | Level Three | 318F | 99939 | Unusable Spaces | 99939 | Unusable Spaces | 0.78 | VSR | 8 | Non Useable Floor Area Space Group | 840 | Non-usable - Service riser |  | Unknown | 0.00 | NO
North Terrace_NT39-Barr Smith South_Level Three_319 _ Stair No.8 | NT-NT39-03-319 | NT39-03-319-Stair No.8 | North Terrace | NT | NT39 | Barr Smith South | 03 | Level Three | 319 | 99939 | Unusable Spaces | 99939 | Unusable Spaces | 33.63 | Stair No.8 | 8 | Non Useable Floor Area Space Group | 805 | Non-usable - Circulation space |  | Unknown | 0.00 | NO
North Terrace_NT39-Barr Smith South_Level Three_319A _ Landing | NT-NT39-03-319A | NT39-03-319A-Landing | North Terrace | NT | NT39 | Barr Smith South | 03 | Level Three | 319A | 99939 | Unusable Spaces | 99939 | Unusable Spaces | 11.04 | Landing | 8 | Non Useable Floor Area Space Group | 805 | Non-usable - Circulation space |  | Unknown | 0.00 | NO
North Terrace_NT39-Barr Smith South_Level Three_319B _ Entry | NT-NT39-03-319B | NT39-03-319B-Entry | North Terrace | NT | NT39 | Barr Smith South | 03 | Level Three | 319B | 99939 | Unusable Spaces | 99939 | Unusable Spaces | 11.32 | Entry | 8 | Non Useable Floor Area Space Group | 805 | Non-usable - Circulation space |  | Unknown | 0.00 | NO
North Terrace_NT39-Barr Smith South_Level Three_320 _ Store | NT-NT39-03-320 | NT39-03-320-Store | North Terrace | NT | NT39 | Barr Smith South | 03 | Level Three | 320 | 99950 | Hub and study spaces (ex-DVCA) | 952 | Corporate Services Division Admin | 8.96 | Store | 4 | Ancillary Area Space Group | 419 | Ancillary Area - Store Room - Generic |  | Excellent | 1,965.57 | NO
North Terrace_NT39-Barr Smith South_Level Three_321 _ Open Office | NT-NT39-03-321 | NT39-03-321-Open Office | North Terrace | NT | NT39 | Barr Smith South | 03 | Level Three | 321 | 99950 | Hub and study spaces (ex-DVCA) | 952 | Corporate Services Division Admin | 405.94 | Open Office | 1 | Office Space Group | 108 | Office - Professional/General Staff | INFORMAL-PRIM-C | Excellent | 101,195.06 | NO
North Terrace_NT39-Barr Smith South_Level Three_321A _ Lift Overrun | NT-NT39-03-321A | NT39-03-321A-Lift Overrun | North Terrace | NT | NT39 | Barr Smith South | 03 | Level Three | 321A | 99939 | Unusable Spaces | 99939 | Unusable Spaces | 5.99 | Lift Overrun | 8 | Non Useable Floor Area Space Group | 838 | Non-usable - Lift |  | Unknown | 0.00 | NO
North Terrace_NT39-Barr Smith South_Level Three_322 _ Maths Drop In Centre | NT-NT39-03-322 | NT39-03-322-Maths Drop In Centre | North Terrace | NT | NT39 | Barr Smith South | 03 | Level Three | 322 | 99950 | Hub and study spaces (ex-DVCA) | 952 | Corporate Services Division Admin | 142.55 | Maths Drop In Centre | 2 | Teaching Space Group | 217 | Collaborative Teaching Space | INFORMAL-PRIM-C | Excellent | 43,353.53 | NO
North Terrace_NT39-Barr Smith South_Level Three_328 _ Bridge | NT-NT39-03-328 | NT39-03-328-Bridge | North Terrace | NT | NT39 | Barr Smith South | 03 | Level Three | 328 | 99939 | Unusable Spaces | 99939 | Unusable Spaces | 11.47 | Bridge | 8 | Non Useable Floor Area Space Group | 805 | Non-usable - Circulation space |  | Unknown | 0.00 | NO
North Terrace_NT39-Barr Smith South_Level Three_329 _ Circ. | NT-NT39-03-329 | NT39-03-329-Circ. | North Terrace | NT | NT39 | Barr Smith South | 03 | Level Three | 329 | 99939 | Unusable Spaces | 99939 | Unusable Spaces | 13.08 | Circ. | 8 | Non Useable Floor Area Space Group | 805 | Non-usable - Circulation space |  | Unknown | 0.00 | NO
North Terrace_NT39-Barr Smith South_Level Three_329A _ Corr. | NT-NT39-03-329A | NT39-03-329A-Corr. | North Terrace | NT | NT39 | Barr Smith South | 03 | Level Three | 329A | 99939 | Unusable Spaces | 99939 | Unusable Spaces | 29.68 | Corr. | 8 | Non Useable Floor Area Space Group | 805 | Non-usable - Circulation space |  | Excellent | 0.00 | NO
North Terrace_NT39-Barr Smith South_Level Three_329B _ Corr. | NT-NT39-03-329B | NT39-03-329B-Corr. | North Terrace | NT | NT39 | Barr Smith South | 03 | Level Three | 329B | 99939 | Unusable Spaces | 99939 | Unusable Spaces | 32.13 | Corr. | 8 | Non Useable Floor Area Space Group | 805 | Non-usable - Circulation space | INFORMAL-PRIM-S | Excellent | 0.00 | NO
North Terrace_NT39-Barr Smith South_Level Three_329C _ Entry | NT-NT39-03-329C | NT39-03-329C-Entry | North Terrace | NT | NT39 | Barr Smith South | 03 | Level Three | 329C | 99939 | Unusable Spaces | 99939 | Unusable Spaces | 31.71 | Entry | 8 | Non Useable Floor Area Space Group | 805 | Non-usable - Circulation space |  | Excellent | 0.00 | NO
North Terrace_NT39-Barr Smith South_Level Three_329D _ DB | NT-NT39-03-329D | NT39-03-329D-DB | North Terrace | NT | NT39 | Barr Smith South | 03 | Level Three | 329D | 99939 | Unusable Spaces | 99939 | Unusable Spaces | 0.98 | DB | 8 | Non Useable Floor Area Space Group | 840 | Non-usable - Service riser |  | Unknown | 0.00 | NO
North Terrace_NT39-Barr Smith South_Level Three_329E _ Seating | NT-NT39-03-329E | NT39-03-329E-Seating | North Terrace | NT | NT39 | Barr Smith South | 03 | Level Three | 329E | 99951 | Hub and study spaces (ex-VPSR) | 952 | Corporate Services Division Admin | 4.6 | Seating | 2 | Teaching Space Group | 217 | Collaborative Teaching Space | INFORMAL-PRIM-S | Excellent | 1,398.99 | NO
North Terrace_NT39-Barr Smith South_Level Three_329F _ Seating | NT-NT39-03-329F | NT39-03-329F-Seating | North Terrace | NT | NT39 | Barr Smith South | 03 | Level Three | 329F | 99951 | Hub and study spaces (ex-VPSR) | 952 | Corporate Services Division Admin | 8.74 | Seating | 2 | Teaching Space Group | 217 | Collaborative Teaching Space |  | Excellent | 2,658.08 | NO
North Terrace_NT39-Barr Smith South_Level Three_330 _ AV Room | NT-NT39-03-330 | NT39-03-330-AV Room | North Terrace | NT | NT39 | Barr Smith South | 03 | Level Three | 330 | 99950 | Hub and study spaces (ex-DVCA) | 952 | Corporate Services Division Admin | 5.65 | AV Room | 4 | Ancillary Area Space Group | 412 | Ancillary Area - Lecture Theatre and seminar support room |  | Excellent | 1,239.45 | NO
North Terrace_NT39-Barr Smith South_Level Three_330A _ Comms | NT-NT39-03-330A | NT39-03-330A-Comms | North Terrace | NT | NT39 | Barr Smith South | 03 | Level Three | 330A | 850 | ITDS Branch Central Costs | 869 | Information Technology and Digital Services | 12.32 | Comms | 8 | Non Useable Floor Area Space Group | 812 | Non-usable - Comms/network system/Telephone/PABX |  | Excellent | 0.00 | NO
North Terrace_NT39-Barr Smith South_Level Three_331 _ Project Room 1 | NT-NT39-03-331 | NT39-03-331-Project Room 1 | North Terrace | NT | NT39 | Barr Smith South | 03 | Level Three | 331 | 99950 | Hub and study spaces (ex-DVCA) | 952 | Corporate Services Division Admin | 16.27 | Project Room 1 | 2 | Teaching Space Group | 217 | Collaborative Teaching Space | INFORMAL-PRIM-G | Excellent | 4,948.17 | NO
North Terrace_NT39-Barr Smith South_Level Three_332 _ Project Room 2 | NT-NT39-03-332 | NT39-03-332-Project Room 2 | North Terrace | NT | NT39 | Barr Smith South | 03 | Level Three | 332 | 99950 | Hub and study spaces (ex-DVCA) | 952 | Corporate Services Division Admin | 15.34 | Project Room 2 | 2 | Teaching Space Group | 217 | Collaborative Teaching Space | INFORMAL-PRIM-G | Excellent | 4,665.33 | NO
North Terrace_NT39-Barr Smith South_Level Three_333 _ Project Room 3 | NT-NT39-03-333 | NT39-03-333-Project Room 3 | North Terrace | NT | NT39 | Barr Smith South | 03 | Level Three | 333 | 99950 | Hub and study spaces (ex-DVCA) | 952 | Corporate Services Division Admin | 11.16 | Project Room 3 | 2 | Teaching Space Group | 217 | Collaborative Teaching Space | INFORMAL-PRIM-G | Excellent | 3,394.08 | NO
North Terrace_NT39-Barr Smith South_Level Three_334 _ News Room | NT-NT39-03-334 | NT39-03-334-News Room | North Terrace | NT | NT39 | Barr Smith South | 03 | Level Three | 334 | 99950 | Hub and study spaces (ex-DVCA) | 952 | Corporate Services Division Admin | 118.63 | News Room | 5 | Library, IT and Learning Space Group | 517 | Informal Learning | INFORMAL-PRIM-I | Good | 28,164.54 | NO
North Terrace_NT39-Barr Smith South_Level Three_335 _ Services for Students | NT-NT39-03-335 | NT39-03-335-Services for Students | North Terrace | NT | NT39 | Barr Smith South | 03 | Level Three | 335 | 99950 | Hub and study spaces (ex-DVCA) | 952 | Corporate Services Division Admin | 65.26 | Services for Students | 5 | Library, IT and Learning Space Group | 517 | Informal Learning | INFORMAL-PRIM-I | Good | 15,493.70 | NO
North Terrace_NT39-Barr Smith South_Level Three_335A _ Office | NT-NT39-03-335A | NT39-03-335A-Office | North Terrace | NT | NT39 | Barr Smith South | 03 | Level Three | 335A | 99950 | Hub and study spaces (ex-DVCA) | 952 | Corporate Services Division Admin | 8.32 | Office | 1 | Office Space Group | 108 | Office - Professional/General Staff |  | Excellent | 2,074.06 | NO
North Terrace_NT39-Barr Smith South_Level Three_335B _ Office - Project Office | NT-NT39-03-335B | NT39-03-335B-Office - Project Office | North Terrace | NT | NT39 | Barr Smith South | 03 | Level Three | 335B | 99950 | Hub and study spaces (ex-DVCA) | 952 | Corporate Services Division Admin | 4.81 | Office - Project Office | 1 | Office Space Group | 108 | Office - Professional/General Staff |  | Excellent | 1,199.06 | NO
North Terrace_NT39-Barr Smith South_Level Three_335D _ Print Station - North | NT-NT39-03-335D | NT39-03-335D-Print Station - North | North Terrace | NT | NT39 | Barr Smith South | 03 | Level Three | 335D | 99950 | Hub and study spaces (ex-DVCA) | 952 | Corporate Services Division Admin | 12.35 | Print Station - North | 6 | General Facility Space Group | 603 | General Facility - Resource room |  | Excellent | 3,448.12 | NO
North Terrace_NT39-Barr Smith South_Level Three_335E _ Study Booth | NT-NT39-03-335E | NT39-03-335E-Study Booth | North Terrace | NT | NT39 | Barr Smith South | 03 | Level Three | 335E | 99950 | Hub and study spaces (ex-DVCA) | 952 | Corporate Services Division Admin | 4.68 | Study Booth | 5 | Library, IT and Learning Space Group | 517 | Informal Learning |  | Good | 1,111.10 | NO
North Terrace_NT39-Barr Smith South_Level Three_336 _ Project Room 7 | NT-NT39-03-336 | NT39-03-336-Project Room 7 | North Terrace | NT | NT39 | Barr Smith South | 03 | Level Three | 336 | 99950 | Hub and study spaces (ex-DVCA) | 952 | Corporate Services Division Admin | 15.58 | Project Room 7 | 2 | Teaching Space Group | 217 | Collaborative Teaching Space | INFORMAL-PRIM-G | Excellent | 4,738.32 | NO
North Terrace_NT39-Barr Smith South_Level Three_337 _ Project Room 6 | NT-NT39-03-337 | NT39-03-337-Project Room 6 | North Terrace | NT | NT39 | Barr Smith South | 03 | Level Three | 337 | 99950 | Hub and study spaces (ex-DVCA) | 952 | Corporate Services Division Admin | 16.17 | Project Room 6 | 2 | Teaching Space Group | 217 | Collaborative Teaching Space | INFORMAL-PRIM-G | Excellent | 4,917.76 | NO
North Terrace_NT39-Barr Smith South_Level Three_338 _ Project Room 8 | NT-NT39-03-338 | NT39-03-338-Project Room 8 | North Terrace | NT | NT39 | Barr Smith South | 03 | Level Three | 338 | 99950 | Hub and study spaces (ex-DVCA) | 952 | Corporate Services Division Admin | 18.19 | Project Room 8 | 2 | Teaching Space Group | 217 | Collaborative Teaching Space | INFORMAL-PRIM-G | Excellent | 5,532.10 | NO
North Terrace_NT39-Barr Smith South_Level Three_339 _ Project Room 4 | NT-NT39-03-339 | NT39-03-339-Project Room 4 | North Terrace | NT | NT39 | Barr Smith South | 03 | Level Three | 339 | 99950 | Hub and study spaces (ex-DVCA) | 952 | Corporate Services Division Admin | 17.2 | Project Room 4 | 2 | Teaching Space Group | 217 | Collaborative Teaching Space | INFORMAL-PRIM-G | Excellent | 5,231.01 | NO
North Terrace_NT39-Barr Smith South_Level Three_340 _ Project Room 5 | NT-NT39-03-340 | NT39-03-340-Project Room 5 | North Terrace | NT | NT39 | Barr Smith South | 03 | Level Three | 340 | 99950 | Hub and study spaces (ex-DVCA) | 952 | Corporate Services Division Admin | 15.58 | Project Room 5 | 2 | Teaching Space Group | 217 | Collaborative Teaching Space | INFORMAL-PRIM-G | Excellent | 4,738.32 | NO
North Terrace_NT39-Barr Smith South_Level Three_341 _ Print Station - South | NT-NT39-03-341 | NT39-03-341-Print Station - South | North Terrace | NT | NT39 | Barr Smith South | 03 | Level Three | 341 | 99950 | Hub and study spaces (ex-DVCA) | 952 | Corporate Services Division Admin | 38.34 | Print Station - South | 6 | General Facility Space Group | 603 | General Facility - Resource room |  | Excellent | 10,704.53 | NO
North Terrace_NT39-Barr Smith South_Level Three_342 _ Services for Students | NT-NT39-03-342 | NT39-03-342-Services for Students | North Terrace | NT | NT39 | Barr Smith South | 03 | Level Three | 342 | 99950 | Hub and study spaces (ex-DVCA) | 952 | Corporate Services Division Admin | 53.43 | Services for Students | 2 | Teaching Space Group | 217 | Collaborative Teaching Space | INFORMAL-PRIM-G | Excellent | 16,249.59 | NO
North Terrace_NT39-Barr Smith South_Level Three_342A _ VSR | NT-NT39-03-342A | NT39-03-342A-VSR | North Terrace | NT | NT39 | Barr Smith South | 03 | Level Three | 342A | 99939 | Unusable Spaces | 99939 | Unusable Spaces | 8.57 | VSR | 8 | Non Useable Floor Area Space Group | 840 | Non-usable - Service riser |  | Unknown | 0.00 | NO
North Terrace_NT39-Barr Smith South_Level Three_342B _ Plantroom | NT-NT39-03-342B | NT39-03-342B-Plantroom | North Terrace | NT | NT39 | Barr Smith South | 03 | Level Three | 342B | 99939 | Unusable Spaces | 99939 | Unusable Spaces | 21.25 | Plantroom | 8 | Non Useable Floor Area Space Group | 811 | Non-usable - Plant room other |  | Unknown | 0.00 | NO
North Terrace_NT39-Barr Smith South_Level Three_342C _ Study Zone | NT-NT39-03-342C | NT39-03-342C-Study Zone | North Terrace | NT | NT39 | Barr Smith South | 03 | Level Three | 342C | 99950 | Hub and study spaces (ex-DVCA) | 952 | Corporate Services Division Admin | 19.61 | Study Zone | 5 | Library, IT and Learning Space Group | 517 | Informal Learning |  | Good | 4,655.71 | NO
North Terrace_NT39-Barr Smith South_Level Three_343 _ A/L - F | NT-NT39-03-343 | NT39-03-343-A/L - F | North Terrace | NT | NT39 | Barr Smith South | 03 | Level Three | 343 | 99939 | Unusable Spaces | 99939 | Unusable Spaces | 3.29 | A/L - F | 8 | Non Useable Floor Area Space Group | 820 | Non-usable - Toilets/Amenities - Female |  | Unknown | 0.00 | NO
North Terrace_NT39-Barr Smith South_Level Three_343A _ WC - F | NT-NT39-03-343A | NT39-03-343A-WC - F | North Terrace | NT | NT39 | Barr Smith South | 03 | Level Three | 343A | 99939 | Unusable Spaces | 99939 | Unusable Spaces | 4.93 | WC - F | 8 | Non Useable Floor Area Space Group | 820 | Non-usable - Toilets/Amenities - Female |  | Unknown | 0.00 | NO
North Terrace_NT39-Barr Smith South_Level Three_344 _ Stair No.16 | NT-NT39-03-344 | NT39-03-344-Stair No.16 | North Terrace | NT | NT39 | Barr Smith South | 03 | Level Three | 344 | 99939 | Unusable Spaces | 99939 | Unusable Spaces | 14.92 | Stair No.16 | 8 | Non Useable Floor Area Space Group | 805 | Non-usable - Circulation space |  | Unknown | 0.00 | NO
North Terrace_NT39-Barr Smith South_Level Three_345 _ A/L - M | NT-NT39-03-345 | NT39-03-345-A/L - M | North Terrace | NT | NT39 | Barr Smith South | 03 | Level Three | 345 | 99939 | Unusable Spaces | 99939 | Unusable Spaces | 1.9 | A/L - M | 8 | Non Useable Floor Area Space Group | 821 | Non-usable - Toilets/Amenities - Male |  | Unknown | 0.00 | NO
North Terrace_NT39-Barr Smith South_Level Three_345A _ WC - M | NT-NT39-03-345A | NT39-03-345A-WC - M | North Terrace | NT | NT39 | Barr Smith South | 03 | Level Three | 345A | 99939 | Unusable Spaces | 99939 | Unusable Spaces | 5.14 | WC - M | 8 | Non Useable Floor Area Space Group | 821 | Non-usable - Toilets/Amenities - Male |  | Unknown | 0.00 | NO
North Terrace_NT39-Barr Smith South_Level Three_345B _ VSR | NT-NT39-03-345B | NT39-03-345B-VSR | North Terrace | NT | NT39 | Barr Smith South | 03 | Level Three | 345B | 99939 | Unusable Spaces | 99939 | Unusable Spaces | 1 | VSR | 8 | Non Useable Floor Area Space Group | 840 | Non-usable - Service riser |  | Unknown | 0.00 | NO
North Terrace_NT39-Barr Smith South_Level Three_346 _ Training Room - Small | NT-NT39-03-346 | NT39-03-346-Training Room - Small | North Terrace | NT | NT39 | Barr Smith South | 03 | Level Three | 346 | 99950 | Hub and study spaces (ex-DVCA) | 952 | Corporate Services Division Admin | 56.52 | Training Room - Small | 2 | Teaching Space Group | 206 | Lecture/Seminar/Tutorial/Class Room (<30) Flat Floor | INFORMAL-PRIM-C | Excellent | 17,189.35 | NO
North Terrace_NT39-Barr Smith South_Level Three_346A _ IT Support Room | NT-NT39-03-346A | NT39-03-346A-IT Support Room | North Terrace | NT | NT39 | Barr Smith South | 03 | Level Three | 346A | 99950 | Hub and study spaces (ex-DVCA) | 952 | Corporate Services Division Admin | 58.66 | IT Support Room | 8 | Non Useable Floor Area Space Group | 815 | Non-usable - Switch room | INFORMAL-PRIM-S | Excellent | 0.00 | NO
North Terrace_NT39-Barr Smith South_Level Three_347 _ Office - Open Plan - General | NT-NT39-03-347 | NT39-03-347-Office - Open Plan - General | North Terrace | NT | NT39 | Barr Smith South | 03 | Level Three | 347 | 99950 | Hub and study spaces (ex-DVCA) | 952 | Corporate Services Division Admin | 69.9 | Office - Open Plan - General | 1 | Office Space Group | 117 | Open Plan - Hot Desk | INFORMAL-PRIM-I | Excellent | 17,425.07 | NO
North Terrace_NT39-Barr Smith South_Level Three_347.01 _ Workstation | NT-NT39-03-347.01 | NT39-03-347.01-Workstation | North Terrace | NT | NT39 | Barr Smith South | 03 | Level Three | 347.01 | 99950 | Hub and study spaces (ex-DVCA) | 952 | Corporate Services Division Admin | 4.01 | Workstation | 1 | Office Space Group | 111 | Open Plan - Specific type not defined |  | Excellent | 999.64 | NO
North Terrace_NT39-Barr Smith South_Level Three_347.02 _ Workstation | NT-NT39-03-347.02 | NT39-03-347.02-Workstation | North Terrace | NT | NT39 | Barr Smith South | 03 | Level Three | 347.02 | 99950 | Hub and study spaces (ex-DVCA) | 952 | Corporate Services Division Admin | 4.01 | Workstation | 1 | Office Space Group | 111 | Open Plan - Specific type not defined |  | Excellent | 999.64 | NO
North Terrace_NT39-Barr Smith South_Level Three_347A _ DB | NT-NT39-03-347A | NT39-03-347A-DB | North Terrace | NT | NT39 | Barr Smith South | 03 | Level Three | 347A | 99939 | Unusable Spaces | 99939 | Unusable Spaces | 0.78 | DB | 8 | Non Useable Floor Area Space Group | 815 | Non-usable - Switch room |  | Unknown | 0.00 | NO
North Terrace_NT39-Barr Smith South_Level Three_347B _ VSR | NT-NT39-03-347B | NT39-03-347B-VSR | North Terrace | NT | NT39 | Barr Smith South | 03 | Level Three | 347B | 99939 | Unusable Spaces | 99939 | Unusable Spaces | 1.71 | VSR | 8 | Non Useable Floor Area Space Group | 840 | Non-usable - Service riser |  | Unknown | 0.00 | NO
North Terrace_NT39-Barr Smith South_Level Three_347D _ Lounge | NT-NT39-03-347D | NT39-03-347D-Lounge | North Terrace | NT | NT39 | Barr Smith South | 03 | Level Three | 347D | 99950 | Hub and study spaces (ex-DVCA) | 952 | Corporate Services Division Admin | 49.22 | Lounge | 6 | General Facility Space Group | 609 | General Facility - Recreation Room/Lounge/Bar/Social space | INFORMAL-PRIM-I | Excellent | 13,742.23 | NO
North Terrace_NT39-Barr Smith South_Level Three_347E _ Workroom/Open Plan Office | NT-NT39-03-347E | NT39-03-347E-Workroom/Open Plan Office | North Terrace | NT | NT39 | Barr Smith South | 03 | Level Three | 347E | 99950 | Hub and study spaces (ex-DVCA) | 952 | Corporate Services Division Admin | 63.69 | Workroom/Open Plan Office | 1 | Office Space Group | 111 | Open Plan - Specific type not defined |  | Excellent | 15,877.01 | NO
North Terrace_NT39-Barr Smith South_Level Three_347E.01 _ Workstation | NT-NT39-03-347E.01 | NT39-03-347E.01-Workstation | North Terrace | NT | NT39 | Barr Smith South | 03 | Level Three | 347E.01 | 99950 | Hub and study spaces (ex-DVCA) | 952 | Corporate Services Division Admin | 3.18 | Workstation | 1 | Office Space Group | 116 | Open Plan - Professional/General Staff |  | Excellent | 792.73 | NO
North Terrace_NT39-Barr Smith South_Level Three_347E.02 _ Workstation | NT-NT39-03-347E.02 | NT39-03-347E.02-Workstation | North Terrace | NT | NT39 | Barr Smith South | 03 | Level Three | 347E.02 | 99950 | Hub and study spaces (ex-DVCA) | 952 | Corporate Services Division Admin | 3.41 | Workstation | 1 | Office Space Group | 116 | Open Plan - Professional/General Staff |  | Excellent | 850.06 | NO
North Terrace_NT39-Barr Smith South_Level Three_347E.03 _ Workstation | NT-NT39-03-347E.03 | NT39-03-347E.03-Workstation | North Terrace | NT | NT39 | Barr Smith South | 03 | Level Three | 347E.03 | 99950 | Hub and study spaces (ex-DVCA) | 952 | Corporate Services Division Admin | 3.41 | Workstation | 1 | Office Space Group | 116 | Open Plan - Professional/General Staff |  | Excellent | 850.06 | NO
North Terrace_NT39-Barr Smith South_Level Three_347E.04 _ Workstation | NT-NT39-03-347E.04 | NT39-03-347E.04-Workstation | North Terrace | NT | NT39 | Barr Smith South | 03 | Level Three | 347E.04 | 99950 | Hub and study spaces (ex-DVCA) | 952 | Corporate Services Division Admin | 3.28 | Workstation | 1 | Office Space Group | 116 | Open Plan - Professional/General Staff |  | Excellent | 817.66 | NO
North Terrace_NT39-Barr Smith South_Level Three_347E.05 _ Workstation | NT-NT39-03-347E.05 | NT39-03-347E.05-Workstation | North Terrace | NT | NT39 | Barr Smith South | 03 | Level Three | 347E.05 | 99950 | Hub and study spaces (ex-DVCA) | 952 | Corporate Services Division Admin | 3.35 | Workstation | 1 | Office Space Group | 116 | Open Plan - Professional/General Staff |  | Excellent | 835.11 | NO
North Terrace_NT39-Barr Smith South_Level Three_347E.06 _ Workstation | NT-NT39-03-347E.06 | NT39-03-347E.06-Workstation | North Terrace | NT | NT39 | Barr Smith South | 03 | Level Three | 347E.06 | 99950 | Hub and study spaces (ex-DVCA) | 952 | Corporate Services Division Admin | 3.63 | Workstation | 1 | Office Space Group | 116 | Open Plan - Professional/General Staff |  | Excellent | 904.91 | NO
North Terrace_NT39-Barr Smith South_Level Three_347E.07 _ Workstation | NT-NT39-03-347E.07 | NT39-03-347E.07-Workstation | North Terrace | NT | NT39 | Barr Smith South | 03 | Level Three | 347E.07 | 99950 | Hub and study spaces (ex-DVCA) | 952 | Corporate Services Division Admin | 3.31 | Workstation | 1 | Office Space Group | 116 | Open Plan - Professional/General Staff |  | Excellent | 825.14 | NO
North Terrace_NT39-Barr Smith South_Level Three_347E.08 _ Workstation | NT-NT39-03-347E.08 | NT39-03-347E.08-Workstation | North Terrace | NT | NT39 | Barr Smith South | 03 | Level Three | 347E.08 | 99950 | Hub and study spaces (ex-DVCA) | 952 | Corporate Services Division Admin | 3.31 | Workstation | 1 | Office Space Group | 116 | Open Plan - Professional/General Staff |  | Excellent | 825.14 | NO
North Terrace_NT39-Barr Smith South_Level Three_348 _ Training Room - Large | NT-NT39-03-348 | NT39-03-348-Training Room - Large | North Terrace | NT | NT39 | Barr Smith South | 03 | Level Three | 348 | 99950 | Hub and study spaces (ex-DVCA) | 952 | Corporate Services Division Admin | 102.66 | Training Room - Large | 2 | Teaching Space Group | 204 | Lecture/Seminar/Tutorial (>70 seats) Flat Floor | INFORMAL-PRIM-C | Excellent | 31,221.84 | NO
North Terrace_NT39-Barr Smith South_Level Three_349 _ A/L - F | NT-NT39-03-349 | NT39-03-349-A/L - F | North Terrace | NT | NT39 | Barr Smith South | 03 | Level Three | 349 | 99939 | Unusable Spaces | 99939 | Unusable Spaces | 2.57 | A/L - F | 8 | Non Useable Floor Area Space Group | 820 | Non-usable - Toilets/Amenities - Female |  | Unknown | 0.00 | NO
North Terrace_NT39-Barr Smith South_Level Three_349A _ WC - F | NT-NT39-03-349A | NT39-03-349A-WC - F | North Terrace | NT | NT39 | Barr Smith South | 03 | Level Three | 349A | 99939 | Unusable Spaces | 99939 | Unusable Spaces | 4.52 | WC - F | 8 | Non Useable Floor Area Space Group | 820 | Non-usable - Toilets/Amenities - Female |  | Unknown | 0.00 | NO
North Terrace_NT39-Barr Smith South_Level Three_350 _ Stair No.7 | NT-NT39-03-350 | NT39-03-350-Stair No.7 | North Terrace | NT | NT39 | Barr Smith South | 03 | Level Three | 350 | 99939 | Unusable Spaces | 99939 | Unusable Spaces | 13.43 | Stair No.7 | 8 | Non Useable Floor Area Space Group | 805 | Non-usable - Circulation space |  | Unknown | 0.00 | NO
North Terrace_NT39-Barr Smith South_Level Three_351 _ Kitchen | NT-NT39-03-351 | NT39-03-351-Kitchen | North Terrace | NT | NT39 | Barr Smith South | 03 | Level Three | 351 | 99950 | Hub and study spaces (ex-DVCA) | 952 | Corporate Services Division Admin | 20.12 | Kitchen | 6 | General Facility Space Group | 608 | General Facility - Kitchen/Servery/Food Storage |  | Excellent | 5,617.50 | NO
North Terrace_NT39-Barr Smith South_Level Three_351A _ Plantroom | NT-NT39-03-351A | NT39-03-351A-Plantroom | North Terrace | NT | NT39 | Barr Smith South | 03 | Level Three | 351A | 99939 | Unusable Spaces | 99939 | Unusable Spaces | 17.67 | Plantroom | 8 | Non Useable Floor Area Space Group | 811 | Non-usable - Plant room other |  | Unknown | 0.00 | NO
North Terrace_NT39-Barr Smith South_Level Three_351B _ Plantroom | NT-NT39-03-351B | NT39-03-351B-Plantroom | North Terrace | NT | NT39 | Barr Smith South | 03 | Level Three | 351B | 99939 | Unusable Spaces | 99939 | Unusable Spaces | 10.32 | Plantroom | 8 | Non Useable Floor Area Space Group | 811 | Non-usable - Plant room other |  | Unknown | 0.00 | NO
North Terrace_NT39-Barr Smith South_Level Three_352 _ Editing Room | NT-NT39-03-352 | NT39-03-352-Editing Room | North Terrace | NT | NT39 | Barr Smith South | 03 | Level Three | 352 | 653 | Learning Enhancement & Innovation | 671 | Student Experience | 10.06 | Editing Room | 3 | Specialist Teaching or Research Space Group | 313 | Audio Visual Teaching space - Undergraduate/Postgraduate |  | Excellent | 3,335.39 | NO
North Terrace_NT39-Barr Smith South_Level Three_352D _ VSR | NT-NT39-03-352D | NT39-03-352D-VSR | North Terrace | NT | NT39 | Barr Smith South | 03 | Level Three | 352D | 99939 | Unusable Spaces | 99939 | Unusable Spaces | 65.22 | VSR | 8 | Non Useable Floor Area Space Group | 840 | Non-usable - Service riser |  | Unknown | 0.00 | NO
North Terrace_NT39-Barr Smith South_Level Three_353 _ Training Room | NT-NT39-03-353 | NT39-03-353-Training Room | North Terrace | NT | NT39 | Barr Smith South | 03 | Level Three | 353 | 99950 | Hub and study spaces (ex-DVCA) | 952 | Corporate Services Division Admin | 15.25 | Training Room | 2 | Teaching Space Group | 206 | Lecture/Seminar/Tutorial/Class Room (<30) Flat Floor |  | Excellent | 4,637.96 | NO
North Terrace_NT39-Barr Smith South_Level Three_354 _ Recording Room | NT-NT39-03-354 | NT39-03-354-Recording Room | North Terrace | NT | NT39 | Barr Smith South | 03 | Level Three | 354 | 99950 | Hub and study spaces (ex-DVCA) | 952 | Corporate Services Division Admin | 13.25 | Recording Room | 3 | Specialist Teaching or Research Space Group | 313 | Audio Visual Teaching space - Undergraduate/Postgraduate |  | Excellent | 4,393.04 | NO
North Terrace_NT39-Barr Smith South_Level Three_354A _ Store Area | NT-NT39-03-354A | NT39-03-354A-Store Area | North Terrace | NT | NT39 | Barr Smith South | 03 | Level Three | 354A | 99950 | Hub and study spaces (ex-DVCA) | 952 | Corporate Services Division Admin | 5.3 | Store Area | 4 | Ancillary Area Space Group | 419 | Ancillary Area - Store Room - Generic |  | Excellent | 1,162.67 | NO
North Terrace_NT39-Barr Smith South_Level Three_354B _ Project Room - Large | NT-NT39-03-354B | NT39-03-354B-Project Room - Large | North Terrace | NT | NT39 | Barr Smith South | 03 | Level Three | 354B | 99950 | Hub and study spaces (ex-DVCA) | 952 | Corporate Services Division Admin | 18.22 | Project Room - Large | 2 | Teaching Space Group | 217 | Collaborative Teaching Space | INFORMAL-PRIM-G | Excellent | 5,541.22 | NO
North Terrace_NT39-Barr Smith South_Level Three_354C _ Corr. | NT-NT39-03-354C | NT39-03-354C-Corr. | North Terrace | NT | NT39 | Barr Smith South | 03 | Level Three | 354C | 99939 | Unusable Spaces | 99939 | Unusable Spaces | 12.08 | Corr. | 8 | Non Useable Floor Area Space Group | 805 | Non-usable - Circulation space |  | Excellent | 0.00 | NO
North Terrace_NT39-Barr Smith South_Level Three_354D _ Comms | NT-NT39-03-354D | NT39-03-354D-Comms | North Terrace | NT | NT39 | Barr Smith South | 03 | Level Three | 354D | 99939 | Unusable Spaces | 99939 | Unusable Spaces | 3.5 | Comms | 8 | Non Useable Floor Area Space Group | 812 | Non-usable - Comms/network system/Telephone/PABX |  | Excellent | 0.00 | NO
North Terrace_NT39-Barr Smith South_Level Three_355 _ Circ. | NT-NT39-03-355 | NT39-03-355-Circ. | North Terrace | NT | NT39 | Barr Smith South | 03 | Level Three | 355 | 99939 | Unusable Spaces | 99939 | Unusable Spaces | 82.04 | Circ. | 8 | Non Useable Floor Area Space Group | 805 | Non-usable - Circulation space |  | Excellent | 0.00 | NO
North Terrace_NT39-Barr Smith South_Level Three_356 _ Circ. | NT-NT39-03-356 | NT39-03-356-Circ. | North Terrace | NT | NT39 | Barr Smith South | 03 | Level Three | 356 | 99939 | Unusable Spaces | 99939 | Unusable Spaces | 58.87 | Circ. | 8 | Non Useable Floor Area Space Group | 805 | Non-usable - Circulation space |  | Excellent | 0.00 | NO
North Terrace_NT39-Barr Smith South_Level Three_357 _ Circ. | NT-NT39-03-357 | NT39-03-357-Circ. | North Terrace | NT | NT39 | Barr Smith South | 03 | Level Three | 357 | 99939 | Unusable Spaces | 99939 | Unusable Spaces | 119.77 | Circ. | 8 | Non Useable Floor Area Space Group | 805 | Non-usable - Circulation space |  | Excellent | 0.00 | NO
North Terrace_NT39-Barr Smith South_Level Three_358 _ Circ. | NT-NT39-03-358 | NT39-03-358-Circ. | North Terrace | NT | NT39 | Barr Smith South | 03 | Level Three | 358 | 99939 | Unusable Spaces | 99939 | Unusable Spaces | 202.41 | Circ. | 8 | Non Useable Floor Area Space Group | 805 | Non-usable - Circulation space |  | Excellent | 0.00 | NO
North Terrace_NT39-Barr Smith South_Level Three_358A _ Service Desk | NT-NT39-03-358A | NT39-03-358A-Service Desk | North Terrace | NT | NT39 | Barr Smith South | 03 | Level Three | 358A | 672 | Accommodation Service | 671 | Student Experience | 6.47 | Service Desk | 6 | General Facility Space Group | 603 | General Facility - Resource room |  | Excellent | 1,806.42 | NO
North Terrace_NT39-Barr Smith South_Level Three_359 _ Circ. | NT-NT39-03-359 | NT39-03-359-Circ. | North Terrace | NT | NT39 | Barr Smith South | 03 | Level Three | 359 | 99939 | Unusable Spaces | 99939 | Unusable Spaces | 12.8 | Circ. | 8 | Non Useable Floor Area Space Group | 805 | Non-usable - Circulation space |  | Excellent | 0.00 | NO
North Terrace_NT39-Barr Smith South_Level Three_360 _ Ask Adelaide 1 | NT-NT39-03-360 | NT39-03-360-Ask Adelaide 1 | North Terrace | NT | NT39 | Barr Smith South | 03 | Level Three | 360 | 99950 | Hub and study spaces (ex-DVCA) | 952 | Corporate Services Division Admin | 53.87 | Ask Adelaide 1 | 6 | General Facility Space Group | 604 | General Facility - Common Room General Access |  | Excellent | 15,040.51 | NO
North Terrace_NT39-Barr Smith South_Level Three_361 _ Ask Adelaide 2 | NT-NT39-03-361 | NT39-03-361-Ask Adelaide 2 | North Terrace | NT | NT39 | Barr Smith South | 03 | Level Three | 361 | 99950 | Hub and study spaces (ex-DVCA) | 952 | Corporate Services Division Admin | 58.01 | Ask Adelaide 2 | 6 | General Facility Space Group | 604 | General Facility - Common Room General Access |  | Excellent | 16,196.39 | NO
North Terrace_NT39-Barr Smith South_Level Three_362 _ Ask Adelaide 3 | NT-NT39-03-362 | NT39-03-362-Ask Adelaide 3 | North Terrace | NT | NT39 | Barr Smith South | 03 | Level Three | 362 | 99950 | Hub and study spaces (ex-DVCA) | 952 | Corporate Services Division Admin | 85.51 | Ask Adelaide 3 | 6 | General Facility Space Group | 604 | General Facility - Common Room General Access |  | Excellent | 23,874.40 | NO
North Terrace_NT39-Barr Smith South_Level Four_400 _ Entry - A/L | NT-NT39-04-400 | NT39-04-400-Entry - A/L | North Terrace | NT | NT39 | Barr Smith South | 04 | Level Four | 400 | 99939 | Unusable Spaces | 99939 | Unusable Spaces | 26 | Entry - A/L | 8 | Non Useable Floor Area Space Group | 805 | Non-usable - Circulation space |  | Unknown | 0.00 | NO
North Terrace_NT39-Barr Smith South_Level Four_400A _ Stair 04 | NT-NT39-04-400A | NT39-04-400A-Stair 04 | North Terrace | NT | NT39 | Barr Smith South | 04 | Level Four | 400A | 99939 | Unusable Spaces | 99939 | Unusable Spaces | 16.15 | Stair 04 | 8 | Non Useable Floor Area Space Group | 805 | Non-usable - Circulation space |  | Unknown | 0.00 | NO
North Terrace_NT39-Barr Smith South_Level Four_400B _ Circ. | NT-NT39-04-400B | NT39-04-400B-Circ. | North Terrace | NT | NT39 | Barr Smith South | 04 | Level Four | 400B | 99939 | Unusable Spaces | 99939 | Unusable Spaces | 170.05 | Circ. | 8 | Non Useable Floor Area Space Group | 805 | Non-usable - Circulation space |  | Excellent | 0.00 | NO
North Terrace_NT39-Barr Smith South_Level Four_400C _ Circ. | NT-NT39-04-400C | NT39-04-400C-Circ. | North Terrace | NT | NT39 | Barr Smith South | 04 | Level Four | 400C | 99939 | Unusable Spaces | 99939 | Unusable Spaces | 106.68 | Circ. | 8 | Non Useable Floor Area Space Group | 805 | Non-usable - Circulation space |  | Excellent | 0.00 | NO
North Terrace_NT39-Barr Smith South_Level Four_400D _ Circ. | NT-NT39-04-400D | NT39-04-400D-Circ. | North Terrace | NT | NT39 | Barr Smith South | 04 | Level Four | 400D | 99939 | Unusable Spaces | 99939 | Unusable Spaces | 127.09 | Circ. | 8 | Non Useable Floor Area Space Group | 805 | Non-usable - Circulation space |  | Excellent | 0.00 | NO
North Terrace_NT39-Barr Smith South_Level Four_400M _ Forecourt - Western (NUFA) | NT-NT39-04-400M | NT39-04-400M-Forecourt - Western (NUFA) | North Terrace | NT | NT39 | Barr Smith South | 04 | Level Four | 400M | 99939 | Unusable Spaces | 99939 | Unusable Spaces | 532.3 | Forecourt - Western (NUFA) | 8 | Non Useable Floor Area Space Group | 839 | Non-usable - Verandah/Balcony |  | Good |  | NO
North Terrace_NT39-Barr Smith South_Level Four_400N _ Stair - external (NUFA) | NT-NT39-04-400N | NT39-04-400N-Stair - external (NUFA) | North Terrace | NT | NT39 | Barr Smith South | 04 | Level Four | 400N | 99939 | Unusable Spaces | 99939 | Unusable Spaces | 31.67 | Stair - external (NUFA) | 8 | Non Useable Floor Area Space Group | 805 | Non-usable - Circulation space |  | Good |  | NO
North Terrace_NT39-Barr Smith South_Level Four_400O _ Stair - circ | NT-NT39-04-400O | NT39-04-400O-Stair - circ | North Terrace | NT | NT39 | Barr Smith South | 04 | Level Four | 400O | 99939 | Unusable Spaces | 99939 | Unusable Spaces | 3.89 | Stair - circ | 8 | Non Useable Floor Area Space Group | 805 | Non-usable - Circulation space |  | Good |  | NO
North Terrace_NT39-Barr Smith South_Level Four_401 _ Hub Zone 4 | NT-NT39-04-401 | NT39-04-401-Hub Zone 4 | North Terrace | NT | NT39 | Barr Smith South | 04 | Level Four | 401 | 99950 | Hub and study spaces (ex-DVCA) | 952 | Corporate Services Division Admin | 360.7 | Hub Zone 4 | 5 | Library, IT and Learning Space Group | 517 | Informal Learning | INFORMAL-PRIM-P | Good | 85,635.59 | NO
North Terrace_NT39-Barr Smith South_Level Four_401A _ Hub Zone 5 | NT-NT39-04-401A | NT39-04-401A-Hub Zone 5 | North Terrace | NT | NT39 | Barr Smith South | 04 | Level Four | 401A | 99950 | Hub and study spaces (ex-DVCA) | 952 | Corporate Services Division Admin | 239.55 | Hub Zone 5 | 5 | Library, IT and Learning Space Group | 517 | Informal Learning | INFORMAL-PRIM-P | Good | 56,872.76 | NO
North Terrace_NT39-Barr Smith South_Level Four_401B _ Hub Zone 9 | NT-NT39-04-401B | NT39-04-401B-Hub Zone 9 | North Terrace | NT | NT39 | Barr Smith South | 04 | Level Four | 401B | 99950 | Hub and study spaces (ex-DVCA) | 952 | Corporate Services Division Admin | 95.45 | Hub Zone 9 | 5 | Library, IT and Learning Space Group | 517 | Informal Learning | INFORMAL-PRIM-P | Good | 22,661.26 | NO
North Terrace_NT39-Barr Smith South_Level Four_401C _ Hub Zone 10 | NT-NT39-04-401C | NT39-04-401C-Hub Zone 10 | North Terrace | NT | NT39 | Barr Smith South | 04 | Level Four | 401C | 99950 | Hub and study spaces (ex-DVCA) | 952 | Corporate Services Division Admin | 68.93 | Hub Zone 10 | 5 | Library, IT and Learning Space Group | 517 | Informal Learning | INFORMAL-PRIM-P | Good | 16,365.02 | NO
North Terrace_NT39-Barr Smith South_Level Four_401D _ Hub Zone 11 | NT-NT39-04-401D | NT39-04-401D-Hub Zone 11 | North Terrace | NT | NT39 | Barr Smith South | 04 | Level Four | 401D | 99950 | Hub and study spaces (ex-DVCA) | 952 | Corporate Services Division Admin | 96.64 | Hub Zone 11 | 5 | Library, IT and Learning Space Group | 517 | Informal Learning | INFORMAL-PRIM-P | Good | 22,943.79 | NO
North Terrace_NT39-Barr Smith South_Level Four_401E _ Hub Zone 12 | NT-NT39-04-401E | NT39-04-401E-Hub Zone 12 | North Terrace | NT | NT39 | Barr Smith South | 04 | Level Four | 401E | 99950 | Hub and study spaces (ex-DVCA) | 952 | Corporate Services Division Admin | 49.93 | Hub Zone 12 | 5 | Library, IT and Learning Space Group | 517 | Informal Learning | INFORMAL-PRIM-S | Good | 11,854.13 | NO
North Terrace_NT39-Barr Smith South_Level Four_401F _ Hub Zone 13 | NT-NT39-04-401F | NT39-04-401F-Hub Zone 13 | North Terrace | NT | NT39 | Barr Smith South | 04 | Level Four | 401F | 99950 | Hub and study spaces (ex-DVCA) | 952 | Corporate Services Division Admin | 52.24 | Hub Zone 13 | 5 | Library, IT and Learning Space Group | 517 | Informal Learning | INFORMAL-PRIM-S | Good | 12,402.56 | NO
North Terrace_NT39-Barr Smith South_Level Four_401G _ Hub Zone 14 | NT-NT39-04-401G | NT39-04-401G-Hub Zone 14 | North Terrace | NT | NT39 | Barr Smith South | 04 | Level Four | 401G | 99950 | Hub and study spaces (ex-DVCA) | 952 | Corporate Services Division Admin | 55.1 | Hub Zone 14 | 5 | Library, IT and Learning Space Group | 517 | Informal Learning | INFORMAL-PRIM-S | Good | 13,081.57 | NO
North Terrace_NT39-Barr Smith South_Level Four_401H _ Stair | NT-NT39-04-401H | NT39-04-401H-Stair | North Terrace | NT | NT39 | Barr Smith South | 04 | Level Four | 401H | 99939 | Unusable Spaces | 99939 | Unusable Spaces | 10.33 | Stair | 8 | Non Useable Floor Area Space Group | 805 | Non-usable - Circulation space |  | Excellent | 0.00 | NO
North Terrace_NT39-Barr Smith South_Level Four_401I _ Stair | NT-NT39-04-401I | NT39-04-401I-Stair | North Terrace | NT | NT39 | Barr Smith South | 04 | Level Four | 401I | 99939 | Unusable Spaces | 99939 | Unusable Spaces | 10.33 | Stair | 8 | Non Useable Floor Area Space Group | 805 | Non-usable - Circulation space |  | Excellent | 0.00 | NO
North Terrace_NT39-Barr Smith South_Level Four_402 _ Project Booths 02 | NT-NT39-04-402 | NT39-04-402-Project Booths 02 | North Terrace | NT | NT39 | Barr Smith South | 04 | Level Four | 402 | 99950 | Hub and study spaces (ex-DVCA) | 952 | Corporate Services Division Admin | 27.96 | Project Booths 02 | 5 | Library, IT and Learning Space Group | 517 | Informal Learning |  | Good | 6,638.12 | NO
North Terrace_NT39-Barr Smith South_Level Four_402A _ Study Booth | NT-NT39-04-402A | NT39-04-402A-Study Booth | North Terrace | NT | NT39 | Barr Smith South | 04 | Level Four | 402A | 99950 | Hub and study spaces (ex-DVCA) | 952 | Corporate Services Division Admin | 7.1 | Study Booth | 2 | Teaching Space Group | 217 | Collaborative Teaching Space |  | Excellent | 2,159.31 | NO
North Terrace_NT39-Barr Smith South_Level Four_402B _ Study Booth | NT-NT39-04-402B | NT39-04-402B-Study Booth | North Terrace | NT | NT39 | Barr Smith South | 04 | Level Four | 402B | 99950 | Hub and study spaces (ex-DVCA) | 952 | Corporate Services Division Admin | 5.68 | Study Booth | 2 | Teaching Space Group | 217 | Collaborative Teaching Space |  | Excellent | 1,727.45 | NO
North Terrace_NT39-Barr Smith South_Level Four_402C _ Study Booth | NT-NT39-04-402C | NT39-04-402C-Study Booth | North Terrace | NT | NT39 | Barr Smith South | 04 | Level Four | 402C | 99950 | Hub and study spaces (ex-DVCA) | 952 | Corporate Services Division Admin | 5.68 | Study Booth | 2 | Teaching Space Group | 217 | Collaborative Teaching Space |  | Excellent | 1,727.45 | NO
North Terrace_NT39-Barr Smith South_Level Four_402D _ Project Booth | NT-NT39-04-402D | NT39-04-402D-Project Booth | North Terrace | NT | NT39 | Barr Smith South | 04 | Level Four | 402D | 99950 | Hub and study spaces (ex-DVCA) | 952 | Corporate Services Division Admin | 7.11 | Project Booth | 2 | Teaching Space Group | 217 | Collaborative Teaching Space |  | Excellent | 2,162.35 | NO
North Terrace_NT39-Barr Smith South_Level Four_402E _ VSR | NT-NT39-04-402E | NT39-04-402E-VSR | North Terrace | NT | NT39 | Barr Smith South | 04 | Level Four | 402E | 99939 | Unusable Spaces | 99939 | Unusable Spaces | 0.59 | VSR | 8 | Non Useable Floor Area Space Group | 840 | Non-usable - Service riser |  | Excellent | 0.00 | NO
North Terrace_NT39-Barr Smith South_Level Four_402F _ VSR | NT-NT39-04-402F | NT39-04-402F-VSR | North Terrace | NT | NT39 | Barr Smith South | 04 | Level Four | 402F | 99939 | Unusable Spaces | 99939 | Unusable Spaces | 1 | VSR | 8 | Non Useable Floor Area Space Group | 840 | Non-usable - Service riser |  | Excellent | 0.00 | NO
North Terrace_NT39-Barr Smith South_Level Four_403 _ Stair 05 | NT-NT39-04-403 | NT39-04-403-Stair 05 | North Terrace | NT | NT39 | Barr Smith South | 04 | Level Four | 403 | 99939 | Unusable Spaces | 99939 | Unusable Spaces | 15.75 | Stair 05 | 8 | Non Useable Floor Area Space Group | 805 | Non-usable - Circulation space |  | Unknown | 0.00 | NO
North Terrace_NT39-Barr Smith South_Level Four_404 _ Retail - Cafe | NT-NT39-04-404 | NT39-04-404-Retail - Cafe | North Terrace | NT | NT39 | Barr Smith South | 04 | Level Four | 404 | 99215 | Commercial - Taste Baguette | 859 | Infrastructure | 107.98 | Retail - Cafe | 6 | General Facility Space Group | 611 | General Facility - Commercial/Business/Retail Facilities |  | Excellent | 30,148.02 | NO
North Terrace_NT39-Barr Smith South_Level Four_404A _ Store - Retail Cafe | NT-NT39-04-404A | NT39-04-404A-Store - Retail Cafe | North Terrace | NT | NT39 | Barr Smith South | 04 | Level Four | 404A | 99215 | Commercial - Taste Baguette | 859 | Infrastructure | 16.83 | Store - Retail Cafe | 4 | Ancillary Area Space Group | 419 | Ancillary Area - Store Room - Generic |  | Excellent | 3,692.02 | NO
North Terrace_NT39-Barr Smith South_Level Four_405 _ Corr. | NT-NT39-04-405 | NT39-04-405-Corr. | North Terrace | NT | NT39 | Barr Smith South | 04 | Level Four | 405 | 99939 | Unusable Spaces | 99939 | Unusable Spaces | 22.08 | Corr. | 8 | Non Useable Floor Area Space Group | 805 | Non-usable - Circulation space |  | Unknown | 0.00 | NO
North Terrace_NT39-Barr Smith South_Level Four_405A _ VSR | NT-NT39-04-405A | NT39-04-405A-VSR | North Terrace | NT | NT39 | Barr Smith South | 04 | Level Four | 405A | 99939 | Unusable Spaces | 99939 | Unusable Spaces | 0.97 | VSR | 8 | Non Useable Floor Area Space Group | 840 | Non-usable - Service riser |  | Unknown | 0.00 | NO
North Terrace_NT39-Barr Smith South_Level Four_405B _ VSR | NT-NT39-04-405B | NT39-04-405B-VSR | North Terrace | NT | NT39 | Barr Smith South | 04 | Level Four | 405B | 99939 | Unusable Spaces | 99939 | Unusable Spaces | 1.71 | VSR | 8 | Non Useable Floor Area Space Group | 840 | Non-usable - Service riser |  | Unknown | 0.00 | NO
North Terrace_NT39-Barr Smith South_Level Four_406 _ Store - Retail Cafe | NT-NT39-04-406 | NT39-04-406-Store - Retail Cafe | North Terrace | NT | NT39 | Barr Smith South | 04 | Level Four | 406 | 99215 | Commercial - Taste Baguette | 859 | Infrastructure | 7.71 | Store - Retail Cafe | 4 | Ancillary Area Space Group | 419 | Ancillary Area - Store Room - Generic |  | Excellent | 1,691.35 | NO
North Terrace_NT39-Barr Smith South_Level Four_407 _ Stair | NT-NT39-04-407 | NT39-04-407-Stair | North Terrace | NT | NT39 | Barr Smith South | 04 | Level Four | 407 | 99939 | Unusable Spaces | 99939 | Unusable Spaces | 13.43 | Stair | 8 | Non Useable Floor Area Space Group | 805 | Non-usable - Circulation space |  | Unknown | 0.00 | NO
North Terrace_NT39-Barr Smith South_Level Four_408 _ Fire Control Room | NT-NT39-04-408 | NT39-04-408-Fire Control Room | North Terrace | NT | NT39 | Barr Smith South | 04 | Level Four | 408 | 99939 | Unusable Spaces | 99939 | Unusable Spaces | 9.92 | Fire Control Room | 8 | Non Useable Floor Area Space Group | 811 | Non-usable - Plant room other |  | Unknown | 0.00 | NO
North Terrace_NT39-Barr Smith South_Level Four_408A _ VSR | NT-NT39-04-408A | NT39-04-408A-VSR | North Terrace | NT | NT39 | Barr Smith South | 04 | Level Four | 408A | 99939 | Unusable Spaces | 99939 | Unusable Spaces | 0.25 | VSR | 8 | Non Useable Floor Area Space Group | 840 | Non-usable - Service riser |  | Unknown | 0.00 | NO
North Terrace_NT39-Barr Smith South_Level Four_409 _ Sprinkler Valve Room | NT-NT39-04-409 | NT39-04-409-Sprinkler Valve Room | North Terrace | NT | NT39 | Barr Smith South | 04 | Level Four | 409 | 99939 | Unusable Spaces | 99939 | Unusable Spaces | 16.25 | Sprinkler Valve Room | 8 | Non Useable Floor Area Space Group | 811 | Non-usable - Plant room other |  | Unknown | 0.00 | NO
North Terrace_NT39-Barr Smith South_Level Four_410 _ Retail - Bistro | NT-NT39-04-410 | NT39-04-410-Retail - Bistro | North Terrace | NT | NT39 | Barr Smith South | 04 | Level Four | 410 | 99210 | Commercial - Grind & Press | 859 | Infrastructure | 95.39 | Retail - Bistro | 6 | General Facility Space Group | 611 | General Facility - Commercial/Business/Retail Facilities |  | Excellent | 26,632.89 | NO
North Terrace_NT39-Barr Smith South_Level Four_411 _ Communal Dining | NT-NT39-04-411 | NT39-04-411-Communal Dining | North Terrace | NT | NT39 | Barr Smith South | 04 | Level Four | 411 | 99950 | Hub and study spaces (ex-DVCA) | 952 | Corporate Services Division Admin | 219.36 | Communal Dining | 6 | General Facility Space Group | 607 | General Facility - Cafeteria/Refectory/Canteen/Dining Room | INFORMAL-PRIM-S | Excellent | 61,245.32 | NO
North Terrace_NT39-Barr Smith South_Level Four_411A _ Hub Zone 6 | NT-NT39-04-411A | NT39-04-411A-Hub Zone 6 | North Terrace | NT | NT39 | Barr Smith South | 04 | Level Four | 411A | 99950 | Hub and study spaces (ex-DVCA) | 952 | Corporate Services Division Admin | 123.4 | Hub Zone 6 | 5 | Library, IT and Learning Space Group | 517 | Informal Learning | INFORMAL-PRIM-S | Good | 29,297.01 | NO
North Terrace_NT39-Barr Smith South_Level Four_412 _ Retail - Asian/Cafe | NT-NT39-04-412 | NT39-04-412-Retail - Asian/Cafe | North Terrace | NT | NT39 | Barr Smith South | 04 | Level Four | 412 | 99977 | Other Commercial Relationship | 859 | Infrastructure | 67.73 | Retail - Asian/Cafe | 6 | General Facility Space Group | 611 | General Facility - Commercial/Business/Retail Facilities |  | Excellent | 18,910.22 | NO
North Terrace_NT39-Barr Smith South_Level Four_413 _ Corr. | NT-NT39-04-413 | NT39-04-413-Corr. | North Terrace | NT | NT39 | Barr Smith South | 04 | Level Four | 413 | 99939 | Unusable Spaces | 99939 | Unusable Spaces | 29.86 | Corr. | 8 | Non Useable Floor Area Space Group | 805 | Non-usable - Circulation space |  | Unknown | 0.00 | NO
North Terrace_NT39-Barr Smith South_Level Four_414 _ Retail - Asian | NT-NT39-04-414 | NT39-04-414-Retail - Asian | North Terrace | NT | NT39 | Barr Smith South | 04 | Level Four | 414 | 99204 | Commercial - Asian Gourmet | 859 | Infrastructure | 86.98 | Retail - Asian | 6 | General Facility Space Group | 611 | General Facility - Commercial/Business/Retail Facilities |  | Excellent | 24,284.82 | NO
North Terrace_NT39-Barr Smith South_Level Four_415 _ Hub Zone 7 | NT-NT39-04-415 | NT39-04-415-Hub Zone 7 | North Terrace | NT | NT39 | Barr Smith South | 04 | Level Four | 415 | 99950 | Hub and study spaces (ex-DVCA) | 952 | Corporate Services Division Admin | 93.56 | Hub Zone 7 | 5 | Library, IT and Learning Space Group | 517 | Informal Learning | INFORMAL-PRIM-I | Good | 22,212.55 | NO
North Terrace_NT39-Barr Smith South_Level Four_415A _ Duct | NT-NT39-04-415A | NT39-04-415A-Duct | North Terrace | NT | NT39 | Barr Smith South | 04 | Level Four | 415A | 99939 | Unusable Spaces | 99939 | Unusable Spaces | 8.8 | Duct | 8 | Non Useable Floor Area Space Group | 811 | Non-usable - Plant room other |  | Unknown | 0.00 | NO
North Terrace_NT39-Barr Smith South_Level Four_416 _ Stair 01 | NT-NT39-04-416 | NT39-04-416-Stair 01 | North Terrace | NT | NT39 | Barr Smith South | 04 | Level Four | 416 | 99939 | Unusable Spaces | 99939 | Unusable Spaces | 35.02 | Stair 01 | 8 | Non Useable Floor Area Space Group | 805 | Non-usable - Circulation space |  | Unknown | 0.00 | NO
North Terrace_NT39-Barr Smith South_Level Four_417 _ Corr. | NT-NT39-04-417 | NT39-04-417-Corr. | North Terrace | NT | NT39 | Barr Smith South | 04 | Level Four | 417 | 99939 | Unusable Spaces | 99939 | Unusable Spaces | 10.93 | Corr. | 8 | Non Useable Floor Area Space Group | 805 | Non-usable - Circulation space |  | Unknown | 0.00 | NO
North Terrace_NT39-Barr Smith South_Level Four_417A _ Services Cupboard | NT-NT39-04-417A | NT39-04-417A-Services Cupboard | North Terrace | NT | NT39 | Barr Smith South | 04 | Level Four | 417A | 99939 | Unusable Spaces | 99939 | Unusable Spaces | 1.83 | Services Cupboard | 8 | Non Useable Floor Area Space Group | 840 | Non-usable - Service riser |  | Unknown | 0.00 | NO
North Terrace_NT39-Barr Smith South_Level Four_417B _ VSR | NT-NT39-04-417B | NT39-04-417B-VSR | North Terrace | NT | NT39 | Barr Smith South | 04 | Level Four | 417B | 99939 | Unusable Spaces | 99939 | Unusable Spaces | 0.92 | VSR | 8 | Non Useable Floor Area Space Group | 840 | Non-usable - Service riser |  | Unknown | 0.00 | NO
North Terrace_NT39-Barr Smith South_Level Four_418 _ Corr. | NT-NT39-04-418 | NT39-04-418-Corr. | North Terrace | NT | NT39 | Barr Smith South | 04 | Level Four | 418 | 99939 | Unusable Spaces | 99939 | Unusable Spaces | 27.93 | Corr. | 8 | Non Useable Floor Area Space Group | 805 | Non-usable - Circulation space |  | Unknown | 0.00 | NO
North Terrace_NT39-Barr Smith South_Level Four_418A _ VSR | NT-NT39-04-418A | NT39-04-418A-VSR | North Terrace | NT | NT39 | Barr Smith South | 04 | Level Four | 418A | 99939 | Unusable Spaces | 99939 | Unusable Spaces | 0.27 | VSR | 8 | Non Useable Floor Area Space Group | 840 | Non-usable - Service riser |  | Unknown | 0.00 | NO
North Terrace_NT39-Barr Smith South_Level Four_418B _ VSR | NT-NT39-04-418B | NT39-04-418B-VSR | North Terrace | NT | NT39 | Barr Smith South | 04 | Level Four | 418B | 99939 | Unusable Spaces | 99939 | Unusable Spaces | 1.17 | VSR | 8 | Non Useable Floor Area Space Group | 840 | Non-usable - Service riser |  | Unknown | 0.00 | NO
North Terrace_NT39-Barr Smith South_Level Four_418C _ VSR | NT-NT39-04-418C | NT39-04-418C-VSR | North Terrace | NT | NT39 | Barr Smith South | 04 | Level Four | 418C | 99939 | Unusable Spaces | 99939 | Unusable Spaces | 0.45 | VSR | 8 | Non Useable Floor Area Space Group | 840 | Non-usable - Service riser |  | Unknown | 0.00 | NO
North Terrace_NT39-Barr Smith South_Level Four_418D _ VSR | NT-NT39-04-418D | NT39-04-418D-VSR | North Terrace | NT | NT39 | Barr Smith South | 04 | Level Four | 418D | 99939 | Unusable Spaces | 99939 | Unusable Spaces | 0.34 | VSR | 8 | Non Useable Floor Area Space Group | 840 | Non-usable - Service riser |  | Unknown | 0.00 | NO
North Terrace_NT39-Barr Smith South_Level Four_419 _ Corr. | NT-NT39-04-419 | NT39-04-419-Corr. | North Terrace | NT | NT39 | Barr Smith South | 04 | Level Four | 419 | 99939 | Unusable Spaces | 99939 | Unusable Spaces | 36.4 | Corr. | 8 | Non Useable Floor Area Space Group | 805 | Non-usable - Circulation space |  | Unknown | 0.00 | NO
North Terrace_NT39-Barr Smith South_Level Four_419A _ Services Cupboard | NT-NT39-04-419A | NT39-04-419A-Services Cupboard | North Terrace | NT | NT39 | Barr Smith South | 04 | Level Four | 419A | 99939 | Unusable Spaces | 99939 | Unusable Spaces | 0.35 | Services Cupboard | 8 | Non Useable Floor Area Space Group | 840 | Non-usable - Service riser |  | Unknown | 0.00 | NO
North Terrace_NT39-Barr Smith South_Level Four_419B _ Services Cupboard | NT-NT39-04-419B | NT39-04-419B-Services Cupboard | North Terrace | NT | NT39 | Barr Smith South | 04 | Level Four | 419B | 99939 | Unusable Spaces | 99939 | Unusable Spaces | 2.27 | Services Cupboard | 8 | Non Useable Floor Area Space Group | 840 | Non-usable - Service riser |  | Unknown | 0.00 | NO
North Terrace_NT39-Barr Smith South_Level Four_419C _ Services Cupboard | NT-NT39-04-419C | NT39-04-419C-Services Cupboard | North Terrace | NT | NT39 | Barr Smith South | 04 | Level Four | 419C | 99939 | Unusable Spaces | 99939 | Unusable Spaces | 2.27 | Services Cupboard | 8 | Non Useable Floor Area Space Group | 840 | Non-usable - Service riser |  | Unknown | 0.00 | NO
North Terrace_NT39-Barr Smith South_Level Four_420 _ WC - F | NT-NT39-04-420 | NT39-04-420-WC - F | North Terrace | NT | NT39 | Barr Smith South | 04 | Level Four | 420 | 99939 | Unusable Spaces | 99939 | Unusable Spaces | 26.14 | WC - F | 8 | Non Useable Floor Area Space Group | 820 | Non-usable - Toilets/Amenities - Female |  | Unknown | 0.00 | NO
North Terrace_NT39-Barr Smith South_Level Four_421 _ WC - U - Access (RH) | NT-NT39-04-421 | NT39-04-421-WC - U - Access (RH) | North Terrace | NT | NT39 | Barr Smith South | 04 | Level Four | 421 | 99939 | Unusable Spaces | 99939 | Unusable Spaces | 5.82 | WC - U - Access (RH) | 8 | Non Useable Floor Area Space Group | 818 | Non-usable - Toilets/Amenities - Unisex Accessible |  | Unknown | 0.00 | NO
North Terrace_NT39-Barr Smith South_Level Four_422 _ WC - M | NT-NT39-04-422 | NT39-04-422-WC - M | North Terrace | NT | NT39 | Barr Smith South | 04 | Level Four | 422 | 99939 | Unusable Spaces | 99939 | Unusable Spaces | 19.66 | WC - M | 8 | Non Useable Floor Area Space Group | 821 | Non-usable - Toilets/Amenities - Male |  | Unknown | 0.00 | NO
North Terrace_NT39-Barr Smith South_Level Four_423 _ Cleaner | NT-NT39-04-423 | NT39-04-423-Cleaner | North Terrace | NT | NT39 | Barr Smith South | 04 | Level Four | 423 | 99939 | Unusable Spaces | 99939 | Unusable Spaces | 7.53 | Cleaner | 8 | Non Useable Floor Area Space Group | 806 | Non-usable - Cleaners room |  | Unknown | 0.00 | NO
North Terrace_NT39-Barr Smith South_Level Four_424 _ Comms | NT-NT39-04-424 | NT39-04-424-Comms | North Terrace | NT | NT39 | Barr Smith South | 04 | Level Four | 424 | 850 | ITDS Branch Central Costs | 869 | Information Technology and Digital Services | 17 | Comms | 8 | Non Useable Floor Area Space Group | 812 | Non-usable - Comms/network system/Telephone/PABX |  | Excellent | 0.00 | NO
North Terrace_NT39-Barr Smith South_Level Four_425 _ Stair | NT-NT39-04-425 | NT39-04-425-Stair | North Terrace | NT | NT39 | Barr Smith South | 04 | Level Four | 425 | 99939 | Unusable Spaces | 99939 | Unusable Spaces | 14.76 | Stair | 8 | Non Useable Floor Area Space Group | 805 | Non-usable - Circulation space |  | Unknown | 0.00 | NO
North Terrace_NT39-Barr Smith South_Level Four_426 _ Lift | NT-NT39-04-426 | NT39-04-426-Lift | North Terrace | NT | NT39 | Barr Smith South | 04 | Level Four | 426 | 99939 | Unusable Spaces | 99939 | Unusable Spaces | 8.81 | Lift | 8 | Non Useable Floor Area Space Group | 838 | Non-usable - Lift |  | Unknown | 0.00 | NO
North Terrace_NT39-Barr Smith South_Level Four_427 _ Hub Zone 8 | NT-NT39-04-427 | NT39-04-427-Hub Zone 8 | North Terrace | NT | NT39 | Barr Smith South | 04 | Level Four | 427 | 99950 | Hub and study spaces (ex-DVCA) | 952 | Corporate Services Division Admin | 276.47 | Hub Zone 8 | 5 | Library, IT and Learning Space Group | 517 | Informal Learning | INFORMAL-PRIM-I | Good | 65,638.12 | NO
North Terrace_NT39-Barr Smith South_Level Four_428 _ Project Room 10 | NT-NT39-04-428 | NT39-04-428-Project Room 10 | North Terrace | NT | NT39 | Barr Smith South | 04 | Level Four | 428 | 99950 | Hub and study spaces (ex-DVCA) | 952 | Corporate Services Division Admin | 15.97 | Project Room 10 | 2 | Teaching Space Group | 217 | Collaborative Teaching Space | INFORMAL-PRIM-G | Excellent | 4,856.93 | NO
North Terrace_NT39-Barr Smith South_Level Four_429 _ Print Station 4 | NT-NT39-04-429 | NT39-04-429-Print Station 4 | North Terrace | NT | NT39 | Barr Smith South | 04 | Level Four | 429 | 99950 | Hub and study spaces (ex-DVCA) | 952 | Corporate Services Division Admin | 8.26 | Print Station 4 | 6 | General Facility Space Group | 603 | General Facility - Resource room |  | Excellent | 2,306.19 | NO
North Terrace_NT39-Barr Smith South_Level Four_430 _ Project Room 9 | NT-NT39-04-430 | NT39-04-430-Project Room 9 | North Terrace | NT | NT39 | Barr Smith South | 04 | Level Four | 430 | 99950 | Hub and study spaces (ex-DVCA) | 952 | Corporate Services Division Admin | 16.45 | Project Room 9 | 2 | Teaching Space Group | 217 | Collaborative Teaching Space | INFORMAL-PRIM-G | Excellent | 5,002.92 | NO
North Terrace_NT39-Barr Smith South_Level Four_431 _ Corr. | NT-NT39-04-431 | NT39-04-431-Corr. | North Terrace | NT | NT39 | Barr Smith South | 04 | Level Four | 431 | 99939 | Unusable Spaces | 99939 | Unusable Spaces | 80.87 | Corr. | 8 | Non Useable Floor Area Space Group | 805 | Non-usable - Circulation space |  | Unknown | 0.00 | NO
North Terrace_NT39-Barr Smith South_Level Four_432 _ Stair | NT-NT39-04-432 | NT39-04-432-Stair | North Terrace | NT | NT39 | Barr Smith South | 04 | Level Four | 432 | 99939 | Unusable Spaces | 99939 | Unusable Spaces | 20.73 | Stair | 8 | Non Useable Floor Area Space Group | 805 | Non-usable - Circulation space |  | Unknown | 0.00 | NO
North Terrace_NT39-Barr Smith South_Level Four_433 _ Services Cupboard | NT-NT39-04-433 | NT39-04-433-Services Cupboard | North Terrace | NT | NT39 | Barr Smith South | 04 | Level Four | 433 | 99939 | Unusable Spaces | 99939 | Unusable Spaces | 1.28 | Services Cupboard | 8 | Non Useable Floor Area Space Group | 840 | Non-usable - Service riser |  | Unknown | 0.00 | NO
North Terrace_NT39-Barr Smith South_Level Four_434 _ Retail - Merchandise | NT-NT39-04-434 | NT39-04-434-Retail - Merchandise | North Terrace | NT | NT39 | Barr Smith South | 04 | Level Four | 434 | 99994 | Uni of Adelaide Student Union Association | 859 | Infrastructure | 81.27 | Retail - Merchandise | 6 | General Facility Space Group | 611 | General Facility - Commercial/Business/Retail Facilities |  | Excellent |  | NO
North Terrace_NT39-Barr Smith South_Level Four_434A _ Retail - Corr. | NT-NT39-04-434A | NT39-04-434A-Retail - Corr. | North Terrace | NT | NT39 | Barr Smith South | 04 | Level Four | 434A | 99994 | Uni of Adelaide Student Union Association | 859 | Infrastructure | 4.96 | Retail - Corr. | 8 | Non Useable Floor Area Space Group | 805 | Non-usable - Circulation space |  | Excellent | 0.00 | NO
North Terrace_NT39-Barr Smith South_Level Four_434B _ Retail - Store | NT-NT39-04-434B | NT39-04-434B-Retail - Store | North Terrace | NT | NT39 | Barr Smith South | 04 | Level Four | 434B | 99994 | Uni of Adelaide Student Union Association | 859 | Infrastructure | 11.86 | Retail - Store | 4 | Ancillary Area Space Group | 419 | Ancillary Area - Store Room - Generic |  | Excellent | 2,601.75 | NO
North Terrace_NT39-Barr Smith South_Level Four_434C _ Retail - Change Room | NT-NT39-04-434C | NT39-04-434C-Retail - Change Room | North Terrace | NT | NT39 | Barr Smith South | 04 | Level Four | 434C | 99994 | Uni of Adelaide Student Union Association | 859 | Infrastructure | 3.82 | Retail - Change Room | 6 | General Facility Space Group | 611 | General Facility - Commercial/Business/Retail Facilities |  | Good | 906.93 | NO
North Terrace_NT39-Barr Smith South_Level Four_434D _ Retail - Change Room | NT-NT39-04-434D | NT39-04-434D-Retail - Change Room | North Terrace | NT | NT39 | Barr Smith South | 04 | Level Four | 434D | 99994 | Uni of Adelaide Student Union Association | 859 | Infrastructure | 2.38 | Retail - Change Room | 6 | General Facility Space Group | 611 | General Facility - Commercial/Business/Retail Facilities |  | Excellent | 664.50 | NO
North Terrace_NT39-Barr Smith South_Level Four_434E _ Seating | NT-NT39-04-434E | NT39-04-434E-Seating | North Terrace | NT | NT39 | Barr Smith South | 04 | Level Four | 434E | 99950 | Hub and study spaces (ex-DVCA) | 952 | Corporate Services Division Admin | 9.3 | Seating | 2 | Teaching Space Group | 217 | Collaborative Teaching Space | INFORMAL-PRIM-S | Excellent | 2,828.40 | NO
North Terrace_NT39-Barr Smith South_Level Four_435 _ Comms | NT-NT39-04-435 | NT39-04-435-Comms | North Terrace | NT | NT39 | Barr Smith South | 04 | Level Four | 435 | 850 | ITDS Branch Central Costs | 869 | Information Technology and Digital Services | 6.52 | Comms | 8 | Non Useable Floor Area Space Group | 812 | Non-usable - Comms/network system/Telephone/PABX |  | Excellent | 0.00 | NO
North Terrace_NT39-Barr Smith South_Level Four_435A _ VSR | NT-NT39-04-435A | NT39-04-435A-VSR | North Terrace | NT | NT39 | Barr Smith South | 04 | Level Four | 435A | 99939 | Unusable Spaces | 99939 | Unusable Spaces | 0.54 | VSR | 8 | Non Useable Floor Area Space Group | 840 | Non-usable - Service riser |  | Unknown | 0.00 | NO
North Terrace_NT39-Barr Smith South_Level Four_436 _ Lift | NT-NT39-04-436 | NT39-04-436-Lift | North Terrace | NT | NT39 | Barr Smith South | 04 | Level Four | 436 | 99939 | Unusable Spaces | 99939 | Unusable Spaces | 2.1 | Lift | 8 | Non Useable Floor Area Space Group | 838 | Non-usable - Lift |  | Unknown | 0.00 | NO
North Terrace_NT39-Barr Smith South_Level Four_436A _ VSR - Mech | NT-NT39-04-436A | NT39-04-436A-VSR - Mech | North Terrace | NT | NT39 | Barr Smith South | 04 | Level Four | 436A | 99939 | Unusable Spaces | 99939 | Unusable Spaces | 2.11 | VSR - Mech | 8 | Non Useable Floor Area Space Group | 840 | Non-usable - Service riser |  | Unknown | 0.00 | NO
North Terrace_NT39-Barr Smith South_Level Four_436B _ VSR - Elec | NT-NT39-04-436B | NT39-04-436B-VSR - Elec | North Terrace | NT | NT39 | Barr Smith South | 04 | Level Four | 436B | 99939 | Unusable Spaces | 99939 | Unusable Spaces | 2.12 | VSR - Elec | 8 | Non Useable Floor Area Space Group | 840 | Non-usable - Service riser |  | Unknown | 0.00 | NO
North Terrace_NT39-Barr Smith South_Level Four_437 _ Student Lounge | NT-NT39-04-437 | NT39-04-437-Student Lounge | North Terrace | NT | NT39 | Barr Smith South | 04 | Level Four | 437 | 99950 | Hub and study spaces (ex-DVCA) | 952 | Corporate Services Division Admin | 288.99 | Student Lounge | 5 | Library, IT and Learning Space Group | 517 | Informal Learning | INFORMAL-PRIM-S | Good | 68,610.56 | NO
North Terrace_NT39-Barr Smith South_Level Four_437A _ Store | NT-NT39-04-437A | NT39-04-437A-Store | North Terrace | NT | NT39 | Barr Smith South | 04 | Level Four | 437A | 99950 | Hub and study spaces (ex-DVCA) | 952 | Corporate Services Division Admin | 6.04 | Store | 4 | Ancillary Area Space Group | 419 | Ancillary Area - Store Room - Generic |  | Excellent | 1,325.00 | NO
North Terrace_NT39-Barr Smith South_Level Four_437B _ HUB Courtyard (NUFA) | NT-NT39-04-437B | NT39-04-437B-HUB Courtyard (NUFA) | North Terrace | NT | NT39 | Barr Smith South | 04 | Level Four | 437B | 99939 | Unusable Spaces | 99939 | Unusable Spaces | 475.15 | HUB Courtyard (NUFA) | 8 | Non Useable Floor Area Space Group | 839 | Non-usable - Verandah/Balcony |  | Unknown | 0.00 | NO
North Terrace_NT39-Barr Smith South_Level Four_438 _ Comms | NT-NT39-04-438 | NT39-04-438-Comms | North Terrace | NT | NT39 | Barr Smith South | 04 | Level Four | 438 | 850 | ITDS Branch Central Costs | 869 | Information Technology and Digital Services | 12.51 | Comms | 8 | Non Useable Floor Area Space Group | 812 | Non-usable - Comms/network system/Telephone/PABX |  | Excellent | 0.00 | NO
North Terrace_NT39-Barr Smith South_Level Four_439 _ Comms | NT-NT39-04-439 | NT39-04-439-Comms | North Terrace | NT | NT39 | Barr Smith South | 04 | Level Four | 439 | 850 | ITDS Branch Central Costs | 869 | Information Technology and Digital Services | 10.63 | Comms | 8 | Non Useable Floor Area Space Group | 812 | Non-usable - Comms/network system/Telephone/PABX |  | Excellent | 0.00 | NO
North Terrace_NT39-Barr Smith South_Level Four_440 _ Lift | NT-NT39-04-440 | NT39-04-440-Lift | North Terrace | NT | NT39 | Barr Smith South | 04 | Level Four | 440 | 99939 | Unusable Spaces | 99939 | Unusable Spaces | 1.81 | Lift | 8 | Non Useable Floor Area Space Group | 838 | Non-usable - Lift |  | Unknown | 0.00 | NO
North Terrace_NT39-Barr Smith South_Level Four_441 _ Corr. | NT-NT39-04-441 | NT39-04-441-Corr. | North Terrace | NT | NT39 | Barr Smith South | 04 | Level Four | 441 | 99939 | Unusable Spaces | 99939 | Unusable Spaces | 19.35 | Corr. | 8 | Non Useable Floor Area Space Group | 805 | Non-usable - Circulation space |  | Unknown | 0.00 | NO
North Terrace_NT39-Barr Smith South_Level Four_441A _ Landing | NT-NT39-04-441A | NT39-04-441A-Landing | North Terrace | NT | NT39 | Barr Smith South | 04 | Level Four | 441A | 99939 | Unusable Spaces | 99939 | Unusable Spaces | 13.03 | Landing | 8 | Non Useable Floor Area Space Group | 805 | Non-usable - Circulation space |  | Unknown | 0.00 | NO
North Terrace_NT39-Barr Smith South_Level Four_441B _ Circ. | NT-NT39-04-441B | NT39-04-441B-Circ. | North Terrace | NT | NT39 | Barr Smith South | 04 | Level Four | 441B | 99939 | Unusable Spaces | 99939 | Unusable Spaces | 7.19 | Circ. | 8 | Non Useable Floor Area Space Group | 805 | Non-usable - Circulation space |  | Unknown | 0.00 | NO
North Terrace_NT39-Barr Smith South_Level Four_441C _ Bridge | NT-NT39-04-441C | NT39-04-441C-Bridge | North Terrace | NT | NT39 | Barr Smith South | 04 | Level Four | 441C | 99939 | Unusable Spaces | 99939 | Unusable Spaces | 15.12 | Bridge | 8 | Non Useable Floor Area Space Group | 805 | Non-usable - Circulation space |  | Unknown | 0.00 | NO
North Terrace_NT39-Barr Smith South_Level Four_443 _ Corr. | NT-NT39-04-443 | NT39-04-443-Corr. | North Terrace | NT | NT39 | Barr Smith South | 04 | Level Four | 443 | 99950 | Hub and study spaces (ex-DVCA) | 952 | Corporate Services Division Admin | 56.59 | Corr. | 8 | Non Useable Floor Area Space Group | 805 | Non-usable - Circulation space |  | Excellent | 0.00 | NO
North Terrace_NT39-Barr Smith South_Level Four_443A _ VSR | NT-NT39-04-443A | NT39-04-443A-VSR | North Terrace | NT | NT39 | Barr Smith South | 04 | Level Four | 443A | 99939 | Unusable Spaces | 99939 | Unusable Spaces | 6.16 | VSR | 8 | Non Useable Floor Area Space Group | 840 | Non-usable - Service riser |  | Unknown | 0.00 | NO
North Terrace_NT39-Barr Smith South_Level Four_443B _ Services Cupboard | NT-NT39-04-443B | NT39-04-443B-Services Cupboard | North Terrace | NT | NT39 | Barr Smith South | 04 | Level Four | 443B | 99939 | Unusable Spaces | 99939 | Unusable Spaces | 1.15 | Services Cupboard | 8 | Non Useable Floor Area Space Group | 840 | Non-usable - Service riser |  | Unknown | 0.00 | NO
North Terrace_NT39-Barr Smith South_Level Four_443C _ Services Cupboard | NT-NT39-04-443C | NT39-04-443C-Services Cupboard | North Terrace | NT | NT39 | Barr Smith South | 04 | Level Four | 443C | 99939 | Unusable Spaces | 99939 | Unusable Spaces | 1.22 | Services Cupboard | 8 | Non Useable Floor Area Space Group | 840 | Non-usable - Service riser |  | Unknown | 0.00 | NO
North Terrace_NT39-Barr Smith South_Level Four_443D _ Services Cupboard | NT-NT39-04-443D | NT39-04-443D-Services Cupboard | North Terrace | NT | NT39 | Barr Smith South | 04 | Level Four | 443D | 99939 | Unusable Spaces | 99939 | Unusable Spaces | 1.23 | Services Cupboard | 8 | Non Useable Floor Area Space Group | 840 | Non-usable - Service riser |  | Unknown | 0.00 | NO
North Terrace_NT39-Barr Smith South_Level Four_443E _ Plantroom | NT-NT39-04-443E | NT39-04-443E-Plantroom | North Terrace | NT | NT39 | Barr Smith South | 04 | Level Four | 443E | 99939 | Unusable Spaces | 99939 | Unusable Spaces | 9 | Plantroom | 8 | Non Useable Floor Area Space Group | 811 | Non-usable - Plant room other |  | Unknown | 0.00 | NO
North Terrace_NT39-Barr Smith South_Level Four_444 _ Corr. | NT-NT39-04-444 | NT39-04-444-Corr. | North Terrace | NT | NT39 | Barr Smith South | 04 | Level Four | 444 | 99939 | Unusable Spaces | 99939 | Unusable Spaces | 14.33 | Corr. | 8 | Non Useable Floor Area Space Group | 805 | Non-usable - Circulation space |  | Unknown | 0.00 | NO
North Terrace_NT39-Barr Smith South_Level Four_445 _ A/L | NT-NT39-04-445 | NT39-04-445-A/L | North Terrace | NT | NT39 | Barr Smith South | 04 | Level Four | 445 | 99939 | Unusable Spaces | 99939 | Unusable Spaces | 1.31 | A/L | 8 | Non Useable Floor Area Space Group | 822 | Non-usable - Toilets/Amenities - Unisex |  | Unknown | 0.00 | NO
North Terrace_NT39-Barr Smith South_Level Four_445A _ WC - F | NT-NT39-04-445A | NT39-04-445A-WC - F | North Terrace | NT | NT39 | Barr Smith South | 04 | Level Four | 445A | 99939 | Unusable Spaces | 99939 | Unusable Spaces | 11.03 | WC - F | 8 | Non Useable Floor Area Space Group | 820 | Non-usable - Toilets/Amenities - Female |  | Unknown | 0.00 | NO
North Terrace_NT39-Barr Smith South_Level Four_446 _ AUU - Reception | NT-NT39-04-446 | NT39-04-446-AUU - Reception | North Terrace | NT | NT39 | Barr Smith South | 04 | Level Four | 446 | 99994 | Uni of Adelaide Student Union Association | 859 | Infrastructure | 24.7 | AUU - Reception | 6 | General Facility Space Group | 611 | General Facility - Commercial/Business/Retail Facilities |  | Excellent | 6,896.24 | NO
North Terrace_NT39-Barr Smith South_Level Four_446A _ Stair - base closed off | NT-NT39-04-446A | NT39-04-446A-Stair - base closed off | North Terrace | NT | NT39 | Barr Smith South | 04 | Level Four | 446A | 99939 | Unusable Spaces | 99939 | Unusable Spaces | 3.65 | Stair - base closed off | 8 | Non Useable Floor Area Space Group | 805 | Non-usable - Circulation space |  | Unknown | 0.00 | NO
North Terrace_NT39-Barr Smith South_Level Four_446B _ Vending Machines | NT-NT39-04-446B | NT39-04-446B-Vending Machines | North Terrace | NT | NT39 | Barr Smith South | 04 | Level Four | 446B | 859 | Infrastructure Office | 859 | Infrastructure | 5.25 | Vending Machines | 6 | General Facility Space Group | 611 | General Facility - Commercial/Business/Retail Facilities |  | Excellent | 1,465.80 | NO
North Terrace_NT39-Barr Smith South_Level Four_447 _ A/L | NT-NT39-04-447 | NT39-04-447-A/L | North Terrace | NT | NT39 | Barr Smith South | 04 | Level Four | 447 | 99939 | Unusable Spaces | 99939 | Unusable Spaces | 2.99 | A/L | 8 | Non Useable Floor Area Space Group | 822 | Non-usable - Toilets/Amenities - Unisex |  | Unknown | 0.00 | NO
North Terrace_NT39-Barr Smith South_Level Four_447A _ Cleaner Store | NT-NT39-04-447A | NT39-04-447A-Cleaner Store | North Terrace | NT | NT39 | Barr Smith South | 04 | Level Four | 447A | 99939 | Unusable Spaces | 99939 | Unusable Spaces | 2.67 | Cleaner Store | 8 | Non Useable Floor Area Space Group | 806 | Non-usable - Cleaners room |  | Unknown | 0.00 | NO
North Terrace_NT39-Barr Smith South_Level Four_447B _ WC - M | NT-NT39-04-447B | NT39-04-447B-WC - M | North Terrace | NT | NT39 | Barr Smith South | 04 | Level Four | 447B | 99939 | Unusable Spaces | 99939 | Unusable Spaces | 13.41 | WC - M | 8 | Non Useable Floor Area Space Group | 821 | Non-usable - Toilets/Amenities - Male |  | Unknown | 0.00 | NO
North Terrace_NT39-Barr Smith South_Level Four_448 _ Stair | NT-NT39-04-448 | NT39-04-448-Stair | North Terrace | NT | NT39 | Barr Smith South | 04 | Level Four | 448 | 99939 | Unusable Spaces | 99939 | Unusable Spaces | 8.27 | Stair | 8 | Non Useable Floor Area Space Group | 805 | Non-usable - Circulation space |  | Unknown | 0.00 | NO
North Terrace_NT39-Barr Smith South_Level Four_449 _ Retail - East 01 | NT-NT39-04-449 | NT39-04-449-Retail - East 01 | North Terrace | NT | NT39 | Barr Smith South | 04 | Level Four | 449 | 99994 | Uni of Adelaide Student Union Association | 859 | Infrastructure | 143.1 | Retail - East 01 | 6 | General Facility Space Group | 611 | General Facility - Commercial/Business/Retail Facilities |  | Excellent | 39,953.53 | NO
North Terrace_NT39-Barr Smith South_Level Four_450 _ Retail - East 02 | NT-NT39-04-450 | NT39-04-450-Retail - East 02 | North Terrace | NT | NT39 | Barr Smith South | 04 | Level Four | 450 | 99205 | Commercial - Australia Post | 859 | Infrastructure | 111.42 | Retail - East 02 | 6 | General Facility Space Group | 611 | General Facility - Commercial/Business/Retail Facilities |  | Excellent | 31,108.47 | NO
North Terrace_NT39-Barr Smith South_Level Four_450A _ Duct | NT-NT39-04-450A | NT39-04-450A-Duct | North Terrace | NT | NT39 | Barr Smith South | 04 | Level Four | 450A | 99939 | Unusable Spaces | 99939 | Unusable Spaces | 3.36 | Duct | 8 | Non Useable Floor Area Space Group | 811 | Non-usable - Plant room other |  | Unknown | 0.00 | NO
North Terrace_NT39-Barr Smith South_Level Four_451 _ Stair 03 | NT-NT39-04-451 | NT39-04-451-Stair 03 | North Terrace | NT | NT39 | Barr Smith South | 04 | Level Four | 451 | 99939 | Unusable Spaces | 99939 | Unusable Spaces | 8.13 | Stair 03 | 8 | Non Useable Floor Area Space Group | 805 | Non-usable - Circulation space |  | Unknown | 0.00 | NO
North Terrace_NT39-Barr Smith South_Level Four_452 _ Services Duct | NT-NT39-04-452 | NT39-04-452-Services Duct | North Terrace | NT | NT39 | Barr Smith South | 04 | Level Four | 452 | 99939 | Unusable Spaces | 99939 | Unusable Spaces | 4.37 | Services Duct | 8 | Non Useable Floor Area Space Group | 840 | Non-usable - Service riser |  | Unknown | 0.00 | NO
North Terrace_NT39-Barr Smith South_Level Five_501 _ Stair | NT-NT39-05-501 | NT39-05-501-Stair | North Terrace | NT | NT39 | Barr Smith South | 05 | Level Five | 501 | 99939 | Unusable Spaces | 99939 | Unusable Spaces | 15.49 | Stair | 8 | Non Useable Floor Area Space Group | 805 | Non-usable - Circulation space |  | Unknown | 0.00 | NO
North Terrace_NT39-Barr Smith South_Level Five_502 _ Stair Foyer | NT-NT39-05-502 | NT39-05-502-Stair Foyer | North Terrace | NT | NT39 | Barr Smith South | 05 | Level Five | 502 | 99939 | Unusable Spaces | 99939 | Unusable Spaces | 67.6 | Stair Foyer | 8 | Non Useable Floor Area Space Group | 805 | Non-usable - Circulation space |  | Unknown | 0.00 | NO
North Terrace_NT39-Barr Smith South_Level Five_503 _ Corr. | NT-NT39-05-503 | NT39-05-503-Corr. | North Terrace | NT | NT39 | Barr Smith South | 05 | Level Five | 503 | 99939 | Unusable Spaces | 99939 | Unusable Spaces | 40.31 | Corr. | 8 | Non Useable Floor Area Space Group | 805 | Non-usable - Circulation space |  | Adequate | 0.00 | NO
North Terrace_NT39-Barr Smith South_Level Five_503A _ Corr. | NT-NT39-05-503A | NT39-05-503A-Corr. | North Terrace | NT | NT39 | Barr Smith South | 05 | Level Five | 503A | 99939 | Unusable Spaces | 99939 | Unusable Spaces | 24.71 | Corr. | 8 | Non Useable Floor Area Space Group | 805 | Non-usable - Circulation space |  | Adequate | 0.00 | NO
North Terrace_NT39-Barr Smith South_Level Five_504 _ Office - Course Coordinators | NT-NT39-05-504 | NT39-05-504-Office - Course Coordinators | North Terrace | NT | NT39 | Barr Smith South | 05 | Level Five | 504 | 510 | School of Architecture & Built Environment | 510 | School of Architecture & Built Environment | 22.86 | Office - Course Coordinators | 1 | Office Space Group | 101 | Office - Academic Staff |  | Adequate | 3,876.65 | NO
North Terrace_NT39-Barr Smith South_Level Five_505 _ Kitchen / Print | NT-NT39-05-505 | NT39-05-505-Kitchen / Print | North Terrace | NT | NT39 | Barr Smith South | 05 | Level Five | 505 | 510 | School of Architecture & Built Environment | 510 | School of Architecture & Built Environment | 22.51 | Kitchen / Print | 6 | General Facility Space Group | 608 | General Facility - Kitchen/Servery/Food Storage |  | Adequate | 4,275.37 | NO
North Terrace_NT39-Barr Smith South_Level Five_506 _ Connection to Learning Hub Mezza | NT-NT39-05-506 | NT39-05-506-Connection to Learning Hub Mezza | North Terrace | NT | NT39 | Barr Smith South | 05 | Level Five | 506 | 99939 | Unusable Spaces | 99939 | Unusable Spaces | 36.36 | Connection to Learning Hub Mezza | 8 | Non Useable Floor Area Space Group | 805 | Non-usable - Circulation space |  | Unknown | 0.00 | NO
North Terrace_NT39-Barr Smith South_Level Five_506A _ Stair | NT-NT39-05-506A | NT39-05-506A-Stair | North Terrace | NT | NT39 | Barr Smith South | 05 | Level Five | 506A | 99939 | Unusable Spaces | 99939 | Unusable Spaces | 14.61 | Stair | 8 | Non Useable Floor Area Space Group | 805 | Non-usable - Circulation space |  | Unknown | 0.00 | NO
North Terrace_NT39-Barr Smith South_Level Five_507 _ Lift | NT-NT39-05-507 | NT39-05-507-Lift | North Terrace | NT | NT39 | Barr Smith South | 05 | Level Five | 507 | 99939 | Unusable Spaces | 99939 | Unusable Spaces | 3.96 | Lift | 8 | Non Useable Floor Area Space Group | 838 | Non-usable - Lift |  | Unknown | 0.00 | NO
North Terrace_NT39-Barr Smith South_Level Five_507A _ VSR | NT-NT39-05-507A | NT39-05-507A-VSR | North Terrace | NT | NT39 | Barr Smith South | 05 | Level Five | 507A | 99939 | Unusable Spaces | 99939 | Unusable Spaces | 1.56 | VSR | 8 | Non Useable Floor Area Space Group | 840 | Non-usable - Service riser |  | Unknown | 0.00 | NO
North Terrace_NT39-Barr Smith South_Level Five_507B _ VSR | NT-NT39-05-507B | NT39-05-507B-VSR | North Terrace | NT | NT39 | Barr Smith South | 05 | Level Five | 507B | 99939 | Unusable Spaces | 99939 | Unusable Spaces | 1.56 | VSR | 8 | Non Useable Floor Area Space Group | 840 | Non-usable - Service riser |  | Unknown | 0.00 | NO
North Terrace_NT39-Barr Smith South_Level Five_508 _ Mezzanine | NT-NT39-05-508 | NT39-05-508-Mezzanine | North Terrace | NT | NT39 | Barr Smith South | 05 | Level Five | 508 | 99950 | Hub and study spaces (ex-DVCA) | 952 | Corporate Services Division Admin | 283.22 | Mezzanine | 5 | Library, IT and Learning Space Group | 517 | Informal Learning | INFORMAL-PRIM-P | Good | 67,240.68 | NO
North Terrace_NT39-Barr Smith South_Level Five_509 _ 4th Year Landscape Architecture | NT-NT39-05-509 | NT39-05-509-4th Year Landscape Architecture | North Terrace | NT | NT39 | Barr Smith South | 05 | Level Five | 509 | 510 | School of Architecture & Built Environment | 510 | School of Architecture & Built Environment | 46.24 | 4th Year Landscape Architecture | 2 | Teaching Space Group | 206 | Lecture/Seminar/Tutorial/Class Room (<30) Flat Floor |  | Adequate | 9,566.60 | NO
North Terrace_NT39-Barr Smith South_Level Five_510 _ Landscape Architecture Studio | NT-NT39-05-510 | NT39-05-510-Landscape Architecture Studio | North Terrace | NT | NT39 | Barr Smith South | 05 | Level Five | 510 | 510 | School of Architecture & Built Environment | 510 | School of Architecture & Built Environment | 45.97 | Landscape Architecture Studio | 2 | Teaching Space Group | 206 | Lecture/Seminar/Tutorial/Class Room (<30) Flat Floor |  | Adequate | 9,510.74 | NO
North Terrace_NT39-Barr Smith South_Level Five_511 _ Design Classroom South | NT-NT39-05-511 | NT39-05-511-Design Classroom South | North Terrace | NT | NT39 | Barr Smith South | 05 | Level Five | 511 | 510 | School of Architecture & Built Environment | 510 | School of Architecture & Built Environment | 79.96 | Design Classroom South | 2 | Teaching Space Group | 205 | Lecture/Seminar/Tutorial/Class Room (31 to 69) Flat Floor |  | Adequate | 16,542.94 | NO
North Terrace_NT39-Barr Smith South_Level Five_512 _ Tutorial 3 | NT-NT39-05-512 | NT39-05-512-Tutorial 3 | North Terrace | NT | NT39 | Barr Smith South | 05 | Level Five | 512 | 730 | Office of Academic and Student Engagement | 730 | Office of Academic and Student Engagement | 34.88 | Tutorial 3 | 2 | Teaching Space Group | 206 | Lecture/Seminar/Tutorial/Class Room (<30) Flat Floor |  | Adequate | 7,216.33 | NO
North Terrace_NT39-Barr Smith South_Level Five_513 _ Office - Sessional Staff | NT-NT39-05-513 | NT39-05-513-Office - Sessional Staff | North Terrace | NT | NT39 | Barr Smith South | 05 | Level Five | 513 | 510 | School of Architecture & Built Environment | 510 | School of Architecture & Built Environment | 35.11 | Office - Sessional Staff | 1 | Office Space Group | 101 | Office - Academic Staff |  | Adequate | 5,954.03 | NO
North Terrace_NT39-Barr Smith South_Level Five_514 _ Corr. | NT-NT39-05-514 | NT39-05-514-Corr. | North Terrace | NT | NT39 | Barr Smith South | 05 | Level Five | 514 | 99939 | Unusable Spaces | 99939 | Unusable Spaces | 106.83 | Corr. | 8 | Non Useable Floor Area Space Group | 805 | Non-usable - Circulation space |  | Adequate | 0.00 | NO
North Terrace_NT39-Barr Smith South_Level Five_514A _ Services Cupboard | NT-NT39-05-514A | NT39-05-514A-Services Cupboard | North Terrace | NT | NT39 | Barr Smith South | 05 | Level Five | 514A | 99939 | Unusable Spaces | 99939 | Unusable Spaces | 1.71 | Services Cupboard | 8 | Non Useable Floor Area Space Group | 840 | Non-usable - Service riser |  | Unknown | 0.00 | NO
North Terrace_NT39-Barr Smith South_Level Five_514B _ Services Cupboard | NT-NT39-05-514B | NT39-05-514B-Services Cupboard | North Terrace | NT | NT39 | Barr Smith South | 05 | Level Five | 514B | 99939 | Unusable Spaces | 99939 | Unusable Spaces | 0.78 | Services Cupboard | 8 | Non Useable Floor Area Space Group | 840 | Non-usable - Service riser |  | Unknown | 0.00 | NO
North Terrace_NT39-Barr Smith South_Level Five_515 _ Cleaner | NT-NT39-05-515 | NT39-05-515-Cleaner | North Terrace | NT | NT39 | Barr Smith South | 05 | Level Five | 515 | 99939 | Unusable Spaces | 99939 | Unusable Spaces | 2.2 | Cleaner | 8 | Non Useable Floor Area Space Group | 806 | Non-usable - Cleaners room |  | Unknown | 0.00 | NO
North Terrace_NT39-Barr Smith South_Level Five_516 _ A/L - M | NT-NT39-05-516 | NT39-05-516-A/L - M | North Terrace | NT | NT39 | Barr Smith South | 05 | Level Five | 516 | 99939 | Unusable Spaces | 99939 | Unusable Spaces | 8.32 | A/L - M | 8 | Non Useable Floor Area Space Group | 821 | Non-usable - Toilets/Amenities - Male |  | Unknown | 0.00 | NO
North Terrace_NT39-Barr Smith South_Level Five_517 _ WC - M | NT-NT39-05-517 | NT39-05-517-WC - M | North Terrace | NT | NT39 | Barr Smith South | 05 | Level Five | 517 | 99939 | Unusable Spaces | 99939 | Unusable Spaces | 12.46 | WC - M | 8 | Non Useable Floor Area Space Group | 821 | Non-usable - Toilets/Amenities - Male |  | Unknown | 0.00 | NO
North Terrace_NT39-Barr Smith South_Level Five_517A _ VSR | NT-NT39-05-517A | NT39-05-517A-VSR | North Terrace | NT | NT39 | Barr Smith South | 05 | Level Five | 517A | 99939 | Unusable Spaces | 99939 | Unusable Spaces | 0.63 | VSR | 8 | Non Useable Floor Area Space Group | 840 | Non-usable - Service riser |  | Unknown | 0.00 | NO
North Terrace_NT39-Barr Smith South_Level Five_518 _ Stair No 7 | NT-NT39-05-518 | NT39-05-518-Stair No 7 | North Terrace | NT | NT39 | Barr Smith South | 05 | Level Five | 518 | 99939 | Unusable Spaces | 99939 | Unusable Spaces | 13.43 | Stair No 7 | 8 | Non Useable Floor Area Space Group | 805 | Non-usable - Circulation space |  | Unknown | 0.00 | NO
North Terrace_NT39-Barr Smith South_Level Five_519 _ WC - U - Access (LH) | NT-NT39-05-519 | NT39-05-519-WC - U - Access (LH) | North Terrace | NT | NT39 | Barr Smith South | 05 | Level Five | 519 | 99939 | Unusable Spaces | 99939 | Unusable Spaces | 6.96 | WC - U - Access (LH) | 8 | Non Useable Floor Area Space Group | 818 | Non-usable - Toilets/Amenities - Unisex Accessible |  | Unknown | 0.00 | NO
North Terrace_NT39-Barr Smith South_Level Five_520 _ WC - F | NT-NT39-05-520 | NT39-05-520-WC - F | North Terrace | NT | NT39 | Barr Smith South | 05 | Level Five | 520 | 99939 | Unusable Spaces | 99939 | Unusable Spaces | 5.51 | WC - F | 8 | Non Useable Floor Area Space Group | 820 | Non-usable - Toilets/Amenities - Female |  | Unknown | 0.00 | NO
North Terrace_NT39-Barr Smith South_Level Five_520A _ A/L - F | NT-NT39-05-520A | NT39-05-520A-A/L - F | North Terrace | NT | NT39 | Barr Smith South | 05 | Level Five | 520A | 99939 | Unusable Spaces | 99939 | Unusable Spaces | 3.67 | A/L - F | 8 | Non Useable Floor Area Space Group | 820 | Non-usable - Toilets/Amenities - Female |  | Unknown | 0.00 | NO
North Terrace_NT39-Barr Smith South_Level Five_521 _ Store | NT-NT39-05-521 | NT39-05-521-Store | North Terrace | NT | NT39 | Barr Smith South | 05 | Level Five | 521 | 510 | School of Architecture & Built Environment | 510 | School of Architecture & Built Environment | 10.32 | Store | 4 | Ancillary Area Space Group | 419 | Ancillary Area - Store Room - Generic |  | Adequate | 1,540.08 | NO
North Terrace_NT39-Barr Smith South_Level Five_522A _ Studio - 4th Year | NT-NT39-05-522A | NT39-05-522A-Studio - 4th Year | North Terrace | NT | NT39 | Barr Smith South | 05 | Level Five | 522A | 510 | School of Architecture & Built Environment | 510 | School of Architecture & Built Environment | 169.82 | Studio - 4th Year | 2 | Teaching Space Group | 204 | Lecture/Seminar/Tutorial (>70 seats) Flat Floor |  | Adequate | 35,134.10 | NO
North Terrace_NT39-Barr Smith South_Level Five_522B _ Studio - 4th Year | NT-NT39-05-522B | NT39-05-522B-Studio - 4th Year | North Terrace | NT | NT39 | Barr Smith South | 05 | Level Five | 522B | 510 | School of Architecture & Built Environment | 510 | School of Architecture & Built Environment | 71.98 | Studio - 4th Year | 2 | Teaching Space Group | 205 | Lecture/Seminar/Tutorial/Class Room (31 to 69) Flat Floor |  | Adequate | 14,891.96 | NO
North Terrace_NT39-Barr Smith South_Level Five_523 _ Design Studio Association | NT-NT39-05-523 | NT39-05-523-Design Studio Association | North Terrace | NT | NT39 | Barr Smith South | 05 | Level Five | 523 | 510 | School of Architecture & Built Environment | 510 | School of Architecture & Built Environment | 19.32 | Design Studio Association | 6 | General Facility Space Group | 601 | General Facility - Committee/Conference/Meeting room |  | Adequate | 3,669.49 | NO
North Terrace_NT39-Barr Smith South_Level Five_524 _ West Gallery | NT-NT39-05-524 | NT39-05-524-West Gallery | North Terrace | NT | NT39 | Barr Smith South | 05 | Level Five | 524 | 510 | School of Architecture & Built Environment | 510 | School of Architecture & Built Environment | 47.71 | West Gallery | 2 | Teaching Space Group | 205 | Lecture/Seminar/Tutorial/Class Room (31 to 69) Flat Floor |  | Adequate | 9,870.73 | NO
North Terrace_NT39-Barr Smith South_Level Five_527 _ East Gallery | NT-NT39-05-527 | NT39-05-527-East Gallery | North Terrace | NT | NT39 | Barr Smith South | 05 | Level Five | 527 | 510 | School of Architecture & Built Environment | 510 | School of Architecture & Built Environment | 59.2 | East Gallery | 2 | Teaching Space Group | 205 | Lecture/Seminar/Tutorial/Class Room (31 to 69) Flat Floor |  | Adequate | 12,247.90 | NO
North Terrace_NT39-Barr Smith South_Level Five_527A _ VSR | NT-NT39-05-527A | NT39-05-527A-VSR | North Terrace | NT | NT39 | Barr Smith South | 05 | Level Five | 527A | 99939 | Unusable Spaces | 99939 | Unusable Spaces | 2.02 | VSR | 8 | Non Useable Floor Area Space Group | 840 | Non-usable - Service riser |  | Unknown | 0.00 | NO
North Terrace_NT39-Barr Smith South_Level Five_528 _ Design Classroom East | NT-NT39-05-528 | NT39-05-528-Design Classroom East | North Terrace | NT | NT39 | Barr Smith South | 05 | Level Five | 528 | 510 | School of Architecture & Built Environment | 510 | School of Architecture & Built Environment | 85.66 | Design Classroom East | 2 | Teaching Space Group | 205 | Lecture/Seminar/Tutorial/Class Room (31 to 69) Flat Floor |  | Adequate | 17,722.22 | NO
North Terrace_NT39-Barr Smith South_Level Five_529 _ Corr. - North | NT-NT39-05-529 | NT39-05-529-Corr. - North | North Terrace | NT | NT39 | Barr Smith South | 05 | Level Five | 529 | 99939 | Unusable Spaces | 99939 | Unusable Spaces | 17.14 | Corr. - North | 8 | Non Useable Floor Area Space Group | 805 | Non-usable - Circulation space |  | Adequate | 0.00 | NO
North Terrace_NT39-Barr Smith South_Level Five_530 _ Vending Machine - Bay | NT-NT39-05-530 | NT39-05-530-Vending Machine - Bay | North Terrace | NT | NT39 | Barr Smith South | 05 | Level Five | 530 | 99939 | Unusable Spaces | 99939 | Unusable Spaces | 11.75 | Vending Machine - Bay | 6 | General Facility Space Group | 611 | General Facility - Commercial/Business/Retail Facilities |  | Adequate | 2,231.70 | NO
North Terrace_NT39-Barr Smith South_Level Five_530A _ Vending Machine | NT-NT39-05-530A | NT39-05-530A-Vending Machine | North Terrace | NT | NT39 | Barr Smith South | 05 | Level Five | 530A | 99994 | Uni of Adelaide Student Union Association | 859 | Infrastructure | 1.5 | Vending Machine | 6 | General Facility Space Group | 611 | General Facility - Commercial/Business/Retail Facilities |  | Adequate | 284.90 | NO
North Terrace_NT39-Barr Smith South_Level Five_530B _ Services Cupboard | NT-NT39-05-530B | NT39-05-530B-Services Cupboard | North Terrace | NT | NT39 | Barr Smith South | 05 | Level Five | 530B | 99939 | Unusable Spaces | 99939 | Unusable Spaces | 1.8 | Services Cupboard | 8 | Non Useable Floor Area Space Group | 840 | Non-usable - Service riser |  | Unknown | 0.00 | NO
North Terrace_NT39-Barr Smith South_Level Five_530C _ Service Cupboard | NT-NT39-05-530C | NT39-05-530C-Service Cupboard | North Terrace | NT | NT39 | Barr Smith South | 05 | Level Five | 530C | 99939 | Unusable Spaces | 99939 | Unusable Spaces | 0.78 | Service Cupboard | 8 | Non Useable Floor Area Space Group | 840 | Non-usable - Service riser |  | Unknown | 0.00 | NO
North Terrace_NT39-Barr Smith South_Level Five_531 _ Lift Overrun | NT-NT39-05-531 | NT39-05-531-Lift Overrun | North Terrace | NT | NT39 | Barr Smith South | 05 | Level Five | 531 | 99939 | Unusable Spaces | 99939 | Unusable Spaces | 17.93 | Lift Overrun | 8 | Non Useable Floor Area Space Group | 838 | Non-usable - Lift |  | Unknown | 0.00 | NO
North Terrace_NT39-Barr Smith South_Level Five_532 _ Stair | NT-NT39-05-532 | NT39-05-532-Stair | North Terrace | NT | NT39 | Barr Smith South | 05 | Level Five | 532 | 99939 | Unusable Spaces | 99939 | Unusable Spaces | 14.75 | Stair | 8 | Non Useable Floor Area Space Group | 805 | Non-usable - Circulation space |  | Unknown | 0.00 | NO
North Terrace_NT39-Barr Smith South_Level Five_533 _ Office - Part Time Tutors | NT-NT39-05-533 | NT39-05-533-Office - Part Time Tutors | North Terrace | NT | NT39 | Barr Smith South | 05 | Level Five | 533 | 510 | School of Architecture & Built Environment | 510 | School of Architecture & Built Environment | 17.02 | Office - Part Time Tutors | 1 | Office Space Group | 101 | Office - Academic Staff |  | Adequate | 2,886.29 | NO
North Terrace_NT39-Barr Smith South_Level Five_534 _ Studio 1st year | NT-NT39-05-534 | NT39-05-534-Studio 1st year | North Terrace | NT | NT39 | Barr Smith South | 05 | Level Five | 534 | 99998 | Central Common Teaching Areas (In Use) | 952 | Corporate Services Division Admin | 115.2 | Studio 1st year | 2 | Teaching Space Group | 205 | Lecture/Seminar/Tutorial/Class Room (31 to 69) Flat Floor |  | Excellent | 35,035.62 | NO
North Terrace_NT39-Barr Smith South_Level Five_535 _ Student Lounge Foyer | NT-NT39-05-535 | NT39-05-535-Student Lounge Foyer | North Terrace | NT | NT39 | Barr Smith South | 05 | Level Five | 535 | 510 | School of Architecture & Built Environment | 510 | School of Architecture & Built Environment | 51.34 | Student Lounge Foyer | 5 | Library, IT and Learning Space Group | 517 | Informal Learning | INFORMAL-PRIM-S | Adequate | 9,751.11 | NO
North Terrace_NT39-Barr Smith South_Level Five_536 _ Lift | NT-NT39-05-536 | NT39-05-536-Lift | North Terrace | NT | NT39 | Barr Smith South | 05 | Level Five | 536 | 99939 | Unusable Spaces | 99939 | Unusable Spaces | 1.75 | Lift | 8 | Non Useable Floor Area Space Group | 838 | Non-usable - Lift |  | Unknown | 0.00 | NO
North Terrace_NT39-Barr Smith South_Level Five_537 _ Lockers - Student | NT-NT39-05-537 | NT39-05-537-Lockers - Student | North Terrace | NT | NT39 | Barr Smith South | 05 | Level Five | 537 | 510 | School of Architecture & Built Environment | 510 | School of Architecture & Built Environment | 6.36 | Lockers - Student | 4 | Ancillary Area Space Group | 416 | Ancillary Area - Locker Storage/Room |  | Adequate | 949.12 | NO
North Terrace_NT39-Barr Smith South_Level Five_538 _ CAAD Studio | NT-NT39-05-538 | NT39-05-538-CAAD Studio | North Terrace | NT | NT39 | Barr Smith South | 05 | Level Five | 538 | 510 | School of Architecture & Built Environment | 510 | School of Architecture & Built Environment | 98.04 | CAAD Studio | 3 | Specialist Teaching or Research Space Group | 310 | Laboratory - Computing - Open Access |  | Adequate | 22,112.36 | NO
North Terrace_NT39-Barr Smith South_Level Five_539 _ Architectural Computer Suite | NT-NT39-05-539 | NT39-05-539-Architectural Computer Suite | North Terrace | NT | NT39 | Barr Smith South | 05 | Level Five | 539 | 510 | School of Architecture & Built Environment | 510 | School of Architecture & Built Environment | 240.43 | Architectural Computer Suite | 3 | Specialist Teaching or Research Space Group | 310 | Laboratory - Computing - Open Access |  | Adequate | 54,227.60 | NO
North Terrace_NT39-Barr Smith South_Level Five_539A _ VSR | NT-NT39-05-539A | NT39-05-539A-VSR | North Terrace | NT | NT39 | Barr Smith South | 05 | Level Five | 539A | 99939 | Unusable Spaces | 99939 | Unusable Spaces | 2.11 | VSR | 8 | Non Useable Floor Area Space Group | 840 | Non-usable - Service riser |  | Unknown | 0.00 | NO
North Terrace_NT39-Barr Smith South_Level Five_539B _ VSR | NT-NT39-05-539B | NT39-05-539B-VSR | North Terrace | NT | NT39 | Barr Smith South | 05 | Level Five | 539B | 99939 | Unusable Spaces | 99939 | Unusable Spaces | 1.4 | VSR | 8 | Non Useable Floor Area Space Group | 840 | Non-usable - Service riser |  | Unknown | 0.00 | NO
North Terrace_NT39-Barr Smith South_Level Five_539C _ Utilities | NT-NT39-05-539C | NT39-05-539C-Utilities | North Terrace | NT | NT39 | Barr Smith South | 05 | Level Five | 539C | 510 | School of Architecture & Built Environment | 510 | School of Architecture & Built Environment | 22.94 | Utilities | 6 | General Facility Space Group | 603 | General Facility - Resource room |  | Adequate | 4,357.04 | NO
North Terrace_NT39-Barr Smith South_Level Five_540 _ DELETE_Final Year Design Studio | NT-NT39-05-540 | NT39-05-540-DELETE_Final Year Design Studio | North Terrace | NT | NT39 | Barr Smith South | 05 | Level Five | 540 | 510 | School of Architecture & Built Environment | 510 | School of Architecture & Built Environment | 1.03 | DELETE_Final Year Design Studio | 2 | Teaching Space Group | 204 | Lecture/Seminar/Tutorial (>70 seats) Flat Floor |  | Adequate | 213.10 | NO
North Terrace_NT39-Barr Smith South_Level Five_540A _ Final Year Design Studio - A | NT-NT39-05-540A | NT39-05-540A-Final Year Design Studio - A | North Terrace | NT | NT39 | Barr Smith South | 05 | Level Five | 540A | 510 | School of Architecture & Built Environment | 510 | School of Architecture & Built Environment | 161.65 | Final Year Design Studio - A | 2 | Teaching Space Group | 205 | Lecture/Seminar/Tutorial/Class Room (31 to 69) Flat Floor |  | Adequate | 33,443.80 | NO
North Terrace_NT39-Barr Smith South_Level Five_540B _ Final Year Design Studio - B | NT-NT39-05-540B | NT39-05-540B-Final Year Design Studio - B | North Terrace | NT | NT39 | Barr Smith South | 05 | Level Five | 540B | 510 | School of Architecture & Built Environment | 510 | School of Architecture & Built Environment | 142.38 | Final Year Design Studio - B | 2 | Teaching Space Group | 205 | Lecture/Seminar/Tutorial/Class Room (31 to 69) Flat Floor |  | Adequate | 29,457.03 | NO
North Terrace_NT39-Barr Smith South_Level Five_540C _ Entry | NT-NT39-05-540C | NT39-05-540C-Entry | North Terrace | NT | NT39 | Barr Smith South | 05 | Level Five | 540C | 510 | School of Architecture & Built Environment | 510 | School of Architecture & Built Environment | 9.48 | Entry | 8 | Non Useable Floor Area Space Group | 805 | Non-usable - Circulation space |  | Adequate | 0.00 | NO
North Terrace_NT39-Barr Smith South_Level Five_540D _ VSR | NT-NT39-05-540D | NT39-05-540D-VSR | North Terrace | NT | NT39 | Barr Smith South | 05 | Level Five | 540D | 99939 | Unusable Spaces | 99939 | Unusable Spaces | 3.36 | VSR | 8 | Non Useable Floor Area Space Group | 840 | Non-usable - Service riser |  | Unknown | 0.00 | NO
North Terrace_NT39-Barr Smith South_Level Five_540E _ VSR | NT-NT39-05-540E | NT39-05-540E-VSR | North Terrace | NT | NT39 | Barr Smith South | 05 | Level Five | 540E | 99939 | Unusable Spaces | 99939 | Unusable Spaces | 1.43 | VSR | 8 | Non Useable Floor Area Space Group | 840 | Non-usable - Service riser |  | Adequate | 0.00 | NO
North Terrace_NT39-Barr Smith South_Level Five_540G _ Walkway (NUFA) | NT-NT39-05-540G | NT39-05-540G-Walkway (NUFA) | North Terrace | NT | NT39 | Barr Smith South | 05 | Level Five | 540G | 99939 | Unusable Spaces | 99939 | Unusable Spaces | 27.51 | Walkway (NUFA) | 8 | Non Useable Floor Area Space Group | 839 | Non-usable - Verandah/Balcony |  | Adequate | 0.00 | NO
North Terrace_NT39-Barr Smith South_Level Five_540H _ Bridge (NUFA) | NT-NT39-05-540H | NT39-05-540H-Bridge (NUFA) | North Terrace | NT | NT39 | Barr Smith South | 05 | Level Five | 540H | 99939 | Unusable Spaces | 99939 | Unusable Spaces | 11.55 | Bridge (NUFA) | 8 | Non Useable Floor Area Space Group | 839 | Non-usable - Verandah/Balcony |  | Adequate | 0.00 | NO
North Terrace_NT39-Barr Smith South_Level Five_543 _ Stair | NT-NT39-05-543 | NT39-05-543-Stair | North Terrace | NT | NT39 | Barr Smith South | 05 | Level Five | 543 | 99939 | Unusable Spaces | 99939 | Unusable Spaces | 15.12 | Stair | 8 | Non Useable Floor Area Space Group | 805 | Non-usable - Circulation space |  | Unknown | 0.00 | NO
North Terrace_NT39-Barr Smith South_Level Five_543A _ Lift | NT-NT39-05-543A | NT39-05-543A-Lift | North Terrace | NT | NT39 | Barr Smith South | 05 | Level Five | 543A | 99939 | Unusable Spaces | 99939 | Unusable Spaces | 1.81 | Lift | 8 | Non Useable Floor Area Space Group | 838 | Non-usable - Lift |  | Unknown | 0.00 | NO
North Terrace_NT39-Barr Smith South_Level Five_544 _ Store Room | NT-NT39-05-544 | NT39-05-544-Store Room | North Terrace | NT | NT39 | Barr Smith South | 05 | Level Five | 544 | 510 | School of Architecture & Built Environment | 510 | School of Architecture & Built Environment | 11.17 | Store Room | 4 | Ancillary Area Space Group | 419 | Ancillary Area - Store Room - Generic |  | Adequate | 1,666.92 | NO
North Terrace_NT39-Barr Smith South_Level Five_544A _ VSR | NT-NT39-05-544A | NT39-05-544A-VSR | North Terrace | NT | NT39 | Barr Smith South | 05 | Level Five | 544A | 99939 | Unusable Spaces | 99939 | Unusable Spaces | 6.16 | VSR | 8 | Non Useable Floor Area Space Group | 840 | Non-usable - Service riser |  | Unknown | 0.00 | NO
North Terrace_NT39-Barr Smith South_Level Five_544B _ Services Cupboard | NT-NT39-05-544B | NT39-05-544B-Services Cupboard | North Terrace | NT | NT39 | Barr Smith South | 05 | Level Five | 544B | 99939 | Unusable Spaces | 99939 | Unusable Spaces | 1.15 | Services Cupboard | 8 | Non Useable Floor Area Space Group | 840 | Non-usable - Service riser |  | Unknown | 0.00 | NO
North Terrace_NT39-Barr Smith South_Level Five_545 _ Store | NT-NT39-05-545 | NT39-05-545-Store | North Terrace | NT | NT39 | Barr Smith South | 05 | Level Five | 545 | 510 | School of Architecture & Built Environment | 510 | School of Architecture & Built Environment | 18.6 | Store | 4 | Ancillary Area Space Group | 419 | Ancillary Area - Store Room - Generic |  | Adequate | 2,775.72 | NO
North Terrace_NT39-Barr Smith South_Level Five_545A _ VSR | NT-NT39-05-545A | NT39-05-545A-VSR | North Terrace | NT | NT39 | Barr Smith South | 05 | Level Five | 545A | 99939 | Unusable Spaces | 99939 | Unusable Spaces | 2.79 | VSR | 8 | Non Useable Floor Area Space Group | 840 | Non-usable - Service riser |  | Unknown | 0.00 | NO
North Terrace_NT39-Barr Smith South_Level Five_552 _ Stair 14 | NT-NT39-05-552 | NT39-05-552-Stair 14 | North Terrace | NT | NT39 | Barr Smith South | 05 | Level Five | 552 | 99939 | Unusable Spaces | 99939 | Unusable Spaces | 15.35 | Stair 14 | 8 | Non Useable Floor Area Space Group | 805 | Non-usable - Circulation space |  | Unknown | 0.00 | NO
North Terrace_NT39-Barr Smith South_Level Five_553 _ Office - Post Grad. | NT-NT39-05-553 | NT39-05-553-Office - Post Grad. | North Terrace | NT | NT39 | Barr Smith South | 05 | Level Five | 553 | 510 | School of Architecture & Built Environment | 510 | School of Architecture & Built Environment | 39.92 | Office - Post Grad. | 1 | Office Space Group | 103 | Office - Research Students |  | Adequate | 6,769.72 | NO
North Terrace_NT39-Barr Smith South_Level Five_553A _ Circ. | NT-NT39-05-553A | NT39-05-553A-Circ. | North Terrace | NT | NT39 | Barr Smith South | 05 | Level Five | 553A | 99939 | Unusable Spaces | 99939 | Unusable Spaces | 16.02 | Circ. | 8 | Non Useable Floor Area Space Group | 805 | Non-usable - Circulation space |  | Unknown | 0.00 | NO
North Terrace_NT39-Barr Smith South_Level Five_554 _ A/L - F | NT-NT39-05-554 | NT39-05-554-A/L - F | North Terrace | NT | NT39 | Barr Smith South | 05 | Level Five | 554 | 99939 | Unusable Spaces | 99939 | Unusable Spaces | 3.22 | A/L - F | 8 | Non Useable Floor Area Space Group | 820 | Non-usable - Toilets/Amenities - Female |  | Unknown | 0.00 | NO
North Terrace_NT39-Barr Smith South_Level Five_554A _ WC - F | NT-NT39-05-554A | NT39-05-554A-WC - F | North Terrace | NT | NT39 | Barr Smith South | 05 | Level Five | 554A | 99939 | Unusable Spaces | 99939 | Unusable Spaces | 8.06 | WC - F | 8 | Non Useable Floor Area Space Group | 820 | Non-usable - Toilets/Amenities - Female |  | Unknown | 0.00 | NO
North Terrace_NT39-Barr Smith South_Level Five_555 _ Cleaners | NT-NT39-05-555 | NT39-05-555-Cleaners | North Terrace | NT | NT39 | Barr Smith South | 05 | Level Five | 555 | 99939 | Unusable Spaces | 99939 | Unusable Spaces | 3.15 | Cleaners | 8 | Non Useable Floor Area Space Group | 806 | Non-usable - Cleaners room |  | Unknown | 0.00 | NO
North Terrace_NT39-Barr Smith South_Level Five_556 _ A/L - M | NT-NT39-05-556 | NT39-05-556-A/L - M | North Terrace | NT | NT39 | Barr Smith South | 05 | Level Five | 556 | 99939 | Unusable Spaces | 99939 | Unusable Spaces | 1.44 | A/L - M | 8 | Non Useable Floor Area Space Group | 821 | Non-usable - Toilets/Amenities - Male |  | Unknown | 0.00 | NO
North Terrace_NT39-Barr Smith South_Level Five_556A _ WC - M | NT-NT39-05-556A | NT39-05-556A-WC - M | North Terrace | NT | NT39 | Barr Smith South | 05 | Level Five | 556A | 99939 | Unusable Spaces | 99939 | Unusable Spaces | 11.77 | WC - M | 8 | Non Useable Floor Area Space Group | 821 | Non-usable - Toilets/Amenities - Male |  | Unknown | 0.00 | NO
North Terrace_NT39-Barr Smith South_Level Six_600 _ Stair No.9 | NT-NT39-06-600 | NT39-06-600-Stair No.9 | North Terrace | NT | NT39 | Barr Smith South | 06 | Level Six | 600 | 99939 | Unusable Spaces | 99939 | Unusable Spaces | 14.75 | Stair No.9 | 8 | Non Useable Floor Area Space Group | 805 | Non-usable - Circulation space |  | Unknown | 0.00 | NO
North Terrace_NT39-Barr Smith South_Level Six_601 _ Lift Motor Room | NT-NT39-06-601 | NT39-06-601-Lift Motor Room | North Terrace | NT | NT39 | Barr Smith South | 06 | Level Six | 601 | 99939 | Unusable Spaces | 99939 | Unusable Spaces | 34.93 | Lift Motor Room | 8 | Non Useable Floor Area Space Group | 809 | Non-usable - Lift motor room |  | Unknown | 0.00 | NO
North Terrace_NT39-Barr Smith South_Level Six_602 _ VSR | NT-NT39-06-602 | NT39-06-602-VSR | North Terrace | NT | NT39 | Barr Smith South | 06 | Level Six | 602 | 99939 | Unusable Spaces | 99939 | Unusable Spaces | 2.64 | VSR | 8 | Non Useable Floor Area Space Group | 840 | Non-usable - Service riser |  | Unknown | 0.00 | NO
North Terrace_NT39-Barr Smith South_Level Six_603 _ Stair No.14 | NT-NT39-06-603 | NT39-06-603-Stair No.14 | North Terrace | NT | NT39 | Barr Smith South | 06 | Level Six | 603 | 99939 | Unusable Spaces | 99939 | Unusable Spaces | 10.73 | Stair No.14 | 8 | Non Useable Floor Area Space Group | 805 | Non-usable - Circulation space |  | Unknown | 0.00 | NO
North Terrace_NT39-Barr Smith South_Level Six_604 _ Plantroom | NT-NT39-06-604 | NT39-06-604-Plantroom | North Terrace | NT | NT39 | Barr Smith South | 06 | Level Six | 604 | 99939 | Unusable Spaces | 99939 | Unusable Spaces | 12.08 | Plantroom | 8 | Non Useable Floor Area Space Group | 811 | Non-usable - Plant room other |  | Unknown | 0.00 | NO
North Terrace_NT39-Barr Smith South_Level Six_R.01 _ Services Zone 1 (NUFA) | NT-NT39-06-R.01 | NT39-06-R.01-Services Zone 1 (NUFA) | North Terrace | NT | NT39 | Barr Smith South | 06 | Level Six | R.01 | 99939 | Unusable Spaces | 99939 | Unusable Spaces | 888.5 | Services Zone 1 (NUFA) | 8 | Non Useable Floor Area Space Group | 811 | Non-usable - Plant room other |  | Unknown | 0.00 | NO
North Terrace_NT39-Barr Smith South_Level Six_R.02 _ Services Zone 2 (NUFA) | NT-NT39-06-R.02 | NT39-06-R.02-Services Zone 2 (NUFA) | North Terrace | NT | NT39 | Barr Smith South | 06 | Level Six | R.02 | 99939 | Unusable Spaces | 99939 | Unusable Spaces | 633.6 | Services Zone 2 (NUFA) | 8 | Non Useable Floor Area Space Group | 811 | Non-usable - Plant room other |  | Unknown | 0.00 | NO
North Terrace_NT39-Barr Smith South_Level Six_R.03 _ Services Zone 3 (NUFA) | NT-NT39-06-R.03 | NT39-06-R.03-Services Zone 3 (NUFA) | North Terrace | NT | NT39 | Barr Smith South | 06 | Level Six | R.03 | 99939 | Unusable Spaces | 99939 | Unusable Spaces | 29.33 | Services Zone 3 (NUFA) | 8 | Non Useable Floor Area Space Group | 811 | Non-usable - Plant room other |  | Unknown | 0.00 | NO
North Terrace_NT39-Barr Smith South_Level Six_R.04 _ Services Zone 4 (NUFA) | NT-NT39-06-R.04 | NT39-06-R.04-Services Zone 4 (NUFA) | North Terrace | NT | NT39 | Barr Smith South | 06 | Level Six | R.04 | 99939 | Unusable Spaces | 99939 | Unusable Spaces | 309.4 | Services Zone 4 (NUFA) | 8 | Non Useable Floor Area Space Group | 811 | Non-usable - Plant room other |  | Unknown | 0.00 | NO
North Terrace_NT39-Barr Smith South_Level Six_R.05 _ Services Zone 5 (NUFA) | NT-NT39-06-R.05 | NT39-06-R.05-Services Zone 5 (NUFA) | North Terrace | NT | NT39 | Barr Smith South | 06 | Level Six | R.05 | 99939 | Unusable Spaces | 99939 | Unusable Spaces | 264.08 | Services Zone 5 (NUFA) | 8 | Non Useable Floor Area Space Group | 811 | Non-usable - Plant room other |  | Unknown | 0.00 | NO
North Terrace_NT39-Barr Smith South_Level Six_R.06 _ Services Zone 6 (NUFA) | NT-NT39-06-R.06 | NT39-06-R.06-Services Zone 6 (NUFA) | North Terrace | NT | NT39 | Barr Smith South | 06 | Level Six | R.06 | 99939 | Unusable Spaces | 99939 | Unusable Spaces | 220.11 | Services Zone 6 (NUFA) | 8 | Non Useable Floor Area Space Group | 811 | Non-usable - Plant room other |  | Unknown | 0.00 | NO
North Terrace_NT39-Barr Smith South_Level Six_R.07 _ Services Zone 7 (NUFA) | NT-NT39-06-R.07 | NT39-06-R.07-Services Zone 7 (NUFA) | North Terrace | NT | NT39 | Barr Smith South | 06 | Level Six | R.07 | 99939 | Unusable Spaces | 99939 | Unusable Spaces | 70.63 | Services Zone 7 (NUFA) | 8 | Non Useable Floor Area Space Group | 811 | Non-usable - Plant room other |  | Unknown | 0.00 | NO
North Terrace_NT39-Barr Smith South_Level Six_R.08 _ Roof / Plant Access (NUFA) | NT-NT39-06-R.08 | NT39-06-R.08-Roof / Plant Access (NUFA) | North Terrace | NT | NT39 | Barr Smith South | 06 | Level Six | R.08 | 99939 | Unusable Spaces | 99939 | Unusable Spaces | 27.55 | Roof / Plant Access (NUFA) | 8 | Non Useable Floor Area Space Group | 805 | Non-usable - Circulation space |  | Unknown | 0.00 | NO
North Terrace_NT39-Barr Smith South_Level Six_R.09 _ Roof / Plant Access (NUFA) | NT-NT39-06-R.09 | NT39-06-R.09-Roof / Plant Access (NUFA) | North Terrace | NT | NT39 | Barr Smith South | 06 | Level Six | R.09 | 99939 | Unusable Spaces | 99939 | Unusable Spaces | 17.08 | Roof / Plant Access (NUFA) | 8 | Non Useable Floor Area Space Group | 805 | Non-usable - Circulation space |  | Unknown | 0.00 | NO
North Terrace_NT41-Santos_First Floor_100 _ Lift Lobby | NT-NT41-01-100 | NT41-01-100-Lift Lobby | North Terrace | NT | NT41 | Santos | 01 | First Floor | 100 | 99939 | Unusable Spaces | 99939 | Unusable Spaces | 18.77 | Lift Lobby | 8 | Non Useable Floor Area Space Group | 805 | Non-usable - Circulation space |  | Unknown | 0.00 | NO
North Terrace_NT41-Santos_First Floor_100B _ Comms | NT-NT41-01-100B | NT41-01-100B-Comms | North Terrace | NT | NT41 | Santos | 01 | First Floor | 100B | 99939 | Unusable Spaces | 99939 | Unusable Spaces | 1.56 | Comms | 8 | Non Useable Floor Area Space Group | 840 | Non-usable - Service riser |  | Unknown | 0.00 | NO
North Terrace_NT41-Santos_First Floor_100C _ DB | NT-NT41-01-100C | NT41-01-100C-DB | North Terrace | NT | NT41 | Santos | 01 | First Floor | 100C | 99939 | Unusable Spaces | 99939 | Unusable Spaces | 0.76 | DB | 8 | Non Useable Floor Area Space Group | 840 | Non-usable - Service riser |  | Unknown | 0.00 | NO
North Terrace_NT41-Santos_First Floor_100D _ VSR | NT-NT41-01-100D | NT41-01-100D-VSR | North Terrace | NT | NT41 | Santos | 01 | First Floor | 100D | 99939 | Unusable Spaces | 99939 | Unusable Spaces | 0.28 | VSR | 8 | Non Useable Floor Area Space Group | 840 | Non-usable - Service riser |  | Unknown | 0.00 | NO
North Terrace_NT41-Santos_First Floor_100E _ VSR | NT-NT41-01-100E | NT41-01-100E-VSR | North Terrace | NT | NT41 | Santos | 01 | First Floor | 100E | 99939 | Unusable Spaces | 99939 | Unusable Spaces | 2.29 | VSR | 8 | Non Useable Floor Area Space Group | 840 | Non-usable - Service riser |  | Unknown | 0.00 | NO
North Terrace_NT41-Santos_First Floor_101 _ Stair 1 | NT-NT41-01-101 | NT41-01-101-Stair 1 | North Terrace | NT | NT41 | Santos | 01 | First Floor | 101 | 99939 | Unusable Spaces | 99939 | Unusable Spaces | 14.29 | Stair 1 | 8 | Non Useable Floor Area Space Group | 805 | Non-usable - Circulation space |  | Unknown | 0.00 | NO
North Terrace_NT41-Santos_First Floor_102 _ Office - Open Plan - Research St | NT-NT41-01-102 | NT41-01-102-Office - Open Plan - Research St | North Terrace | NT | NT41 | Santos | 01 | First Floor | 102 | 225 | Petroleum Engineering | 225 | Australian School of Petroleum & Energy Resources | 52.34 | Office - Open Plan - Research St | 1 | Office Space Group | 113 | Open Plan - Research Staff |  | Good | 11,094.91 | NO
North Terrace_NT41-Santos_First Floor_102A _ Office | NT-NT41-01-102A | NT41-01-102A-Office | North Terrace | NT | NT41 | Santos | 01 | First Floor | 102A | 225 | Petroleum Engineering | 225 | Australian School of Petroleum & Energy Resources | 9.81 | Office | 1 | Office Space Group | 101 | Office - Academic Staff |  | Good | 2,079.50 | NO
North Terrace_NT41-Santos_First Floor_102B _ Office | NT-NT41-01-102B | NT41-01-102B-Office | North Terrace | NT | NT41 | Santos | 01 | First Floor | 102B | 225 | Petroleum Engineering | 225 | Australian School of Petroleum & Energy Resources | 9.81 | Office | 1 | Office Space Group | 101 | Office - Academic Staff |  | Good | 2,079.50 | NO
North Terrace_NT41-Santos_First Floor_102C _ Office | NT-NT41-01-102C | NT41-01-102C-Office | North Terrace | NT | NT41 | Santos | 01 | First Floor | 102C | 225 | Petroleum Engineering | 225 | Australian School of Petroleum & Energy Resources | 9.81 | Office | 1 | Office Space Group | 101 | Office - Academic Staff |  | Good | 2,079.50 | NO
North Terrace_NT41-Santos_First Floor_103 _ Computer Laboratory | NT-NT41-01-103 | NT41-01-103-Computer Laboratory | North Terrace | NT | NT41 | Santos | 01 | First Floor | 103 | 214 | ECMS Infrastructure | 214 | ECMS Faculty Services | 55.17 | Computer Laboratory | 3 | Specialist Teaching or Research Space Group | 310 | Laboratory - Computing - Open Access |  | Adequate | 12,443.28 | NO
North Terrace_NT41-Santos_First Floor_106 _ Fluids & Drilling Laboratory | NT-NT41-01-106 | NT41-01-106-Fluids & Drilling Laboratory | North Terrace | NT | NT41 | Santos | 01 | First Floor | 106 | 214 | ECMS Infrastructure | 214 | ECMS Faculty Services | 113.47 | Fluids & Drilling Laboratory | 3 | Specialist Teaching or Research Space Group | 300 | Laboratory - Specialist teaching and research - type not defined |  | Excellent | 37,620.98 | NO
North Terrace_NT41-Santos_First Floor_107 _ Rock Properties Laboratory | NT-NT41-01-107 | NT41-01-107-Rock Properties Laboratory | North Terrace | NT | NT41 | Santos | 01 | First Floor | 107 | 214 | ECMS Infrastructure | 214 | ECMS Faculty Services | 57.87 | Rock Properties Laboratory | 3 | Specialist Teaching or Research Space Group | 300 | Laboratory - Specialist teaching and research - type not defined |  | Good | 16,315.31 | NO
North Terrace_NT41-Santos_First Floor_108 _ Lecture Room | NT-NT41-01-108 | NT41-01-108-Lecture Room | North Terrace | NT | NT41 | Santos | 01 | First Floor | 108 | 99936 | Central Common Teaching Areas (Not Used) | 952 | Corporate Services Division Admin | 48.93 | Lecture Room | 2 | Teaching Space Group | 205 | Lecture/Seminar/Tutorial/Class Room (31 to 69) Flat Floor |  | Adequate | 10,123.14 | NO
North Terrace_NT41-Santos_First Floor_109 _ Comms | NT-NT41-01-109 | NT41-01-109-Comms | North Terrace | NT | NT41 | Santos | 01 | First Floor | 109 | 850 | ITDS Branch Central Costs | 869 | Information Technology and Digital Services | 9.6 | Comms | 8 | Non Useable Floor Area Space Group | 812 | Non-usable - Comms/network system/Telephone/PABX |  | Good | 0.00 | NO
North Terrace_NT41-Santos_First Floor_111 _ Meeting | NT-NT41-01-111 | NT41-01-111-Meeting | North Terrace | NT | NT41 | Santos | 01 | First Floor | 111 | 225 | Petroleum Engineering | 225 | Australian School of Petroleum & Energy Resources | 19.38 | Meeting | 6 | General Facility Space Group | 601 | General Facility - Committee/Conference/Meeting room |  | Good | 4,601.10 | NO
North Terrace_NT41-Santos_First Floor_112 _ Office | NT-NT41-01-112 | NT41-01-112-Office | North Terrace | NT | NT41 | Santos | 01 | First Floor | 112 | 225 | Petroleum Engineering | 225 | Australian School of Petroleum & Energy Resources | 12.64 | Office | 1 | Office Space Group | 101 | Office - Academic Staff |  | Good | 2,679.40 | NO
North Terrace_NT41-Santos_First Floor_113 _ Office | NT-NT41-01-113 | NT41-01-113-Office | North Terrace | NT | NT41 | Santos | 01 | First Floor | 113 | 225 | Petroleum Engineering | 225 | Australian School of Petroleum & Energy Resources | 12.64 | Office | 1 | Office Space Group | 101 | Office - Academic Staff |  | Good | 2,679.40 | NO
North Terrace_NT41-Santos_First Floor_114 _ Office | NT-NT41-01-114 | NT41-01-114-Office | North Terrace | NT | NT41 | Santos | 01 | First Floor | 114 | 225 | Petroleum Engineering | 225 | Australian School of Petroleum & Energy Resources | 12.63 | Office | 1 | Office Space Group | 101 | Office - Academic Staff |  | Good | 2,677.28 | NO
North Terrace_NT41-Santos_First Floor_115 _ Office | NT-NT41-01-115 | NT41-01-115-Office | North Terrace | NT | NT41 | Santos | 01 | First Floor | 115 | 225 | Petroleum Engineering | 225 | Australian School of Petroleum & Energy Resources | 12.64 | Office | 1 | Office Space Group | 101 | Office - Academic Staff |  | Good | 2,679.40 | NO
North Terrace_NT41-Santos_First Floor_116 _ Office | NT-NT41-01-116 | NT41-01-116-Office | North Terrace | NT | NT41 | Santos | 01 | First Floor | 116 | 225 | Petroleum Engineering | 225 | Australian School of Petroleum & Energy Resources | 16.03 | Office | 1 | Office Space Group | 101 | Office - Academic Staff |  | Good | 3,398.00 | NO
North Terrace_NT41-Santos_First Floor_117 _ A/L | NT-NT41-01-117 | NT41-01-117-A/L | North Terrace | NT | NT41 | Santos | 01 | First Floor | 117 | 99939 | Unusable Spaces | 99939 | Unusable Spaces | 1.9 | A/L | 8 | Non Useable Floor Area Space Group | 822 | Non-usable - Toilets/Amenities - Unisex |  | Unknown | 0.00 | NO
North Terrace_NT41-Santos_First Floor_118 _ WC - F | NT-NT41-01-118 | NT41-01-118-WC - F | North Terrace | NT | NT41 | Santos | 01 | First Floor | 118 | 99939 | Unusable Spaces | 99939 | Unusable Spaces | 12.15 | WC - F | 8 | Non Useable Floor Area Space Group | 820 | Non-usable - Toilets/Amenities - Female |  | Unknown | 0.00 | NO
North Terrace_NT41-Santos_First Floor_119 _ WC - U - Access (RH) | NT-NT41-01-119 | NT41-01-119-WC - U - Access (RH) | North Terrace | NT | NT41 | Santos | 01 | First Floor | 119 | 99939 | Unusable Spaces | 99939 | Unusable Spaces | 4.09 | WC - U - Access (RH) | 8 | Non Useable Floor Area Space Group | 818 | Non-usable - Toilets/Amenities - Unisex Accessible |  | Unknown | 0.00 | NO
North Terrace_NT41-Santos_First Floor_120 _ Corr. 2 | NT-NT41-01-120 | NT41-01-120-Corr. 2 | North Terrace | NT | NT41 | Santos | 01 | First Floor | 120 | 99939 | Unusable Spaces | 99939 | Unusable Spaces | 14.56 | Corr. 2 | 8 | Non Useable Floor Area Space Group | 805 | Non-usable - Circulation space |  | Unknown | 0.00 | NO
North Terrace_NT41-Santos_First Floor_121 _ Corr. 1 | NT-NT41-01-121 | NT41-01-121-Corr. 1 | North Terrace | NT | NT41 | Santos | 01 | First Floor | 121 | 99939 | Unusable Spaces | 99939 | Unusable Spaces | 29.53 | Corr. 1 | 8 | Non Useable Floor Area Space Group | 805 | Non-usable - Circulation space |  | Unknown | 0.00 | NO
North Terrace_NT41-Santos_First Floor_121A _ Comms | NT-NT41-01-121A | NT41-01-121A-Comms | North Terrace | NT | NT41 | Santos | 01 | First Floor | 121A | 99939 | Unusable Spaces | 99939 | Unusable Spaces | 0.44 | Comms | 8 | Non Useable Floor Area Space Group | 840 | Non-usable - Service riser |  | Unknown | 0.00 | NO
North Terrace_NT41-Santos_First Floor_121B _ Comms | NT-NT41-01-121B | NT41-01-121B-Comms | North Terrace | NT | NT41 | Santos | 01 | First Floor | 121B | 99939 | Unusable Spaces | 99939 | Unusable Spaces | 0.84 | Comms | 8 | Non Useable Floor Area Space Group | 840 | Non-usable - Service riser |  | Unknown | 0.00 | NO
North Terrace_NT41-Santos_Second Floor_200 _ Lift Lobby | NT-NT41-02-200 | NT41-02-200-Lift Lobby | North Terrace | NT | NT41 | Santos | 02 | Second Floor | 200 | 99939 | Unusable Spaces | 99939 | Unusable Spaces | 19.45 | Lift Lobby | 8 | Non Useable Floor Area Space Group | 805 | Non-usable - Circulation space |  | Unknown | 0.00 | NO
North Terrace_NT41-Santos_Second Floor_200B _ Comms | NT-NT41-02-200B | NT41-02-200B-Comms | North Terrace | NT | NT41 | Santos | 02 | Second Floor | 200B | 99939 | Unusable Spaces | 99939 | Unusable Spaces | 1.56 | Comms | 8 | Non Useable Floor Area Space Group | 840 | Non-usable - Service riser |  | Unknown | 0.00 | NO
North Terrace_NT41-Santos_Second Floor_200C _ DB | NT-NT41-02-200C | NT41-02-200C-DB | North Terrace | NT | NT41 | Santos | 02 | Second Floor | 200C | 99939 | Unusable Spaces | 99939 | Unusable Spaces | 0.76 | DB | 8 | Non Useable Floor Area Space Group | 840 | Non-usable - Service riser |  | Unknown | 0.00 | NO
North Terrace_NT41-Santos_Second Floor_200D _ VSR | NT-NT41-02-200D | NT41-02-200D-VSR | North Terrace | NT | NT41 | Santos | 02 | Second Floor | 200D | 99939 | Unusable Spaces | 99939 | Unusable Spaces | 2.98 | VSR | 8 | Non Useable Floor Area Space Group | 840 | Non-usable - Service riser |  | Unknown | 0.00 | NO
North Terrace_NT41-Santos_Second Floor_200E _ VSR | NT-NT41-02-200E | NT41-02-200E-VSR | North Terrace | NT | NT41 | Santos | 02 | Second Floor | 200E | 99939 | Unusable Spaces | 99939 | Unusable Spaces | 0.21 | VSR | 8 | Non Useable Floor Area Space Group | 840 | Non-usable - Service riser |  | Unknown | 0.00 | NO
North Terrace_NT41-Santos_Second Floor_200F _ VSR | NT-NT41-02-200F | NT41-02-200F-VSR | North Terrace | NT | NT41 | Santos | 02 | Second Floor | 200F | 99939 | Unusable Spaces | 99939 | Unusable Spaces | 0.28 | VSR | 8 | Non Useable Floor Area Space Group | 840 | Non-usable - Service riser |  | Unknown | 0.00 | NO
North Terrace_NT41-Santos_Second Floor_201 _ Stair 1 | NT-NT41-02-201 | NT41-02-201-Stair 1 | North Terrace | NT | NT41 | Santos | 02 | Second Floor | 201 | 99939 | Unusable Spaces | 99939 | Unusable Spaces | 14.34 | Stair 1 | 8 | Non Useable Floor Area Space Group | 805 | Non-usable - Circulation space |  | Unknown | 0.00 | NO
North Terrace_NT41-Santos_Second Floor_202 _ Reception / Staff | NT-NT41-02-202 | NT41-02-202-Reception / Staff | North Terrace | NT | NT41 | Santos | 02 | Second Floor | 202 | 214 | ECMS Infrastructure | 214 | ECMS Faculty Services | 33.94 | Reception / Staff | 6 | General Facility Space Group | 623 | General Facility - Waiting Area/Foyer/Reception Area |  | Good | 8,057.86 | NO
North Terrace_NT41-Santos_Second Floor_203 _ Tea Room | NT-NT41-02-203 | NT41-02-203-Tea Room | North Terrace | NT | NT41 | Santos | 02 | Second Floor | 203 | 225 | Petroleum Engineering | 225 | Australian School of Petroleum & Energy Resources | 4.14 | Tea Room | 6 | General Facility Space Group | 608 | General Facility - Kitchen/Servery/Food Storage |  | Good | 982.90 | NO
North Terrace_NT41-Santos_Second Floor_204 _ Office - Staff | NT-NT41-02-204 | NT41-02-204-Office - Staff | North Terrace | NT | NT41 | Santos | 02 | Second Floor | 204 | 214 | ECMS Infrastructure | 214 | ECMS Faculty Services | 127.34 | Office - Staff | 1 | Office Space Group | 101 | Office - Academic Staff |  | Good | 26,993.24 | NO
North Terrace_NT41-Santos_Second Floor_205 _ Office - Open Plan | NT-NT41-02-205 | NT41-02-205-Office - Open Plan | North Terrace | NT | NT41 | Santos | 02 | Second Floor | 205 | 225 | Petroleum Engineering | 225 | Australian School of Petroleum & Energy Resources | 10.27 | Office - Open Plan | 1 | Office Space Group | 112 | Open Plan - Academic Staff |  | Good | 2,177.01 | NO
North Terrace_NT41-Santos_Second Floor_206 _ Office | NT-NT41-02-206 | NT41-02-206-Office | North Terrace | NT | NT41 | Santos | 02 | Second Floor | 206 | 225 | Petroleum Engineering | 225 | Australian School of Petroleum & Energy Resources | 10.08 | Office | 1 | Office Space Group | 101 | Office - Academic Staff |  | Good | 2,136.73 | NO
North Terrace_NT41-Santos_Second Floor_207 _ Office | NT-NT41-02-207 | NT41-02-207-Office | North Terrace | NT | NT41 | Santos | 02 | Second Floor | 207 | 225 | Petroleum Engineering | 225 | Australian School of Petroleum & Energy Resources | 10.45 | Office | 1 | Office Space Group | 101 | Office - Academic Staff |  | Good | 2,215.17 | NO
North Terrace_NT41-Santos_Second Floor_207A _ Office - Open Plan | NT-NT41-02-207A | NT41-02-207A-Office - Open Plan | North Terrace | NT | NT41 | Santos | 02 | Second Floor | 207A | 225 | Petroleum Engineering | 225 | Australian School of Petroleum & Energy Resources | 19.87 | Office - Open Plan | 1 | Office Space Group | 112 | Open Plan - Academic Staff |  | Good | 4,212.00 | NO
North Terrace_NT41-Santos_Second Floor_208 _ Computer Laboratory | NT-NT41-02-208 | NT41-02-208-Computer Laboratory | North Terrace | NT | NT41 | Santos | 02 | Second Floor | 208 | 214 | ECMS Infrastructure | 214 | ECMS Faculty Services | 38.51 | Computer Laboratory | 3 | Specialist Teaching or Research Space Group | 310 | Laboratory - Computing - Open Access |  | Adequate | 8,685.71 | NO
North Terrace_NT41-Santos_Second Floor_209 _ Office - Open Plan - Honours | NT-NT41-02-209 | NT41-02-209-Office - Open Plan - Honours | North Terrace | NT | NT41 | Santos | 02 | Second Floor | 209 | 214 | ECMS Infrastructure | 214 | ECMS Faculty Services | 50.8 | Office - Open Plan - Honours | 1 | Office Space Group | 114 | Open Plan - Research Students |  | Good | 10,768.47 | NO
North Terrace_NT41-Santos_Second Floor_210 _ Lecture Room | NT-NT41-02-210 | NT41-02-210-Lecture Room | North Terrace | NT | NT41 | Santos | 02 | Second Floor | 210 | 225 | Petroleum Engineering | 225 | Australian School of Petroleum & Energy Resources | 40.14 | Lecture Room | 2 | Teaching Space Group | 206 | Lecture/Seminar/Tutorial/Class Room (<30) Flat Floor |  | Adequate | 8,304.57 | NO
North Terrace_NT41-Santos_Second Floor_211 _ Cleaner | NT-NT41-02-211 | NT41-02-211-Cleaner | North Terrace | NT | NT41 | Santos | 02 | Second Floor | 211 | 99939 | Unusable Spaces | 99939 | Unusable Spaces | 9.9 | Cleaner | 8 | Non Useable Floor Area Space Group | 806 | Non-usable - Cleaners room |  | Unknown | 0.00 | NO
North Terrace_NT41-Santos_Second Floor_212 _ Entry | NT-NT41-02-212 | NT41-02-212-Entry | North Terrace | NT | NT41 | Santos | 02 | Second Floor | 212 | 99939 | Unusable Spaces | 99939 | Unusable Spaces | 1.69 | Entry | 8 | Non Useable Floor Area Space Group | 805 | Non-usable - Circulation space |  | Unknown | 0.00 | NO
North Terrace_NT41-Santos_Second Floor_213 _ Office | NT-NT41-02-213 | NT41-02-213-Office | North Terrace | NT | NT41 | Santos | 02 | Second Floor | 213 | 225 | Petroleum Engineering | 225 | Australian School of Petroleum & Energy Resources | 19.42 | Office | 1 | Office Space Group | 101 | Office - Academic Staff |  | Good | 4,116.61 | NO
North Terrace_NT41-Santos_Second Floor_214 _ Office | NT-NT41-02-214 | NT41-02-214-Office | North Terrace | NT | NT41 | Santos | 02 | Second Floor | 214 | 225 | Petroleum Engineering | 225 | Australian School of Petroleum & Energy Resources | 12.71 | Office | 1 | Office Space Group | 101 | Office - Academic Staff |  | Good | 2,694.24 | NO
North Terrace_NT41-Santos_Second Floor_215 _ Office | NT-NT41-02-215 | NT41-02-215-Office | North Terrace | NT | NT41 | Santos | 02 | Second Floor | 215 | 225 | Petroleum Engineering | 225 | Australian School of Petroleum & Energy Resources | 12.72 | Office | 1 | Office Space Group | 101 | Office - Academic Staff |  | Good | 2,696.36 | NO
North Terrace_NT41-Santos_Second Floor_216 _ Office | NT-NT41-02-216 | NT41-02-216-Office | North Terrace | NT | NT41 | Santos | 02 | Second Floor | 216 | 225 | Petroleum Engineering | 225 | Australian School of Petroleum & Energy Resources | 12.7 | Office | 1 | Office Space Group | 101 | Office - Academic Staff |  | Good | 2,692.12 | NO
North Terrace_NT41-Santos_Second Floor_217 _ Office | NT-NT41-02-217 | NT41-02-217-Office | North Terrace | NT | NT41 | Santos | 02 | Second Floor | 217 | 225 | Petroleum Engineering | 225 | Australian School of Petroleum & Energy Resources | 12.72 | Office | 1 | Office Space Group | 101 | Office - Academic Staff |  | Good | 2,696.36 | NO
North Terrace_NT41-Santos_Second Floor_218 _ Office | NT-NT41-02-218 | NT41-02-218-Office | North Terrace | NT | NT41 | Santos | 02 | Second Floor | 218 | 225 | Petroleum Engineering | 225 | Australian School of Petroleum & Energy Resources | 12.71 | Office | 1 | Office Space Group | 101 | Office - Academic Staff |  | Good | 2,694.24 | NO
North Terrace_NT41-Santos_Second Floor_219 _ Office | NT-NT41-02-219 | NT41-02-219-Office | North Terrace | NT | NT41 | Santos | 02 | Second Floor | 219 | 225 | Petroleum Engineering | 225 | Australian School of Petroleum & Energy Resources | 23.23 | Office | 1 | Office Space Group | 101 | Office - Academic Staff |  | Good | 4,924.24 | NO
North Terrace_NT41-Santos_Second Floor_220 _ A/L | NT-NT41-02-220 | NT41-02-220-A/L | North Terrace | NT | NT41 | Santos | 02 | Second Floor | 220 | 99939 | Unusable Spaces | 99939 | Unusable Spaces | 1.91 | A/L | 8 | Non Useable Floor Area Space Group | 822 | Non-usable - Toilets/Amenities - Unisex |  | Unknown | 0.00 | NO
North Terrace_NT41-Santos_Second Floor_221 _ WC - M | NT-NT41-02-221 | NT41-02-221-WC - M | North Terrace | NT | NT41 | Santos | 02 | Second Floor | 221 | 99939 | Unusable Spaces | 99939 | Unusable Spaces | 12.13 | WC - M | 8 | Non Useable Floor Area Space Group | 821 | Non-usable - Toilets/Amenities - Male |  | Unknown | 0.00 | NO
North Terrace_NT41-Santos_Second Floor_222 _ WC - U - Access (RH) | NT-NT41-02-222 | NT41-02-222-WC - U - Access (RH) | North Terrace | NT | NT41 | Santos | 02 | Second Floor | 222 | 99939 | Unusable Spaces | 99939 | Unusable Spaces | 4.09 | WC - U - Access (RH) | 8 | Non Useable Floor Area Space Group | 818 | Non-usable - Toilets/Amenities - Unisex Accessible |  | Unknown | 0.00 | NO
North Terrace_NT41-Santos_Second Floor_223 _ Corr. 2 | NT-NT41-02-223 | NT41-02-223-Corr. 2 | North Terrace | NT | NT41 | Santos | 02 | Second Floor | 223 | 99939 | Unusable Spaces | 99939 | Unusable Spaces | 9.2 | Corr. 2 | 8 | Non Useable Floor Area Space Group | 805 | Non-usable - Circulation space |  | Unknown | 0.00 | NO
North Terrace_NT41-Santos_Second Floor_224 _ Corr. 1 | NT-NT41-02-224 | NT41-02-224-Corr. 1 | North Terrace | NT | NT41 | Santos | 02 | Second Floor | 224 | 99939 | Unusable Spaces | 99939 | Unusable Spaces | 30.35 | Corr. 1 | 8 | Non Useable Floor Area Space Group | 805 | Non-usable - Circulation space |  | Unknown | 0.00 | NO
North Terrace_NT41-Santos_Second Floor_224A _ Comms | NT-NT41-02-224A | NT41-02-224A-Comms | North Terrace | NT | NT41 | Santos | 02 | Second Floor | 224A | 99939 | Unusable Spaces | 99939 | Unusable Spaces | 0.44 | Comms | 8 | Non Useable Floor Area Space Group | 840 | Non-usable - Service riser |  | Unknown | 0.00 | NO
North Terrace_NT41-Santos_Second Floor_224B _ Comms | NT-NT41-02-224B | NT41-02-224B-Comms | North Terrace | NT | NT41 | Santos | 02 | Second Floor | 224B | 99939 | Unusable Spaces | 99939 | Unusable Spaces | 0.84 | Comms | 8 | Non Useable Floor Area Space Group | 840 | Non-usable - Service riser |  | Unknown | 0.00 | NO
North Terrace_NT41-Santos_Second Floor_227 _ Corr. 3 | NT-NT41-02-227 | NT41-02-227-Corr. 3 | North Terrace | NT | NT41 | Santos | 02 | Second Floor | 227 | 99939 | Unusable Spaces | 99939 | Unusable Spaces | 12.89 | Corr. 3 | 8 | Non Useable Floor Area Space Group | 805 | Non-usable - Circulation space |  | Unknown | 0.00 | NO
North Terrace_NT41-Santos_Third Floor_300 _ Lift Lobby | NT-NT41-03-300 | NT41-03-300-Lift Lobby | North Terrace | NT | NT41 | Santos | 03 | Third Floor | 300 | 99939 | Unusable Spaces | 99939 | Unusable Spaces | 19.35 | Lift Lobby | 8 | Non Useable Floor Area Space Group | 805 | Non-usable - Circulation space |  | Unknown | 0.00 | NO
North Terrace_NT41-Santos_Third Floor_300B _ Comms | NT-NT41-03-300B | NT41-03-300B-Comms | North Terrace | NT | NT41 | Santos | 03 | Third Floor | 300B | 99939 | Unusable Spaces | 99939 | Unusable Spaces | 1.56 | Comms | 8 | Non Useable Floor Area Space Group | 840 | Non-usable - Service riser |  | Unknown | 0.00 | NO
North Terrace_NT41-Santos_Third Floor_300C _ DB | NT-NT41-03-300C | NT41-03-300C-DB | North Terrace | NT | NT41 | Santos | 03 | Third Floor | 300C | 99939 | Unusable Spaces | 99939 | Unusable Spaces | 0.76 | DB | 8 | Non Useable Floor Area Space Group | 840 | Non-usable - Service riser |  | Unknown | 0.00 | NO
North Terrace_NT41-Santos_Third Floor_300D _ VSR | NT-NT41-03-300D | NT41-03-300D-VSR | North Terrace | NT | NT41 | Santos | 03 | Third Floor | 300D | 99939 | Unusable Spaces | 99939 | Unusable Spaces | 0.28 | VSR | 8 | Non Useable Floor Area Space Group | 840 | Non-usable - Service riser |  | Unknown | 0.00 | NO
North Terrace_NT41-Santos_Third Floor_301 _ Stair 1 | NT-NT41-03-301 | NT41-03-301-Stair 1 | North Terrace | NT | NT41 | Santos | 03 | Third Floor | 301 | 99939 | Unusable Spaces | 99939 | Unusable Spaces | 14.39 | Stair 1 | 8 | Non Useable Floor Area Space Group | 805 | Non-usable - Circulation space |  | Unknown | 0.00 | NO
North Terrace_NT41-Santos_Third Floor_302 _ Open Plan - circ | NT-NT41-03-302 | NT41-03-302-Open Plan - circ | North Terrace | NT | NT41 | Santos | 03 | Third Floor | 302 | 225 | Petroleum Engineering | 225 | Australian School of Petroleum & Energy Resources | 27.25 | Open Plan - circ | 1 | Office Space Group | 111 | Open Plan - Specific type not defined |  | Good | 5,776.39 | NO
North Terrace_NT41-Santos_Third Floor_302.01 _ Workstation | NT-NT41-03-302.01 | NT41-03-302.01-Workstation | North Terrace | NT | NT41 | Santos | 03 | Third Floor | 302.01 | 225 | Petroleum Engineering | 225 | Australian School of Petroleum & Energy Resources | 5.41 | Workstation | 1 | Office Space Group | 114 | Open Plan - Research Students |  | Good | 1,146.80 | NO
North Terrace_NT41-Santos_Third Floor_302.02 _ Workstation - hotdesk | NT-NT41-03-302.02 | NT41-03-302.02-Workstation - hotdesk | North Terrace | NT | NT41 | Santos | 03 | Third Floor | 302.02 | 225 | Petroleum Engineering | 225 | Australian School of Petroleum & Energy Resources | 3.96 | Workstation - hotdesk | 1 | Office Space Group | 114 | Open Plan - Research Students |  | Good | 839.43 | NO
North Terrace_NT41-Santos_Third Floor_302.03 _ Workstation | NT-NT41-03-302.03 | NT41-03-302.03-Workstation | North Terrace | NT | NT41 | Santos | 03 | Third Floor | 302.03 | 225 | Petroleum Engineering | 225 | Australian School of Petroleum & Energy Resources | 3.24 | Workstation | 1 | Office Space Group | 114 | Open Plan - Research Students |  | Good | 686.81 | NO
North Terrace_NT41-Santos_Third Floor_302.04 _ Workstation | NT-NT41-03-302.04 | NT41-03-302.04-Workstation | North Terrace | NT | NT41 | Santos | 03 | Third Floor | 302.04 | 225 | Petroleum Engineering | 225 | Australian School of Petroleum & Energy Resources | 3.24 | Workstation | 1 | Office Space Group | 114 | Open Plan - Research Students |  | Good | 686.81 | NO
North Terrace_NT41-Santos_Third Floor_302.05 _ Workstation | NT-NT41-03-302.05 | NT41-03-302.05-Workstation | North Terrace | NT | NT41 | Santos | 03 | Third Floor | 302.05 | 225 | Petroleum Engineering | 225 | Australian School of Petroleum & Energy Resources | 3.24 | Workstation | 1 | Office Space Group | 114 | Open Plan - Research Students |  | Good | 686.81 | NO
North Terrace_NT41-Santos_Third Floor_302.06 _ Workstation | NT-NT41-03-302.06 | NT41-03-302.06-Workstation | North Terrace | NT | NT41 | Santos | 03 | Third Floor | 302.06 | 225 | Petroleum Engineering | 225 | Australian School of Petroleum & Energy Resources | 3.24 | Workstation | 1 | Office Space Group | 114 | Open Plan - Research Students |  | Good | 686.81 | NO
North Terrace_NT41-Santos_Third Floor_302.07 _ Workstation | NT-NT41-03-302.07 | NT41-03-302.07-Workstation | North Terrace | NT | NT41 | Santos | 03 | Third Floor | 302.07 | 225 | Petroleum Engineering | 225 | Australian School of Petroleum & Energy Resources | 3.24 | Workstation | 1 | Office Space Group | 114 | Open Plan - Research Students |  | Good | 686.81 | NO
North Terrace_NT41-Santos_Third Floor_302A _ Office | NT-NT41-03-302A | NT41-03-302A-Office | North Terrace | NT | NT41 | Santos | 03 | Third Floor | 302A | 225 | Petroleum Engineering | 225 | Australian School of Petroleum & Energy Resources | 9.85 | Office | 1 | Office Space Group | 101 | Office - Academic Staff |  | Good | 2,087.98 | NO
North Terrace_NT41-Santos_Third Floor_302B _ Office | NT-NT41-03-302B | NT41-03-302B-Office | North Terrace | NT | NT41 | Santos | 03 | Third Floor | 302B | 225 | Petroleum Engineering | 225 | Australian School of Petroleum & Energy Resources | 9.75 | Office | 1 | Office Space Group | 101 | Office - Academic Staff |  | Good | 2,066.78 | NO
North Terrace_NT41-Santos_Third Floor_302C _ Office | NT-NT41-03-302C | NT41-03-302C-Office | North Terrace | NT | NT41 | Santos | 03 | Third Floor | 302C | 225 | Petroleum Engineering | 225 | Australian School of Petroleum & Energy Resources | 10.06 | Office | 1 | Office Space Group | 101 | Office - Academic Staff |  | Good | 2,132.50 | NO
North Terrace_NT41-Santos_Third Floor_303 _ Open Plan - circ | NT-NT41-03-303 | NT41-03-303-Open Plan - circ | North Terrace | NT | NT41 | Santos | 03 | Third Floor | 303 | 225 | Petroleum Engineering | 225 | Australian School of Petroleum & Energy Resources | 13.5 | Open Plan - circ | 1 | Office Space Group | 111 | Open Plan - Specific type not defined |  | Good | 2,861.70 | NO
North Terrace_NT41-Santos_Third Floor_303.01 _ Workstation | NT-NT41-03-303.01 | NT41-03-303.01-Workstation | North Terrace | NT | NT41 | Santos | 03 | Third Floor | 303.01 | 225 | Petroleum Engineering | 225 | Australian School of Petroleum & Energy Resources | 4.44 | Workstation | 1 | Office Space Group | 114 | Open Plan - Research Students |  | Good | 941.18 | NO
North Terrace_NT41-Santos_Third Floor_303.02 _ Workstation | NT-NT41-03-303.02 | NT41-03-303.02-Workstation | North Terrace | NT | NT41 | Santos | 03 | Third Floor | 303.02 | 225 | Petroleum Engineering | 225 | Australian School of Petroleum & Energy Resources | 4.64 | Workstation | 1 | Office Space Group | 114 | Open Plan - Research Students |  | Good | 983.58 | NO
North Terrace_NT41-Santos_Third Floor_303.03 _ Workstation | NT-NT41-03-303.03 | NT41-03-303.03-Workstation | North Terrace | NT | NT41 | Santos | 03 | Third Floor | 303.03 | 225 | Petroleum Engineering | 225 | Australian School of Petroleum & Energy Resources | 4.32 | Workstation | 1 | Office Space Group | 114 | Open Plan - Research Students |  | Good | 915.74 | NO
North Terrace_NT41-Santos_Third Floor_303A _ Office | NT-NT41-03-303A | NT41-03-303A-Office | North Terrace | NT | NT41 | Santos | 03 | Third Floor | 303A | 225 | Petroleum Engineering | 225 | Australian School of Petroleum & Energy Resources | 8.98 | Office | 1 | Office Space Group | 101 | Office - Academic Staff |  | Good | 1,903.56 | NO
North Terrace_NT41-Santos_Third Floor_303B _ Office | NT-NT41-03-303B | NT41-03-303B-Office | North Terrace | NT | NT41 | Santos | 03 | Third Floor | 303B | 225 | Petroleum Engineering | 225 | Australian School of Petroleum & Energy Resources | 8.83 | Office | 1 | Office Space Group | 101 | Office - Academic Staff |  | Good | 1,871.76 | NO
North Terrace_NT41-Santos_Third Floor_303C _ Meeting | NT-NT41-03-303C | NT41-03-303C-Meeting | North Terrace | NT | NT41 | Santos | 03 | Third Floor | 303C | 225 | Petroleum Engineering | 225 | Australian School of Petroleum & Energy Resources | 8.96 | Meeting | 6 | General Facility Space Group | 601 | General Facility - Committee/Conference/Meeting room |  | Good | 2,127.24 | NO
North Terrace_NT41-Santos_Third Floor_304 _ Special Core Analysis Laboratory | NT-NT41-03-304 | NT41-03-304-Special Core Analysis Laboratory | North Terrace | NT | NT41 | Santos | 03 | Third Floor | 304 | 225 | Petroleum Engineering | 225 | Australian School of Petroleum & Energy Resources | 53.95 | Special Core Analysis Laboratory | 3 | Specialist Teaching or Research Space Group | 300 | Laboratory - Specialist teaching and research - type not defined |  | Good | 15,210.14 | NO
North Terrace_NT41-Santos_Third Floor_305 _ Advanced Fluids Laboratory | NT-NT41-03-305 | NT41-03-305-Advanced Fluids Laboratory | North Terrace | NT | NT41 | Santos | 03 | Third Floor | 305 | 225 | Petroleum Engineering | 225 | Australian School of Petroleum & Energy Resources | 56.78 | Advanced Fluids Laboratory | 3 | Specialist Teaching or Research Space Group | 300 | Laboratory - Specialist teaching and research - type not defined |  | Good | 16,008.00 | NO
North Terrace_NT41-Santos_Third Floor_306 _ Chemical Laboratory | NT-NT41-03-306 | NT41-03-306-Chemical Laboratory | North Terrace | NT | NT41 | Santos | 03 | Third Floor | 306 | 225 | Petroleum Engineering | 225 | Australian School of Petroleum & Energy Resources | 59.26 | Chemical Laboratory | 3 | Specialist Teaching or Research Space Group | 300 | Laboratory - Specialist teaching and research - type not defined |  | Good | 16,707.19 | NO
North Terrace_NT41-Santos_Third Floor_307 _ Analytical Laboratory | NT-NT41-03-307 | NT41-03-307-Analytical Laboratory | North Terrace | NT | NT41 | Santos | 03 | Third Floor | 307 | 225 | Petroleum Engineering | 225 | Australian School of Petroleum & Energy Resources | 49.59 | Analytical Laboratory | 3 | Specialist Teaching or Research Space Group | 300 | Laboratory - Specialist teaching and research - type not defined |  | Good | 13,980.92 | NO
North Terrace_NT41-Santos_Third Floor_308 _ Comms | NT-NT41-03-308 | NT41-03-308-Comms | North Terrace | NT | NT41 | Santos | 03 | Third Floor | 308 | 99939 | Unusable Spaces | 99939 | Unusable Spaces | 10.34 | Comms | 8 | Non Useable Floor Area Space Group | 812 | Non-usable - Comms/network system/Telephone/PABX |  | Good | 0.00 | NO
North Terrace_NT41-Santos_Third Floor_309 _ Entry | NT-NT41-03-309 | NT41-03-309-Entry | North Terrace | NT | NT41 | Santos | 03 | Third Floor | 309 | 99939 | Unusable Spaces | 99939 | Unusable Spaces | 1.69 | Entry | 8 | Non Useable Floor Area Space Group | 805 | Non-usable - Circulation space |  | Unknown | 0.00 | NO
North Terrace_NT41-Santos_Third Floor_310 _ Meeting | NT-NT41-03-310 | NT41-03-310-Meeting | North Terrace | NT | NT41 | Santos | 03 | Third Floor | 310 | 225 | Petroleum Engineering | 225 | Australian School of Petroleum & Energy Resources | 38.46 | Meeting | 6 | General Facility Space Group | 601 | General Facility - Committee/Conference/Meeting room |  | Good | 9,130.98 | NO
North Terrace_NT41-Santos_Third Floor_312 _ Staff Amenitites / Kitchen | NT-NT41-03-312 | NT41-03-312-Staff Amenitites / Kitchen | North Terrace | NT | NT41 | Santos | 03 | Third Floor | 312 | 225 | Petroleum Engineering | 225 | Australian School of Petroleum & Energy Resources | 46.86 | Staff Amenitites / Kitchen | 6 | General Facility Space Group | 608 | General Facility - Kitchen/Servery/Food Storage |  | Good | 11,125.27 | NO
North Terrace_NT41-Santos_Third Floor_313 _ Entertaining | NT-NT41-03-313 | NT41-03-313-Entertaining | North Terrace | NT | NT41 | Santos | 03 | Third Floor | 313 | 225 | Petroleum Engineering | 225 | Australian School of Petroleum & Energy Resources | 23.76 | Entertaining | 6 | General Facility Space Group | 605 | General Facility - Common Room Staff access |  | Good | 5,640.98 | NO
North Terrace_NT41-Santos_Third Floor_314 _ A/L | NT-NT41-03-314 | NT41-03-314-A/L | North Terrace | NT | NT41 | Santos | 03 | Third Floor | 314 | 99939 | Unusable Spaces | 99939 | Unusable Spaces | 1.77 | A/L | 8 | Non Useable Floor Area Space Group | 822 | Non-usable - Toilets/Amenities - Unisex |  | Unknown | 0.00 | NO
North Terrace_NT41-Santos_Third Floor_315 _ WC - F | NT-NT41-03-315 | NT41-03-315-WC - F | North Terrace | NT | NT41 | Santos | 03 | Third Floor | 315 | 99939 | Unusable Spaces | 99939 | Unusable Spaces | 12.26 | WC - F | 8 | Non Useable Floor Area Space Group | 820 | Non-usable - Toilets/Amenities - Female |  | Unknown | 0.00 | NO
North Terrace_NT41-Santos_Third Floor_315A _ VSR | NT-NT41-03-315A | NT41-03-315A-VSR | North Terrace | NT | NT41 | Santos | 03 | Third Floor | 315A | 99939 | Unusable Spaces | 99939 | Unusable Spaces | 2.33 | VSR | 8 | Non Useable Floor Area Space Group | 840 | Non-usable - Service riser |  | Unknown | 0.00 | NO
North Terrace_NT41-Santos_Third Floor_316 _ WC - U - Access (RH) | NT-NT41-03-316 | NT41-03-316-WC - U - Access (RH) | North Terrace | NT | NT41 | Santos | 03 | Third Floor | 316 | 99939 | Unusable Spaces | 99939 | Unusable Spaces | 4.09 | WC - U - Access (RH) | 8 | Non Useable Floor Area Space Group | 818 | Non-usable - Toilets/Amenities - Unisex Accessible |  | Unknown | 0.00 | NO
North Terrace_NT41-Santos_Third Floor_317 _ Corr. 2 | NT-NT41-03-317 | NT41-03-317-Corr. 2 | North Terrace | NT | NT41 | Santos | 03 | Third Floor | 317 | 99939 | Unusable Spaces | 99939 | Unusable Spaces | 13.34 | Corr. 2 | 8 | Non Useable Floor Area Space Group | 805 | Non-usable - Circulation space |  | Unknown | 0.00 | NO
North Terrace_NT41-Santos_Third Floor_318 _ Corr. 1 | NT-NT41-03-318 | NT41-03-318-Corr. 1 | North Terrace | NT | NT41 | Santos | 03 | Third Floor | 318 | 99939 | Unusable Spaces | 99939 | Unusable Spaces | 29.09 | Corr. 1 | 8 | Non Useable Floor Area Space Group | 805 | Non-usable - Circulation space |  | Unknown | 0.00 | NO
North Terrace_NT41-Santos_Third Floor_318A _ Comms | NT-NT41-03-318A | NT41-03-318A-Comms | North Terrace | NT | NT41 | Santos | 03 | Third Floor | 318A | 99939 | Unusable Spaces | 99939 | Unusable Spaces | 0.44 | Comms | 8 | Non Useable Floor Area Space Group | 840 | Non-usable - Service riser |  | Unknown | 0.00 | NO
North Terrace_NT41-Santos_Third Floor_318B _ Comms | NT-NT41-03-318B | NT41-03-318B-Comms | North Terrace | NT | NT41 | Santos | 03 | Third Floor | 318B | 99939 | Unusable Spaces | 99939 | Unusable Spaces | 0.83 | Comms | 8 | Non Useable Floor Area Space Group | 840 | Non-usable - Service riser |  | Unknown | 0.00 | NO
North Terrace_NT41-Santos_Fourth Floor_400 _ Entry | NT-NT41-04-400 | NT41-04-400-Entry | North Terrace | NT | NT41 | Santos | 04 | Fourth Floor | 400 | 99939 | Unusable Spaces | 99939 | Unusable Spaces | 20.83 | Entry | 8 | Non Useable Floor Area Space Group | 805 | Non-usable - Circulation space |  | Excellent | 0.00 | NO
North Terrace_NT41-Santos_Fourth Floor_400A _ Corr. | NT-NT41-04-400A | NT41-04-400A-Corr. | North Terrace | NT | NT41 | Santos | 04 | Fourth Floor | 400A | 99939 | Unusable Spaces | 99939 | Unusable Spaces | 32.78 | Corr. | 8 | Non Useable Floor Area Space Group | 805 | Non-usable - Circulation space |  | Excellent | 0.00 | NO
North Terrace_NT41-Santos_Fourth Floor_400B _ Comms | NT-NT41-04-400B | NT41-04-400B-Comms | North Terrace | NT | NT41 | Santos | 04 | Fourth Floor | 400B | 99939 | Unusable Spaces | 99939 | Unusable Spaces | 1.56 | Comms | 8 | Non Useable Floor Area Space Group | 840 | Non-usable - Service riser |  | Unknown | 0.00 | NO
North Terrace_NT41-Santos_Fourth Floor_400C _ DB | NT-NT41-04-400C | NT41-04-400C-DB | North Terrace | NT | NT41 | Santos | 04 | Fourth Floor | 400C | 99939 | Unusable Spaces | 99939 | Unusable Spaces | 0.76 | DB | 8 | Non Useable Floor Area Space Group | 840 | Non-usable - Service riser |  | Unknown | 0.00 | NO
North Terrace_NT41-Santos_Fourth Floor_400D _ VSR | NT-NT41-04-400D | NT41-04-400D-VSR | North Terrace | NT | NT41 | Santos | 04 | Fourth Floor | 400D | 99939 | Unusable Spaces | 99939 | Unusable Spaces | 0.24 | VSR | 8 | Non Useable Floor Area Space Group | 840 | Non-usable - Service riser |  | Unknown | 0.00 | NO
North Terrace_NT41-Santos_Fourth Floor_400E _ VSR | NT-NT41-04-400E | NT41-04-400E-VSR | North Terrace | NT | NT41 | Santos | 04 | Fourth Floor | 400E | 99939 | Unusable Spaces | 99939 | Unusable Spaces | 2.29 | VSR | 8 | Non Useable Floor Area Space Group | 840 | Non-usable - Service riser |  | Unknown | 0.00 | NO
North Terrace_NT41-Santos_Fourth Floor_400F _ VSR | NT-NT41-04-400F | NT41-04-400F-VSR | North Terrace | NT | NT41 | Santos | 04 | Fourth Floor | 400F | 99939 | Unusable Spaces | 99939 | Unusable Spaces | 0.28 | VSR | 8 | Non Useable Floor Area Space Group | 840 | Non-usable - Service riser |  | Unknown | 0.00 | NO
North Terrace_NT41-Santos_Fourth Floor_400G _ Comms | NT-NT41-04-400G | NT41-04-400G-Comms | North Terrace | NT | NT41 | Santos | 04 | Fourth Floor | 400G | 99939 | Unusable Spaces | 99939 | Unusable Spaces | 1.21 | Comms | 8 | Non Useable Floor Area Space Group | 840 | Non-usable - Service riser |  | Unknown | 0.00 | NO
North Terrace_NT41-Santos_Fourth Floor_400H _ Corr. | NT-NT41-04-400H | NT41-04-400H-Corr. | North Terrace | NT | NT41 | Santos | 04 | Fourth Floor | 400H | 99939 | Unusable Spaces | 99939 | Unusable Spaces | 9.19 | Corr. | 8 | Non Useable Floor Area Space Group | 805 | Non-usable - Circulation space |  | Excellent | 0.00 | NO
North Terrace_NT41-Santos_Fourth Floor_400J _ Corr. | NT-NT41-04-400J | NT41-04-400J-Corr. | North Terrace | NT | NT41 | Santos | 04 | Fourth Floor | 400J | 99939 | Unusable Spaces | 99939 | Unusable Spaces | 10.75 | Corr. | 8 | Non Useable Floor Area Space Group | 805 | Non-usable - Circulation space |  | Excellent | 0.00 | NO
North Terrace_NT41-Santos_Fourth Floor_401 _ Stair | NT-NT41-04-401 | NT41-04-401-Stair | North Terrace | NT | NT41 | Santos | 04 | Fourth Floor | 401 | 99939 | Unusable Spaces | 99939 | Unusable Spaces | 14.33 | Stair | 8 | Non Useable Floor Area Space Group | 805 | Non-usable - Circulation space |  | Unknown | 0.00 | NO
North Terrace_NT41-Santos_Fourth Floor_402 _ Therapy 4 - Indigenous | NT-NT41-04-402 | NT41-04-402-Therapy 4 - Indigenous | North Terrace | NT | NT41 | Santos | 04 | Fourth Floor | 402 | 393 | Allied Health Administration | 393 | School of Allied Health Practice and Science | 88.61 | Therapy 4 - Indigenous | 3 | Specialist Teaching or Research Space Group | 317 | Spec Teaching - Occ Therapy Space Undergrad/Postgraduate |  | Excellent | 29,378.65 | NO
North Terrace_NT41-Santos_Fourth Floor_402A _ ---delete | NT-NT41-04-402A | NT41-04-402A----delete | North Terrace | NT | NT41 | Santos | 04 | Fourth Floor | 402A | 99939 | Unusable Spaces | 99939 | Unusable Spaces | 0 | ---delete | 9 | Non Reportable Areas Space Group | 900 | Non-reportable - Specific type not defined |  | Unknown | 0.00 | NO
North Terrace_NT41-Santos_Fourth Floor_403 _ Therapy 3 | NT-NT41-04-403 | NT41-04-403-Therapy 3 | North Terrace | NT | NT41 | Santos | 04 | Fourth Floor | 403 | 393 | Allied Health Administration | 393 | School of Allied Health Practice and Science | 98.56 | Therapy 3 | 3 | Specialist Teaching or Research Space Group | 317 | Spec Teaching - Occ Therapy Space Undergrad/Postgraduate |  | Excellent | 32,677.57 | NO
North Terrace_NT41-Santos_Fourth Floor_404 _ Therapy 2 | NT-NT41-04-404 | NT41-04-404-Therapy 2 | North Terrace | NT | NT41 | Santos | 04 | Fourth Floor | 404 | 393 | Allied Health Administration | 393 | School of Allied Health Practice and Science | 69.8 | Therapy 2 | 3 | Specialist Teaching or Research Space Group | 317 | Spec Teaching - Occ Therapy Space Undergrad/Postgraduate |  | Excellent | 23,142.19 | NO
North Terrace_NT41-Santos_Fourth Floor_405 _ Therapy 1 | NT-NT41-04-405 | NT41-04-405-Therapy 1 | North Terrace | NT | NT41 | Santos | 04 | Fourth Floor | 405 | 393 | Allied Health Administration | 393 | School of Allied Health Practice and Science | 47.03 | Therapy 1 | 3 | Specialist Teaching or Research Space Group | 317 | Spec Teaching - Occ Therapy Space Undergrad/Postgraduate |  | Excellent | 15,592.80 | NO
North Terrace_NT41-Santos_Fourth Floor_406 _ Sensory | NT-NT41-04-406 | NT41-04-406-Sensory | North Terrace | NT | NT41 | Santos | 04 | Fourth Floor | 406 | 393 | Allied Health Administration | 393 | School of Allied Health Practice and Science | 9.53 | Sensory | 6 | General Facility Space Group | 607 | General Facility - Cafeteria/Refectory/Canteen/Dining Room |  | Excellent | 2,660.78 | NO
North Terrace_NT41-Santos_Fourth Floor_407 _ Kitchenette/Store | NT-NT41-04-407 | NT41-04-407-Kitchenette/Store | North Terrace | NT | NT41 | Santos | 04 | Fourth Floor | 407 | 393 | Allied Health Administration | 393 | School of Allied Health Practice and Science | 19.85 | Kitchenette/Store | 2 | Teaching Space Group | 206 | Lecture/Seminar/Tutorial/Class Room (<30) Flat Floor |  | Excellent | 6,036.95 | NO
North Terrace_NT41-Santos_Fourth Floor_408 _ Kitchenette/Store | NT-NT41-04-408 | NT41-04-408-Kitchenette/Store | North Terrace | NT | NT41 | Santos | 04 | Fourth Floor | 408 | 393 | Allied Health Administration | 393 | School of Allied Health Practice and Science | 9.53 | Kitchenette/Store | 6 | General Facility Space Group | 607 | General Facility - Cafeteria/Refectory/Canteen/Dining Room |  | Excellent | 2,660.78 | NO
North Terrace_NT41-Santos_Fourth Floor_409 _ Store | NT-NT41-04-409 | NT41-04-409-Store | North Terrace | NT | NT41 | Santos | 04 | Fourth Floor | 409 | 393 | Allied Health Administration | 393 | School of Allied Health Practice and Science | 31.67 | Store | 4 | Ancillary Area Space Group | 419 | Ancillary Area - Store Room - Generic |  | Excellent | 6,947.49 | NO
North Terrace_NT41-Santos_Fourth Floor_410 _ Therapy 5 | NT-NT41-04-410 | NT41-04-410-Therapy 5 | North Terrace | NT | NT41 | Santos | 04 | Fourth Floor | 410 | 393 | Allied Health Administration | 393 | School of Allied Health Practice and Science | 37.74 | Therapy 5 | 3 | Specialist Teaching or Research Space Group | 317 | Spec Teaching - Occ Therapy Space Undergrad/Postgraduate |  | Excellent | 12,512.70 | NO
North Terrace_NT41-Santos_Fourth Floor_411 _ Informal Learning | NT-NT41-04-411 | NT41-04-411-Informal Learning | North Terrace | NT | NT41 | Santos | 04 | Fourth Floor | 411 | 393 | Allied Health Administration | 393 | School of Allied Health Practice and Science | 14.57 | Informal Learning | 5 | Library, IT and Learning Space Group | 517 | Informal Learning |  | Excellent | 4,067.94 | NO
North Terrace_NT41-Santos_Fourth Floor_412 _ Student Consult 1 | NT-NT41-04-412 | NT41-04-412-Student Consult 1 | North Terrace | NT | NT41 | Santos | 04 | Fourth Floor | 412 | 393 | Allied Health Administration | 393 | School of Allied Health Practice and Science | 10.72 | Student Consult 1 | 6 | General Facility Space Group | 606 | General Facility - Common Room Student access |  | Excellent | 2,993.02 | NO
North Terrace_NT41-Santos_Fourth Floor_413 _ Student Consult 2 | NT-NT41-04-413 | NT41-04-413-Student Consult 2 | North Terrace | NT | NT41 | Santos | 04 | Fourth Floor | 413 | 393 | Allied Health Administration | 393 | School of Allied Health Practice and Science | 10.64 | Student Consult 2 | 6 | General Facility Space Group | 606 | General Facility - Common Room Student access |  | Excellent | 2,970.69 | NO
North Terrace_NT41-Santos_Fourth Floor_414 _ WC - F | NT-NT41-04-414 | NT41-04-414-WC - F | North Terrace | NT | NT41 | Santos | 04 | Fourth Floor | 414 | 99939 | Unusable Spaces | 99939 | Unusable Spaces | 8.31 | WC - F | 8 | Non Useable Floor Area Space Group | 820 | Non-usable - Toilets/Amenities - Female |  | Good | 0.00 | NO
North Terrace_NT41-Santos_Fourth Floor_414A _ A/L - F | NT-NT41-04-414A | NT41-04-414A-A/L - F | North Terrace | NT | NT41 | Santos | 04 | Fourth Floor | 414A | 99939 | Unusable Spaces | 99939 | Unusable Spaces | 1.88 | A/L - F | 8 | Non Useable Floor Area Space Group | 820 | Non-usable - Toilets/Amenities - Female |  | Good | 0.00 | NO
North Terrace_NT41-Santos_Fourth Floor_415 _ WC - U - Access (LH + S) | NT-NT41-04-415 | NT41-04-415-WC - U - Access (LH + S) | North Terrace | NT | NT41 | Santos | 04 | Fourth Floor | 415 | 99939 | Unusable Spaces | 99939 | Unusable Spaces | 7.73 | WC - U - Access (LH + S) | 8 | Non Useable Floor Area Space Group | 818 | Non-usable - Toilets/Amenities - Unisex Accessible |  | Good | 0.00 | NO
North Terrace_NT41-Santos_Fourth Floor_416 _ WC - M | NT-NT41-04-416 | NT41-04-416-WC - M | North Terrace | NT | NT41 | Santos | 04 | Fourth Floor | 416 | 99939 | Unusable Spaces | 99939 | Unusable Spaces | 9 | WC - M | 8 | Non Useable Floor Area Space Group | 821 | Non-usable - Toilets/Amenities - Male |  | Good | 0.00 | NO
North Terrace_NT41-Santos_Fourth Floor_416A _ A/L - M | NT-NT41-04-416A | NT41-04-416A-A/L - M | North Terrace | NT | NT41 | Santos | 04 | Fourth Floor | 416A | 99939 | Unusable Spaces | 99939 | Unusable Spaces | 1.88 | A/L - M | 8 | Non Useable Floor Area Space Group | 822 | Non-usable - Toilets/Amenities - Unisex |  | Good | 0.00 | NO
North Terrace_NT41-Santos_Fourth Floor_418 _ ---delete | NT-NT41-04-418 | NT41-04-418----delete | North Terrace | NT | NT41 | Santos | 04 | Fourth Floor | 418 | 99939 | Unusable Spaces | 99939 | Unusable Spaces | 0 | ---delete | 9 | Non Reportable Areas Space Group | 900 | Non-reportable - Specific type not defined |  | Unknown | 0.00 | NO
North Terrace_NT41-Santos_Fourth Floor_419 _ ---delete | NT-NT41-04-419 | NT41-04-419----delete | North Terrace | NT | NT41 | Santos | 04 | Fourth Floor | 419 | 99939 | Unusable Spaces | 99939 | Unusable Spaces | 0 | ---delete | 9 | Non Reportable Areas Space Group | 900 | Non-reportable - Specific type not defined |  | Unknown | 0.00 | NO
North Terrace_NT41-Santos_Fourth Floor_420 _ ---delete | NT-NT41-04-420 | NT41-04-420----delete | North Terrace | NT | NT41 | Santos | 04 | Fourth Floor | 420 | 99939 | Unusable Spaces | 99939 | Unusable Spaces | 0 | ---delete | 9 | Non Reportable Areas Space Group | 900 | Non-reportable - Specific type not defined |  | Unknown | 0.00 | NO
North Terrace_NT41-Santos_Fourth Floor_421 _ ---delete | NT-NT41-04-421 | NT41-04-421----delete | North Terrace | NT | NT41 | Santos | 04 | Fourth Floor | 421 | 99939 | Unusable Spaces | 99939 | Unusable Spaces | 0 | ---delete | 9 | Non Reportable Areas Space Group | 900 | Non-reportable - Specific type not defined |  | Unknown | 0.00 | NO
North Terrace_NT41-Santos_Fourth Floor_423 _ ---delete | NT-NT41-04-423 | NT41-04-423----delete | North Terrace | NT | NT41 | Santos | 04 | Fourth Floor | 423 | 99939 | Unusable Spaces | 99939 | Unusable Spaces | 0 | ---delete | 9 | Non Reportable Areas Space Group | 900 | Non-reportable - Specific type not defined |  | Unknown | 0.00 | NO
North Terrace_NT41-Santos_Roof Level_601 _ Plantroom | NT-NT41-05-601 | NT41-05-601-Plantroom | North Terrace | NT | NT41 | Santos | 05 | Roof Level | 601 | 99939 | Unusable Spaces | 99939 | Unusable Spaces | 7.84 | Plantroom | 8 | Non Useable Floor Area Space Group | 811 | Non-usable - Plant room other |  | Unknown | 0.00 | NO
North Terrace_NT41-Santos_Platform Level_701 _ Plantroom | NT-NT41-06-701 | NT41-06-701-Plantroom | North Terrace | NT | NT41 | Santos | 06 | Platform Level | 701 | 99939 | Unusable Spaces | 99939 | Unusable Spaces | 98.64 | Plantroom | 8 | Non Useable Floor Area Space Group | 811 | Non-usable - Plant room other |  | Unknown | 0.00 | NO
North Terrace_NT41-Santos_Platform Level_R.01 _ Roof / Plant Access (NUFA) | NT-NT41-06-R.01 | NT41-06-R.01-Roof / Plant Access (NUFA) | North Terrace | NT | NT41 | Santos | 06 | Platform Level | R.01 | 99939 | Unusable Spaces | 99939 | Unusable Spaces | 30.58 | Roof / Plant Access (NUFA) | 8 | Non Useable Floor Area Space Group | 805 | Non-usable - Circulation space |  | Unknown | 0.00 | NO
North Terrace_NT41-Santos_Ground Floor_G00 _ Entry Lobby | NT-NT41-GN-G00 | NT41-GN-G00-Entry Lobby | North Terrace | NT | NT41 | Santos | GN | Ground Floor | G00 | 99939 | Unusable Spaces | 99939 | Unusable Spaces | 27.6 | Entry Lobby | 8 | Non Useable Floor Area Space Group | 805 | Non-usable - Circulation space |  | Unknown | 0.00 | NO
North Terrace_NT41-Santos_Ground Floor_G00A _ Vending Machine - Cold Drink | NT-NT41-GN-G00A | NT41-GN-G00A-Vending Machine - Cold Drink | North Terrace | NT | NT41 | Santos | GN | Ground Floor | G00A | 99994 | Uni of Adelaide Student Union Association | 859 | Infrastructure | 1.5 | Vending Machine - Cold Drink | 6 | General Facility Space Group | 611 | General Facility - Commercial/Business/Retail Facilities |  | Good | 356.12 | NO
North Terrace_NT41-Santos_Ground Floor_G00B _ Vending Machine - Snack | NT-NT41-GN-G00B | NT41-GN-G00B-Vending Machine - Snack | North Terrace | NT | NT41 | Santos | GN | Ground Floor | G00B | 99994 | Uni of Adelaide Student Union Association | 859 | Infrastructure | 1.5 | Vending Machine - Snack | 6 | General Facility Space Group | 611 | General Facility - Commercial/Business/Retail Facilities |  | Good | 356.12 | NO
North Terrace_NT41-Santos_Ground Floor_G00F _ VSR | NT-NT41-GN-G00F | NT41-GN-G00F-VSR | North Terrace | NT | NT41 | Santos | GN | Ground Floor | G00F | 99939 | Unusable Spaces | 99939 | Unusable Spaces | 0.54 | VSR | 8 | Non Useable Floor Area Space Group | 840 | Non-usable - Service riser |  | Unknown | 0.00 | NO
North Terrace_NT41-Santos_Ground Floor_G00H _ VSR | NT-NT41-GN-G00H | NT41-GN-G00H-VSR | North Terrace | NT | NT41 | Santos | GN | Ground Floor | G00H | 99939 | Unusable Spaces | 99939 | Unusable Spaces | 1.21 | VSR | 8 | Non Useable Floor Area Space Group | 840 | Non-usable - Service riser |  | Unknown | 0.00 | NO
North Terrace_NT41-Santos_Ground Floor_G01 _ Colonnade - external | NT-NT41-GN-G01 | NT41-GN-G01-Colonnade - external | North Terrace | NT | NT41 | Santos | GN | Ground Floor | G01 | 99939 | Unusable Spaces | 99939 | Unusable Spaces | 97.93 | Colonnade - external | 8 | Non Useable Floor Area Space Group | 805 | Non-usable - Circulation space |  | Unknown | 0.00 | NO
North Terrace_NT41-Santos_Ground Floor_G02 _ Stair 1 | NT-NT41-GN-G02 | NT41-GN-G02-Stair 1 | North Terrace | NT | NT41 | Santos | GN | Ground Floor | G02 | 99939 | Unusable Spaces | 99939 | Unusable Spaces | 13.12 | Stair 1 | 8 | Non Useable Floor Area Space Group | 805 | Non-usable - Circulation space |  | Unknown | 0.00 | NO
North Terrace_NT41-Santos_Ground Floor_G03 _ Lift Lobby | NT-NT41-GN-G03 | NT41-GN-G03-Lift Lobby | North Terrace | NT | NT41 | Santos | GN | Ground Floor | G03 | 99939 | Unusable Spaces | 99939 | Unusable Spaces | 15.34 | Lift Lobby | 8 | Non Useable Floor Area Space Group | 805 | Non-usable - Circulation space |  | Unknown | 0.00 | NO
North Terrace_NT41-Santos_Ground Floor_G03A _ Lift | NT-NT41-GN-G03A | NT41-GN-G03A-Lift | North Terrace | NT | NT41 | Santos | GN | Ground Floor | G03A | 99939 | Unusable Spaces | 99939 | Unusable Spaces | 5.76 | Lift | 8 | Non Useable Floor Area Space Group | 838 | Non-usable - Lift |  | Unknown | 0.00 | NO
North Terrace_NT41-Santos_Ground Floor_G03B _ Comms | NT-NT41-GN-G03B | NT41-GN-G03B-Comms | North Terrace | NT | NT41 | Santos | GN | Ground Floor | G03B | 99939 | Unusable Spaces | 99939 | Unusable Spaces | 1.52 | Comms | 8 | Non Useable Floor Area Space Group | 840 | Non-usable - Service riser |  | Unknown | 0.00 | NO
North Terrace_NT41-Santos_Ground Floor_G03C _ DB | NT-NT41-GN-G03C | NT41-GN-G03C-DB | North Terrace | NT | NT41 | Santos | GN | Ground Floor | G03C | 99939 | Unusable Spaces | 99939 | Unusable Spaces | 0.74 | DB | 8 | Non Useable Floor Area Space Group | 840 | Non-usable - Service riser |  | Unknown | 0.00 | NO
North Terrace_NT41-Santos_Ground Floor_G03D _ DB | NT-NT41-GN-G03D | NT41-GN-G03D-DB | North Terrace | NT | NT41 | Santos | GN | Ground Floor | G03D | 99939 | Unusable Spaces | 99939 | Unusable Spaces | 0.39 | DB | 8 | Non Useable Floor Area Space Group | 815 | Non-usable - Switch room |  | Unknown | 0.00 | NO
North Terrace_NT41-Santos_Ground Floor_G04 _ Conference Room 1 | NT-NT41-GN-G04 | NT41-GN-G04-Conference Room 1 | North Terrace | NT | NT41 | Santos | GN | Ground Floor | G04 | 99998 | Central Common Teaching Areas (In Use) | 952 | Corporate Services Division Admin | 33.21 | Conference Room 1 | 6 | General Facility Space Group | 601 | General Facility - Committee/Conference/Meeting room |  | Adequate | 6,307.64 | NO
North Terrace_NT41-Santos_Ground Floor_G05 _ Conference Room 2 | NT-NT41-GN-G05 | NT41-GN-G05-Conference Room 2 | North Terrace | NT | NT41 | Santos | GN | Ground Floor | G05 | 99998 | Central Common Teaching Areas (In Use) | 952 | Corporate Services Division Admin | 53.57 | Conference Room 2 | 6 | General Facility Space Group | 601 | General Facility - Committee/Conference/Meeting room |  | Good | 12,718.32 | NO
North Terrace_NT41-Santos_Ground Floor_G06 _ Visualisation Suite | NT-NT41-GN-G06 | NT41-GN-G06-Visualisation Suite | North Terrace | NT | NT41 | Santos | GN | Ground Floor | G06 | 99936 | Central Common Teaching Areas (Not Used) | 952 | Corporate Services Division Admin | 60.92 | Visualisation Suite | 3 | Specialist Teaching or Research Space Group | 300 | Laboratory - Specialist teaching and research - type not defined |  | Good | 17,175.19 | NO
North Terrace_NT41-Santos_Ground Floor_G06A _ Office - Visualisation Suite | NT-NT41-GN-G06A | NT41-GN-G06A-Office - Visualisation Suite | North Terrace | NT | NT41 | Santos | GN | Ground Floor | G06A | 99936 | Central Common Teaching Areas (Not Used) | 952 | Corporate Services Division Admin | 11.84 | Office - Visualisation Suite | 1 | Office Space Group | 101 | Office - Academic Staff |  | Good | 2,509.82 | NO
North Terrace_NT41-Santos_Ground Floor_G07 _ Core Flood Laboratory | NT-NT41-GN-G07 | NT41-GN-G07-Core Flood Laboratory | North Terrace | NT | NT41 | Santos | GN | Ground Floor | G07 | 225 | Petroleum Engineering | 225 | Australian School of Petroleum & Energy Resources | 15.13 | Core Flood Laboratory | 3 | Specialist Teaching or Research Space Group | 300 | Laboratory - Specialist teaching and research - type not defined |  | Good | 4,265.61 | NO
North Terrace_NT41-Santos_Ground Floor_G07A _ Switchboard - Elec | NT-NT41-GN-G07A | NT41-GN-G07A-Switchboard - Elec | North Terrace | NT | NT41 | Santos | GN | Ground Floor | G07A | 99939 | Unusable Spaces | 99939 | Unusable Spaces | 2.85 | Switchboard - Elec | 8 | Non Useable Floor Area Space Group | 815 | Non-usable - Switch room |  | Good | 0.00 | NO
North Terrace_NT41-Santos_Ground Floor_G07B _ Delivery Area | NT-NT41-GN-G07B | NT41-GN-G07B-Delivery Area | North Terrace | NT | NT41 | Santos | GN | Ground Floor | G07B | 225 | Petroleum Engineering | 225 | Australian School of Petroleum & Energy Resources | 11.62 | Delivery Area | 4 | Ancillary Area Space Group | 408 | Ancillary Area - Mail Room/ Goods Receipt/Despatch |  | Good | 2,167.60 | NO
North Terrace_NT41-Santos_Ground Floor_G08 _ Core Preparation Laboratory | NT-NT41-GN-G08 | NT41-GN-G08-Core Preparation Laboratory | North Terrace | NT | NT41 | Santos | GN | Ground Floor | G08 | 225 | Petroleum Engineering | 225 | Australian School of Petroleum & Energy Resources | 20.35 | Core Preparation Laboratory | 4 | Ancillary Area Space Group | 401 | Ancillary Area - Laboratory Service and Preparation |  | Good | 3,796.10 | NO
North Terrace_NT41-Santos_Ground Floor_G08A _ Laboratory Store | NT-NT41-GN-G08A | NT41-GN-G08A-Laboratory Store | North Terrace | NT | NT41 | Santos | GN | Ground Floor | G08A | 225 | Petroleum Engineering | 225 | Australian School of Petroleum & Energy Resources | 7.79 | Laboratory Store | 4 | Ancillary Area Space Group | 419 | Ancillary Area - Store Room - Generic |  | Good | 1,453.15 | NO
North Terrace_NT41-Santos_Ground Floor_G09 _ Technical Workshop & Store | NT-NT41-GN-G09 | NT41-GN-G09-Technical Workshop & Store | North Terrace | NT | NT41 | Santos | GN | Ground Floor | G09 | 225 | Petroleum Engineering | 225 | Australian School of Petroleum & Energy Resources | 20.88 | Technical Workshop & Store | 4 | Ancillary Area Space Group | 403 | Ancillary Area - Workshop |  | Good | 3,894.96 | NO
North Terrace_NT41-Santos_Ground Floor_G09A _ Store | NT-NT41-GN-G09A | NT41-GN-G09A-Store | North Terrace | NT | NT41 | Santos | GN | Ground Floor | G09A | 225 | Petroleum Engineering | 225 | Australian School of Petroleum & Energy Resources | 7.67 | Store | 4 | Ancillary Area Space Group | 419 | Ancillary Area - Store Room - Generic |  | Good | 1,430.76 | NO
North Terrace_NT41-Santos_Ground Floor_G10 _ Corr. 3 | NT-NT41-GN-G10 | NT41-GN-G10-Corr. 3 | North Terrace | NT | NT41 | Santos | GN | Ground Floor | G10 | 99939 | Unusable Spaces | 99939 | Unusable Spaces | 16.64 | Corr. 3 | 8 | Non Useable Floor Area Space Group | 805 | Non-usable - Circulation space |  | Unknown | 0.00 | NO
North Terrace_NT41-Santos_Ground Floor_G11 _ Cleaner | NT-NT41-GN-G11 | NT41-GN-G11-Cleaner | North Terrace | NT | NT41 | Santos | GN | Ground Floor | G11 | 99939 | Unusable Spaces | 99939 | Unusable Spaces | 6.7 | Cleaner | 8 | Non Useable Floor Area Space Group | 806 | Non-usable - Cleaners room |  | Unknown | 0.00 | NO
North Terrace_NT41-Santos_Ground Floor_G12 _ WC - Staff | NT-NT41-GN-G12 | NT41-GN-G12-WC - Staff | North Terrace | NT | NT41 | Santos | GN | Ground Floor | G12 | 99939 | Unusable Spaces | 99939 | Unusable Spaces | 5 | WC - Staff | 8 | Non Useable Floor Area Space Group | 835 | Non-usable - Toilets/Amenities - Other |  | Unknown | 0.00 | NO
North Terrace_NT41-Santos_Ground Floor_G13 _ Training & Research Centre | NT-NT41-GN-G13 | NT41-GN-G13-Training & Research Centre | North Terrace | NT | NT41 | Santos | GN | Ground Floor | G13 | 99998 | Central Common Teaching Areas (In Use) | 952 | Corporate Services Division Admin | 57.03 | Training & Research Centre | 2 | Teaching Space Group | 205 | Lecture/Seminar/Tutorial/Class Room (31 to 69) Flat Floor |  | Adequate | 11,798.95 | NO
North Terrace_NT41-Santos_Ground Floor_G14 _ A/L | NT-NT41-GN-G14 | NT41-GN-G14-A/L | North Terrace | NT | NT41 | Santos | GN | Ground Floor | G14 | 99939 | Unusable Spaces | 99939 | Unusable Spaces | 1.99 | A/L | 8 | Non Useable Floor Area Space Group | 822 | Non-usable - Toilets/Amenities - Unisex |  | Unknown | 0.00 | NO
North Terrace_NT41-Santos_Ground Floor_G15 _ WC - M | NT-NT41-GN-G15 | NT41-GN-G15-WC - M | North Terrace | NT | NT41 | Santos | GN | Ground Floor | G15 | 99939 | Unusable Spaces | 99939 | Unusable Spaces | 15.1 | WC - M | 8 | Non Useable Floor Area Space Group | 821 | Non-usable - Toilets/Amenities - Male |  | Unknown | 0.00 | NO
North Terrace_NT41-Santos_Ground Floor_G16 _ WC - U - Access (RH) | NT-NT41-GN-G16 | NT41-GN-G16-WC - U - Access (RH) | North Terrace | NT | NT41 | Santos | GN | Ground Floor | G16 | 99939 | Unusable Spaces | 99939 | Unusable Spaces | 4.09 | WC - U - Access (RH) | 8 | Non Useable Floor Area Space Group | 818 | Non-usable - Toilets/Amenities - Unisex Accessible |  | Unknown | 0.00 | NO
North Terrace_NT41-Santos_Ground Floor_G17 _ Reception | NT-NT41-GN-G17 | NT41-GN-G17-Reception | North Terrace | NT | NT41 | Santos | GN | Ground Floor | G17 | 225 | Petroleum Engineering | 225 | Australian School of Petroleum & Energy Resources | 13.77 | Reception | 6 | General Facility Space Group | 623 | General Facility - Waiting Area/Foyer/Reception Area |  | Good | 3,269.20 | NO
North Terrace_NT41-Santos_Ground Floor_G18 _ Reception | NT-NT41-GN-G18 | NT41-GN-G18-Reception | North Terrace | NT | NT41 | Santos | GN | Ground Floor | G18 | 225 | Petroleum Engineering | 225 | Australian School of Petroleum & Energy Resources | 15.64 | Reception | 6 | General Facility Space Group | 623 | General Facility - Waiting Area/Foyer/Reception Area |  | Good | 3,713.17 | NO
North Terrace_NT41-Santos_Ground Floor_G19 _ Visualisation Suite | NT-NT41-GN-G19 | NT41-GN-G19-Visualisation Suite | North Terrace | NT | NT41 | Santos | GN | Ground Floor | G19 | 99936 | Central Common Teaching Areas (Not Used) | 952 | Corporate Services Division Admin | 10.94 | Visualisation Suite | 4 | Ancillary Area Space Group | 419 | Ancillary Area - Store Room - Generic |  | Good | 2,040.75 | NO
North Terrace_NT41-Santos_Ground Floor_G20 _ Corr. 1 | NT-NT41-GN-G20 | NT41-GN-G20-Corr. 1 | North Terrace | NT | NT41 | Santos | GN | Ground Floor | G20 | 99939 | Unusable Spaces | 99939 | Unusable Spaces | 19.68 | Corr. 1 | 8 | Non Useable Floor Area Space Group | 805 | Non-usable - Circulation space |  | Unknown | 0.00 | NO
North Terrace_NT42-Schulz_First Floor_100 _ Corr. | NT-NT42-01-100 | NT42-01-100-Corr. | North Terrace | NT | NT42 | Schulz | 01 | First Floor | 100 | 99939 | Unusable Spaces | 99939 | Unusable Spaces | 59.47 | Corr. | 8 | Non Useable Floor Area Space Group | 805 | Non-usable - Circulation space |  | Unknown | 0.00 | NO
North Terrace_NT42-Schulz_First Floor_100A _ Lift - East End | NT-NT42-01-100A | NT42-01-100A-Lift - East End | North Terrace | NT | NT42 | Schulz | 01 | First Floor | 100A | 99939 | Unusable Spaces | 99939 | Unusable Spaces | 5.45 | Lift - East End | 8 | Non Useable Floor Area Space Group | 838 | Non-usable - Lift |  | Unknown | 0.00 | NO
North Terrace_NT42-Schulz_First Floor_100B _ Lift - East End | NT-NT42-01-100B | NT42-01-100B-Lift - East End | North Terrace | NT | NT42 | Schulz | 01 | First Floor | 100B | 99939 | Unusable Spaces | 99939 | Unusable Spaces | 5.28 | Lift - East End | 8 | Non Useable Floor Area Space Group | 838 | Non-usable - Lift |  | Unknown | 0.00 | NO
North Terrace_NT42-Schulz_First Floor_100C _ Lift - Western End | NT-NT42-01-100C | NT42-01-100C-Lift - Western End | North Terrace | NT | NT42 | Schulz | 01 | First Floor | 100C | 99939 | Unusable Spaces | 99939 | Unusable Spaces | 5.71 | Lift - Western End | 8 | Non Useable Floor Area Space Group | 838 | Non-usable - Lift |  | Unknown | 0.00 | NO
North Terrace_NT42-Schulz_First Floor_100D _ Lift - Western End | NT-NT42-01-100D | NT42-01-100D-Lift - Western End | North Terrace | NT | NT42 | Schulz | 01 | First Floor | 100D | 99939 | Unusable Spaces | 99939 | Unusable Spaces | 5.71 | Lift - Western End | 8 | Non Useable Floor Area Space Group | 838 | Non-usable - Lift |  | Unknown | 0.00 | NO
North Terrace_NT42-Schulz_First Floor_100E _ Corr. | NT-NT42-01-100E | NT42-01-100E-Corr. | North Terrace | NT | NT42 | Schulz | 01 | First Floor | 100E | 99939 | Unusable Spaces | 99939 | Unusable Spaces | 42.49 | Corr. | 8 | Non Useable Floor Area Space Group | 805 | Non-usable - Circulation space |  | Unknown | 0.00 | NO
North Terrace_NT42-Schulz_First Floor_100F _ WorkStation | NT-NT42-01-100F | NT42-01-100F-WorkStation | North Terrace | NT | NT42 | Schulz | 01 | First Floor | 100F | 639 | Wirltu Yarlu Aboriginal Educ | 639 | Indigenous Education | 4.16 | WorkStation | 1 | Office Space Group | 112 | Open Plan - Academic Staff |  | Good | 881.83 | NO
North Terrace_NT42-Schulz_First Floor_100H _ Entry | NT-NT42-01-100H | NT42-01-100H-Entry | North Terrace | NT | NT42 | Schulz | 01 | First Floor | 100H | 99939 | Unusable Spaces | 99939 | Unusable Spaces | 34.47 | Entry | 8 | Non Useable Floor Area Space Group | 805 | Non-usable - Circulation space |  | Unknown | 0.00 | NO
North Terrace_NT42-Schulz_First Floor_101 _ Reception | NT-NT42-01-101 | NT42-01-101-Reception | North Terrace | NT | NT42 | Schulz | 01 | First Floor | 101 | 639 | Wirltu Yarlu Aboriginal Educ | 639 | Indigenous Education | 14.54 | Reception | 6 | General Facility Space Group | 623 | General Facility - Waiting Area/Foyer/Reception Area |  | Good | 3,452.01 | NO
North Terrace_NT42-Schulz_First Floor_101A _ Staff Kitchen / Utility | NT-NT42-01-101A | NT42-01-101A-Staff Kitchen / Utility | North Terrace | NT | NT42 | Schulz | 01 | First Floor | 101A | 639 | Wirltu Yarlu Aboriginal Educ | 639 | Indigenous Education | 17.05 | Staff Kitchen / Utility | 6 | General Facility Space Group | 608 | General Facility - Kitchen/Servery/Food Storage |  | Good | 4,047.93 | NO
North Terrace_NT42-Schulz_First Floor_102 _ Meeting | NT-NT42-01-102 | NT42-01-102-Meeting | North Terrace | NT | NT42 | Schulz | 01 | First Floor | 102 | 639 | Wirltu Yarlu Aboriginal Educ | 639 | Indigenous Education | 12.64 | Meeting | 6 | General Facility Space Group | 601 | General Facility - Committee/Conference/Meeting room |  | Good | 3,000.93 | NO
North Terrace_NT42-Schulz_First Floor_102A _ Office - Open Plan | NT-NT42-01-102A | NT42-01-102A-Office - Open Plan | North Terrace | NT | NT42 | Schulz | 01 | First Floor | 102A | 639 | Wirltu Yarlu Aboriginal Educ | 639 | Indigenous Education | 22.84 | Office - Open Plan | 1 | Office Space Group | 112 | Open Plan - Academic Staff |  | Good | 4,841.57 | NO
North Terrace_NT42-Schulz_First Floor_103 _ Consult Room | NT-NT42-01-103 | NT42-01-103-Consult Room | North Terrace | NT | NT42 | Schulz | 01 | First Floor | 103 | 639 | Wirltu Yarlu Aboriginal Educ | 639 | Indigenous Education | 12.64 | Consult Room | 1 | Office Space Group | 100 | Office - Specific type not defined |  | Good | 2,679.40 | NO
North Terrace_NT42-Schulz_First Floor_104 _ Office - Open Plan | NT-NT42-01-104 | NT42-01-104-Office - Open Plan | North Terrace | NT | NT42 | Schulz | 01 | First Floor | 104 | 639 | Wirltu Yarlu Aboriginal Educ | 639 | Indigenous Education | 24.93 | Office - Open Plan | 1 | Office Space Group | 112 | Open Plan - Academic Staff |  | Good | 5,284.60 | NO
North Terrace_NT42-Schulz_First Floor_104A _ Office | NT-NT42-01-104A | NT42-01-104A-Office | North Terrace | NT | NT42 | Schulz | 01 | First Floor | 104A | 639 | Wirltu Yarlu Aboriginal Educ | 639 | Indigenous Education | 10.58 | Office | 1 | Office Space Group | 101 | Office - Academic Staff |  | Good | 2,242.72 | NO
North Terrace_NT42-Schulz_First Floor_104B _ Office | NT-NT42-01-104B | NT42-01-104B-Office | North Terrace | NT | NT42 | Schulz | 01 | First Floor | 104B | 639 | Wirltu Yarlu Aboriginal Educ | 639 | Indigenous Education | 10.96 | Office | 1 | Office Space Group | 101 | Office - Academic Staff |  | Good | 2,323.28 | NO
North Terrace_NT42-Schulz_First Floor_105 _ Utility / Storage | NT-NT42-01-105 | NT42-01-105-Utility / Storage | North Terrace | NT | NT42 | Schulz | 01 | First Floor | 105 | 639 | Wirltu Yarlu Aboriginal Educ | 639 | Indigenous Education | 18.09 | Utility / Storage | 6 | General Facility Space Group | 603 | General Facility - Resource room |  | Good | 4,294.84 | NO
North Terrace_NT42-Schulz_First Floor_105A _ Office | NT-NT42-01-105A | NT42-01-105A-Office | North Terrace | NT | NT42 | Schulz | 01 | First Floor | 105A | 639 | Wirltu Yarlu Aboriginal Educ | 639 | Indigenous Education | 10.16 | Office | 1 | Office Space Group | 101 | Office - Academic Staff |  | Good | 2,153.69 | NO
North Terrace_NT42-Schulz_First Floor_105B _ Office | NT-NT42-01-105B | NT42-01-105B-Office | North Terrace | NT | NT42 | Schulz | 01 | First Floor | 105B | 639 | Wirltu Yarlu Aboriginal Educ | 639 | Indigenous Education | 10.58 | Office | 1 | Office Space Group | 101 | Office - Academic Staff |  | Good | 2,242.72 | NO
North Terrace_NT42-Schulz_First Floor_106 _ Office | NT-NT42-01-106 | NT42-01-106-Office | North Terrace | NT | NT42 | Schulz | 01 | First Floor | 106 | 639 | Wirltu Yarlu Aboriginal Educ | 639 | Indigenous Education | 7.76 | Office | 1 | Office Space Group | 101 | Office - Academic Staff |  | Good | 1,644.95 | NO
North Terrace_NT42-Schulz_First Floor_107 _ Office | NT-NT42-01-107 | NT42-01-107-Office | North Terrace | NT | NT42 | Schulz | 01 | First Floor | 107 | 639 | Wirltu Yarlu Aboriginal Educ | 639 | Indigenous Education | 11.86 | Office | 1 | Office Space Group | 101 | Office - Academic Staff |  | Good | 2,514.06 | NO
North Terrace_NT42-Schulz_First Floor_108 _ Office | NT-NT42-01-108 | NT42-01-108-Office | North Terrace | NT | NT42 | Schulz | 01 | First Floor | 108 | 639 | Wirltu Yarlu Aboriginal Educ | 639 | Indigenous Education | 18.4 | Office | 1 | Office Space Group | 101 | Office - Academic Staff |  | Good | 3,900.39 | NO
North Terrace_NT42-Schulz_First Floor_109 _ Office | NT-NT42-01-109 | NT42-01-109-Office | North Terrace | NT | NT42 | Schulz | 01 | First Floor | 109 | 639 | Wirltu Yarlu Aboriginal Educ | 639 | Indigenous Education | 8.82 | Office | 1 | Office Space Group | 101 | Office - Academic Staff |  | Good | 1,869.64 | NO
North Terrace_NT42-Schulz_First Floor_110 _ Consulting Room | NT-NT42-01-110 | NT42-01-110-Consulting Room | North Terrace | NT | NT42 | Schulz | 01 | First Floor | 110 | 639 | Wirltu Yarlu Aboriginal Educ | 639 | Indigenous Education | 12.4 | Consulting Room | 6 | General Facility Space Group | 601 | General Facility - Committee/Conference/Meeting room |  | Good | 2,943.95 | NO
North Terrace_NT42-Schulz_First Floor_111 _ Tutorial | NT-NT42-01-111 | NT42-01-111-Tutorial | North Terrace | NT | NT42 | Schulz | 01 | First Floor | 111 | 639 | Wirltu Yarlu Aboriginal Educ | 639 | Indigenous Education | 18.62 | Tutorial | 2 | Teaching Space Group | 206 | Lecture/Seminar/Tutorial/Class Room (<30) Flat Floor |  | Good | 4,815.37 | NO
North Terrace_NT42-Schulz_First Floor_112 _ Computer Room | NT-NT42-01-112 | NT42-01-112-Computer Room | North Terrace | NT | NT42 | Schulz | 01 | First Floor | 112 | 639 | Wirltu Yarlu Aboriginal Educ | 639 | Indigenous Education | 37.44 | Computer Room | 3 | Specialist Teaching or Research Space Group | 310 | Laboratory - Computing - Open Access |  | Good | 10,555.47 | NO
North Terrace_NT42-Schulz_First Floor_112A _ Office - Post Grad. | NT-NT42-01-112A | NT42-01-112A-Office - Post Grad. | North Terrace | NT | NT42 | Schulz | 01 | First Floor | 112A | 639 | Wirltu Yarlu Aboriginal Educ | 639 | Indigenous Education | 18.45 | Office - Post Grad. | 1 | Office Space Group | 103 | Office - Research Students |  | Good | 3,910.99 | NO
North Terrace_NT42-Schulz_First Floor_112B _ Store | NT-NT42-01-112B | NT42-01-112B-Store | North Terrace | NT | NT42 | Schulz | 01 | First Floor | 112B | 639 | Wirltu Yarlu Aboriginal Educ | 639 | Indigenous Education | 2.21 | Store | 4 | Ancillary Area Space Group | 419 | Ancillary Area - Store Room - Generic |  | Good | 412.25 | NO
North Terrace_NT42-Schulz_First Floor_120 _ Office - Post Grad. / Wilto Yerl | NT-NT42-01-120 | NT42-01-120-Office - Post Grad. / Wilto Yerl | North Terrace | NT | NT42 | Schulz | 01 | First Floor | 120 | 639 | Wirltu Yarlu Aboriginal Educ | 639 | Indigenous Education | 39.73 | Office - Post Grad. / Wilto Yerl | 1 | Office Space Group | 103 | Office - Research Students |  | Good | 8,421.87 | NO
North Terrace_NT42-Schulz_First Floor_121 _ Office | NT-NT42-01-121 | NT42-01-121-Office | North Terrace | NT | NT42 | Schulz | 01 | First Floor | 121 | 639 | Wirltu Yarlu Aboriginal Educ | 639 | Indigenous Education | 29.45 | Office | 1 | Office Space Group | 101 | Office - Academic Staff |  | Good | 6,242.74 | NO
North Terrace_NT42-Schulz_First Floor_124 _ Store | NT-NT42-01-124 | NT42-01-124-Store | North Terrace | NT | NT42 | Schulz | 01 | First Floor | 124 | 639 | Wirltu Yarlu Aboriginal Educ | 639 | Indigenous Education | 11.2 | Store | 4 | Ancillary Area Space Group | 419 | Ancillary Area - Store Room - Generic |  | Good | 2,089.25 | NO
North Terrace_NT42-Schulz_First Floor_124A _ Store | NT-NT42-01-124A | NT42-01-124A-Store | North Terrace | NT | NT42 | Schulz | 01 | First Floor | 124A | 639 | Wirltu Yarlu Aboriginal Educ | 639 | Indigenous Education | 1.19 | Store | 4 | Ancillary Area Space Group | 419 | Ancillary Area - Store Room - Generic |  | Good | 221.98 | NO
North Terrace_NT42-Schulz_First Floor_124B _ VSR | NT-NT42-01-124B | NT42-01-124B-VSR | North Terrace | NT | NT42 | Schulz | 01 | First Floor | 124B | 99939 | Unusable Spaces | 99939 | Unusable Spaces | 0.93 | VSR | 8 | Non Useable Floor Area Space Group | 840 | Non-usable - Service riser |  | Unknown | 0.00 | NO
North Terrace_NT42-Schulz_First Floor_125 _ Plantroom | NT-NT42-01-125 | NT42-01-125-Plantroom | North Terrace | NT | NT42 | Schulz | 01 | First Floor | 125 | 99939 | Unusable Spaces | 99939 | Unusable Spaces | 9.23 | Plantroom | 8 | Non Useable Floor Area Space Group | 811 | Non-usable - Plant room other |  | Unknown | 0.00 | NO
North Terrace_NT42-Schulz_First Floor_125A _ Plantroom | NT-NT42-01-125A | NT42-01-125A-Plantroom | North Terrace | NT | NT42 | Schulz | 01 | First Floor | 125A | 99939 | Unusable Spaces | 99939 | Unusable Spaces | 1.34 | Plantroom | 8 | Non Useable Floor Area Space Group | 811 | Non-usable - Plant room other |  | Unknown | 0.00 | NO
North Terrace_NT42-Schulz_First Floor_126 _ Office | NT-NT42-01-126 | NT42-01-126-Office | North Terrace | NT | NT42 | Schulz | 01 | First Floor | 126 | 639 | Wirltu Yarlu Aboriginal Educ | 639 | Indigenous Education | 10.01 | Office | 1 | Office Space Group | 101 | Office - Academic Staff |  | Good | 2,121.90 | NO
North Terrace_NT42-Schulz_First Floor_129 _ A/L | NT-NT42-01-129 | NT42-01-129-A/L | North Terrace | NT | NT42 | Schulz | 01 | First Floor | 129 | 99939 | Unusable Spaces | 99939 | Unusable Spaces | 23.25 | A/L | 8 | Non Useable Floor Area Space Group | 805 | Non-usable - Circulation space |  | Unknown | 0.00 | NO
North Terrace_NT42-Schulz_First Floor_130 _ Lift Lobby | NT-NT42-01-130 | NT42-01-130-Lift Lobby | North Terrace | NT | NT42 | Schulz | 01 | First Floor | 130 | 99939 | Unusable Spaces | 99939 | Unusable Spaces | 21.56 | Lift Lobby | 8 | Non Useable Floor Area Space Group | 805 | Non-usable - Circulation space |  | Unknown | 0.00 | NO
North Terrace_NT42-Schulz_First Floor_130A _ A/L | NT-NT42-01-130A | NT42-01-130A-A/L | North Terrace | NT | NT42 | Schulz | 01 | First Floor | 130A | 99939 | Unusable Spaces | 99939 | Unusable Spaces | 3.98 | A/L | 8 | Non Useable Floor Area Space Group | 805 | Non-usable - Circulation space |  | Unknown | 0.00 | NO
North Terrace_NT42-Schulz_First Floor_130B _ VSR - East | NT-NT42-01-130B | NT42-01-130B-VSR - East | North Terrace | NT | NT42 | Schulz | 01 | First Floor | 130B | 99939 | Unusable Spaces | 99939 | Unusable Spaces | 11.53 | VSR - East | 8 | Non Useable Floor Area Space Group | 840 | Non-usable - Service riser |  | Unknown | 0.00 | NO
North Terrace_NT42-Schulz_First Floor_130C _ Stair | NT-NT42-01-130C | NT42-01-130C-Stair | North Terrace | NT | NT42 | Schulz | 01 | First Floor | 130C | 99939 | Unusable Spaces | 99939 | Unusable Spaces | 16.58 | Stair | 8 | Non Useable Floor Area Space Group | 805 | Non-usable - Circulation space |  | Unknown | 0.00 | NO
North Terrace_NT42-Schulz_First Floor_130D _ VSR - Comms | NT-NT42-01-130D | NT42-01-130D-VSR - Comms | North Terrace | NT | NT42 | Schulz | 01 | First Floor | 130D | 850 | ITDS Branch Central Costs | 869 | Information Technology and Digital Services | 0.93 | VSR - Comms | 8 | Non Useable Floor Area Space Group | 812 | Non-usable - Comms/network system/Telephone/PABX |  | Unknown | 0.00 | NO
North Terrace_NT42-Schulz_First Floor_131 _ Lift Lobby | NT-NT42-01-131 | NT42-01-131-Lift Lobby | North Terrace | NT | NT42 | Schulz | 01 | First Floor | 131 | 99939 | Unusable Spaces | 99939 | Unusable Spaces | 48.3 | Lift Lobby | 8 | Non Useable Floor Area Space Group | 805 | Non-usable - Circulation space |  | Unknown | 0.00 | NO
North Terrace_NT42-Schulz_First Floor_131A _ A/L | NT-NT42-01-131A | NT42-01-131A-A/L | North Terrace | NT | NT42 | Schulz | 01 | First Floor | 131A | 99939 | Unusable Spaces | 99939 | Unusable Spaces | 4.16 | A/L | 8 | Non Useable Floor Area Space Group | 805 | Non-usable - Circulation space |  | Unknown | 0.00 | NO
North Terrace_NT42-Schulz_First Floor_131B _ VSR - West | NT-NT42-01-131B | NT42-01-131B-VSR - West | North Terrace | NT | NT42 | Schulz | 01 | First Floor | 131B | 99939 | Unusable Spaces | 99939 | Unusable Spaces | 11.84 | VSR - West | 8 | Non Useable Floor Area Space Group | 840 | Non-usable - Service riser |  | Unknown | 0.00 | NO
North Terrace_NT42-Schulz_First Floor_131C _ Stair | NT-NT42-01-131C | NT42-01-131C-Stair | North Terrace | NT | NT42 | Schulz | 01 | First Floor | 131C | 99939 | Unusable Spaces | 99939 | Unusable Spaces | 17.18 | Stair | 8 | Non Useable Floor Area Space Group | 805 | Non-usable - Circulation space |  | Unknown | 0.00 | NO
North Terrace_NT42-Schulz_First Floor_140 _ Roof Plantroom | NT-NT42-01-140 | NT42-01-140-Roof Plantroom | North Terrace | NT | NT42 | Schulz | 01 | First Floor | 140 | 99939 | Unusable Spaces | 99939 | Unusable Spaces | 32.41 | Roof Plantroom | 8 | Non Useable Floor Area Space Group | 811 | Non-usable - Plant room other |  | Unknown | 0.00 | NO
North Terrace_NT42-Schulz_Second Floor_200C _ Lift - Western End | NT-NT42-02-200C | NT42-02-200C-Lift - Western End | North Terrace | NT | NT42 | Schulz | 02 | Second Floor | 200C | 99939 | Unusable Spaces | 99939 | Unusable Spaces | 5.71 | Lift - Western End | 8 | Non Useable Floor Area Space Group | 838 | Non-usable - Lift |  | Unknown | 0.00 | NO
North Terrace_NT42-Schulz_Second Floor_200D _ Lift - Western End | NT-NT42-02-200D | NT42-02-200D-Lift - Western End | North Terrace | NT | NT42 | Schulz | 02 | Second Floor | 200D | 99939 | Unusable Spaces | 99939 | Unusable Spaces | 5.71 | Lift - Western End | 8 | Non Useable Floor Area Space Group | 838 | Non-usable - Lift |  | Unknown | 0.00 | NO
North Terrace_NT42-Schulz_Second Floor_206A _ Lift - Eastern End | NT-NT42-02-206A | NT42-02-206A-Lift - Eastern End | North Terrace | NT | NT42 | Schulz | 02 | Second Floor | 206A | 99939 | Unusable Spaces | 99939 | Unusable Spaces | 5.45 | Lift - Eastern End | 8 | Non Useable Floor Area Space Group | 838 | Non-usable - Lift |  | Unknown | 0.00 | NO
North Terrace_NT42-Schulz_Second Floor_206B _ Lift - Eastern End | NT-NT42-02-206B | NT42-02-206B-Lift - Eastern End | North Terrace | NT | NT42 | Schulz | 02 | Second Floor | 206B | 99939 | Unusable Spaces | 99939 | Unusable Spaces | 5.28 | Lift - Eastern End | 8 | Non Useable Floor Area Space Group | 838 | Non-usable - Lift |  | Unknown | 0.00 | NO
North Terrace_NT42-Schulz_Second Floor_208A _ Entry | NT-NT42-02-208A | NT42-02-208A-Entry | North Terrace | NT | NT42 | Schulz | 02 | Second Floor | 208A | 99939 | Unusable Spaces | 99939 | Unusable Spaces | 2.52 | Entry | 8 | Non Useable Floor Area Space Group | 805 | Non-usable - Circulation space |  | Excellent | 0.00 | NO
North Terrace_NT42-Schulz_Second Floor_209 _ Circ. | NT-NT42-02-209 | NT42-02-209-Circ. | North Terrace | NT | NT42 | Schulz | 02 | Second Floor | 209 | 99939 | Unusable Spaces | 99939 | Unusable Spaces | 17.88 | Circ. | 8 | Non Useable Floor Area Space Group | 805 | Non-usable - Circulation space |  | Excellent | 0.00 | NO
North Terrace_NT42-Schulz_Second Floor_210A _ Store | NT-NT42-02-210A | NT42-02-210A-Store | North Terrace | NT | NT42 | Schulz | 02 | Second Floor | 210A | 99939 | Unusable Spaces | 99939 | Unusable Spaces | 0.45 | Store | 4 | Ancillary Area Space Group | 419 | Ancillary Area - Store Room - Generic |  | Excellent | 98.72 | NO
North Terrace_NT42-Schulz_Second Floor_210B _ Store | NT-NT42-02-210B | NT42-02-210B-Store | North Terrace | NT | NT42 | Schulz | 02 | Second Floor | 210B | 99939 | Unusable Spaces | 99939 | Unusable Spaces | 1.98 | Store | 4 | Ancillary Area Space Group | 419 | Ancillary Area - Store Room - Generic |  | Excellent | 434.36 | NO
North Terrace_NT42-Schulz_Second Floor_211 _ Utility | NT-NT42-02-211 | NT42-02-211-Utility | North Terrace | NT | NT42 | Schulz | 02 | Second Floor | 211 | 99939 | Unusable Spaces | 99939 | Unusable Spaces | 15.37 | Utility | 6 | General Facility Space Group | 603 | General Facility - Resource room |  | Excellent | 4,291.30 | NO
North Terrace_NT42-Schulz_Second Floor_214 _ Teaching - West | NT-NT42-02-214 | NT42-02-214-Teaching - West | North Terrace | NT | NT42 | Schulz | 02 | Second Floor | 214 | 99998 | Central Common Teaching Areas (In Use) | 952 | Corporate Services Division Admin | 160.25 | Teaching - West | 2 | Teaching Space Group | 205 | Lecture/Seminar/Tutorial/Class Room (31 to 69) Flat Floor |  | Excellent | 48,736.61 | NO
North Terrace_NT42-Schulz_Second Floor_215 _ Teaching Room | NT-NT42-02-215 | NT42-02-215-Teaching Room | North Terrace | NT | NT42 | Schulz | 02 | Second Floor | 215 | 99998 | Central Common Teaching Areas (In Use) | 952 | Corporate Services Division Admin | 44.82 | Teaching Room | 2 | Teaching Space Group | 206 | Lecture/Seminar/Tutorial/Class Room (<30) Flat Floor |  | Good | 11,591.02 | NO
North Terrace_NT42-Schulz_Second Floor_216 _ Kitchen - shared | NT-NT42-02-216 | NT42-02-216-Kitchen - shared | North Terrace | NT | NT42 | Schulz | 02 | Second Floor | 216 | 540 | Elder Conservatorium of Music | 540 | Elder Conservatorium School Performing Arts | 5.4 | Kitchen - shared | 6 | General Facility Space Group | 608 | General Facility - Kitchen/Servery/Food Storage |  | Adequate | 1,025.63 | NO
North Terrace_NT42-Schulz_Second Floor_216B _ VSR - East | NT-NT42-02-216B | NT42-02-216B-VSR - East | North Terrace | NT | NT42 | Schulz | 02 | Second Floor | 216B | 99939 | Unusable Spaces | 99939 | Unusable Spaces | 10.29 | VSR - East | 8 | Non Useable Floor Area Space Group | 840 | Non-usable - Service riser |  | Unknown | 0.00 | NO
North Terrace_NT42-Schulz_Second Floor_216C _ VSR - Comms | NT-NT42-02-216C | NT42-02-216C-VSR - Comms | North Terrace | NT | NT42 | Schulz | 02 | Second Floor | 216C | 850 | ITDS Branch Central Costs | 869 | Information Technology and Digital Services | 0.93 | VSR - Comms | 8 | Non Useable Floor Area Space Group | 812 | Non-usable - Comms/network system/Telephone/PABX |  | Unknown | 0.00 | NO
North Terrace_NT42-Schulz_Second Floor_217 _ Tutorial | NT-NT42-02-217 | NT42-02-217-Tutorial | North Terrace | NT | NT42 | Schulz | 02 | Second Floor | 217 | 540 | Elder Conservatorium of Music | 540 | Elder Conservatorium School Performing Arts | 31.12 | Tutorial | 2 | Teaching Space Group | 206 | Lecture/Seminar/Tutorial/Class Room (<30) Flat Floor |  | Adequate | 6,438.42 | NO
North Terrace_NT42-Schulz_Second Floor_218 _ Teaching - East | NT-NT42-02-218 | NT42-02-218-Teaching - East | North Terrace | NT | NT42 | Schulz | 02 | Second Floor | 218 | 99998 | Central Common Teaching Areas (In Use) | 952 | Corporate Services Division Admin | 159.61 | Teaching - East | 2 | Teaching Space Group | 205 | Lecture/Seminar/Tutorial/Class Room (31 to 69) Flat Floor |  | Excellent | 48,541.97 | NO
North Terrace_NT42-Schulz_Second Floor_230 _ Lift Lobby | NT-NT42-02-230 | NT42-02-230-Lift Lobby | North Terrace | NT | NT42 | Schulz | 02 | Second Floor | 230 | 99939 | Unusable Spaces | 99939 | Unusable Spaces | 27.61 | Lift Lobby | 8 | Non Useable Floor Area Space Group | 805 | Non-usable - Circulation space |  | Unknown | 0.00 | NO
North Terrace_NT42-Schulz_Second Floor_230A _ Stair - East | NT-NT42-02-230A | NT42-02-230A-Stair - East | North Terrace | NT | NT42 | Schulz | 02 | Second Floor | 230A | 99939 | Unusable Spaces | 99939 | Unusable Spaces | 17.18 | Stair - East | 8 | Non Useable Floor Area Space Group | 805 | Non-usable - Circulation space |  | Unknown | 0.00 | NO
North Terrace_NT42-Schulz_Second Floor_230B _ Lobby | NT-NT42-02-230B | NT42-02-230B-Lobby | North Terrace | NT | NT42 | Schulz | 02 | Second Floor | 230B | 99939 | Unusable Spaces | 99939 | Unusable Spaces | 6.69 | Lobby | 8 | Non Useable Floor Area Space Group | 805 | Non-usable - Circulation space |  | Adequate | 0.00 | NO
North Terrace_NT42-Schulz_Second Floor_231 _ Lift Lobby | NT-NT42-02-231 | NT42-02-231-Lift Lobby | North Terrace | NT | NT42 | Schulz | 02 | Second Floor | 231 | 99939 | Unusable Spaces | 99939 | Unusable Spaces | 25.87 | Lift Lobby | 8 | Non Useable Floor Area Space Group | 805 | Non-usable - Circulation space |  | Unknown | 0.00 | NO
North Terrace_NT42-Schulz_Second Floor_231B _ VSR - West | NT-NT42-02-231B | NT42-02-231B-VSR - West | North Terrace | NT | NT42 | Schulz | 02 | Second Floor | 231B | 99939 | Unusable Spaces | 99939 | Unusable Spaces | 11.84 | VSR - West | 8 | Non Useable Floor Area Space Group | 840 | Non-usable - Service riser |  | Unknown | 0.00 | NO
North Terrace_NT42-Schulz_Second Floor_231E _ Stair - West | NT-NT42-02-231E | NT42-02-231E-Stair - West | North Terrace | NT | NT42 | Schulz | 02 | Second Floor | 231E | 99939 | Unusable Spaces | 99939 | Unusable Spaces | 17.18 | Stair - West | 8 | Non Useable Floor Area Space Group | 805 | Non-usable - Circulation space |  | Unknown | 0.00 | NO
North Terrace_NT42-Schulz_Third Floor_300 _ Lift Lobby | NT-NT42-03-300 | NT42-03-300-Lift Lobby | North Terrace | NT | NT42 | Schulz | 03 | Third Floor | 300 | 99939 | Unusable Spaces | 99939 | Unusable Spaces | 25.53 | Lift Lobby | 8 | Non Useable Floor Area Space Group | 805 | Non-usable - Circulation space |  | Unknown | 0.00 | NO
North Terrace_NT42-Schulz_Third Floor_300A _ A/L | NT-NT42-03-300A | NT42-03-300A-A/L | North Terrace | NT | NT42 | Schulz | 03 | Third Floor | 300A | 99939 | Unusable Spaces | 99939 | Unusable Spaces | 4.17 | A/L | 8 | Non Useable Floor Area Space Group | 822 | Non-usable - Toilets/Amenities - Unisex |  | Unknown | 0.00 | NO
North Terrace_NT42-Schulz_Third Floor_300E _ Stair - West | NT-NT42-03-300E | NT42-03-300E-Stair - West | North Terrace | NT | NT42 | Schulz | 03 | Third Floor | 300E | 99939 | Unusable Spaces | 99939 | Unusable Spaces | 17.18 | Stair - West | 8 | Non Useable Floor Area Space Group | 805 | Non-usable - Circulation space |  | Unknown | 0.00 | NO
North Terrace_NT42-Schulz_Third Floor_300F _ FHR | NT-NT42-03-300F | NT42-03-300F-FHR | North Terrace | NT | NT42 | Schulz | 03 | Third Floor | 300F | 99939 | Unusable Spaces | 99939 | Unusable Spaces | 0.34 | FHR | 8 | Non Useable Floor Area Space Group | 840 | Non-usable - Service riser |  | Unknown | 0.00 | NO
North Terrace_NT42-Schulz_Third Floor_301 _ WC - M | NT-NT42-03-301 | NT42-03-301-WC - M | North Terrace | NT | NT42 | Schulz | 03 | Third Floor | 301 | 99939 | Unusable Spaces | 99939 | Unusable Spaces | 37.48 | WC - M | 8 | Non Useable Floor Area Space Group | 821 | Non-usable - Toilets/Amenities - Male |  | Unknown | 0.00 | NO
North Terrace_NT42-Schulz_Third Floor_302 _ VSR - West | NT-NT42-03-302 | NT42-03-302-VSR - West | North Terrace | NT | NT42 | Schulz | 03 | Third Floor | 302 | 99939 | Unusable Spaces | 99939 | Unusable Spaces | 11.84 | VSR - West | 8 | Non Useable Floor Area Space Group | 840 | Non-usable - Service riser |  | Unknown | 0.00 | NO
North Terrace_NT42-Schulz_Third Floor_303 _ Corr. | NT-NT42-03-303 | NT42-03-303-Corr. | North Terrace | NT | NT42 | Schulz | 03 | Third Floor | 303 | 99939 | Unusable Spaces | 99939 | Unusable Spaces | 59.36 | Corr. | 8 | Non Useable Floor Area Space Group | 805 | Non-usable - Circulation space |  | Excellent | 0.00 | NO
North Terrace_NT42-Schulz_Third Floor_303A _ Seating | NT-NT42-03-303A | NT42-03-303A-Seating | North Terrace | NT | NT42 | Schulz | 03 | Third Floor | 303A | 99950 | Hub and study spaces (ex-DVCA) | 952 | Corporate Services Division Admin | 2.94 | Seating | 5 | Library, IT and Learning Space Group | 517 | Informal Learning | INFORMAL-PRIM-I | Excellent | 820.85 | NO
North Terrace_NT42-Schulz_Third Floor_303B _ Seating | NT-NT42-03-303B | NT42-03-303B-Seating | North Terrace | NT | NT42 | Schulz | 03 | Third Floor | 303B | 99951 | Hub and study spaces (ex-VPSR) | 952 | Corporate Services Division Admin | 2.94 | Seating | 5 | Library, IT and Learning Space Group | 515 | Incidental Learning | INFORMAL-PRIM-I | Excellent | 820.85 | NO
North Terrace_NT42-Schulz_Third Floor_303C _ Seating | NT-NT42-03-303C | NT42-03-303C-Seating | North Terrace | NT | NT42 | Schulz | 03 | Third Floor | 303C | 99951 | Hub and study spaces (ex-VPSR) | 952 | Corporate Services Division Admin | 2.94 | Seating | 5 | Library, IT and Learning Space Group | 515 | Incidental Learning | INFORMAL-PRIM-I | Excellent | 820.85 | NO
North Terrace_NT42-Schulz_Third Floor_304 _ Lift Lobby | NT-NT42-03-304 | NT42-03-304-Lift Lobby | North Terrace | NT | NT42 | Schulz | 03 | Third Floor | 304 | 99939 | Unusable Spaces | 99939 | Unusable Spaces | 23.1 | Lift Lobby | 8 | Non Useable Floor Area Space Group | 805 | Non-usable - Circulation space |  | Unknown | 0.00 | NO
North Terrace_NT42-Schulz_Third Floor_304A _ A/L | NT-NT42-03-304A | NT42-03-304A-A/L | North Terrace | NT | NT42 | Schulz | 03 | Third Floor | 304A | 99939 | Unusable Spaces | 99939 | Unusable Spaces | 3.98 | A/L | 8 | Non Useable Floor Area Space Group | 822 | Non-usable - Toilets/Amenities - Unisex |  | Unknown | 0.00 | NO
North Terrace_NT42-Schulz_Third Floor_304E _ Stair - East | NT-NT42-03-304E | NT42-03-304E-Stair - East | North Terrace | NT | NT42 | Schulz | 03 | Third Floor | 304E | 99939 | Unusable Spaces | 99939 | Unusable Spaces | 17.18 | Stair - East | 8 | Non Useable Floor Area Space Group | 805 | Non-usable - Circulation space |  | Unknown | 0.00 | NO
North Terrace_NT42-Schulz_Third Floor_304G _ Seating | NT-NT42-03-304G | NT42-03-304G-Seating | North Terrace | NT | NT42 | Schulz | 03 | Third Floor | 304G | 99950 | Hub and study spaces (ex-DVCA) | 952 | Corporate Services Division Admin | 4.25 | Seating | 5 | Library, IT and Learning Space Group | 517 | Informal Learning | INFORMAL-PRIM-I | Excellent | 1,186.60 | NO
North Terrace_NT42-Schulz_Third Floor_304H _ FHR | NT-NT42-03-304H | NT42-03-304H-FHR | North Terrace | NT | NT42 | Schulz | 03 | Third Floor | 304H | 99939 | Unusable Spaces | 99939 | Unusable Spaces | 0.25 | FHR | 8 | Non Useable Floor Area Space Group | 840 | Non-usable - Service riser |  | Unknown | 0.00 | NO
North Terrace_NT42-Schulz_Third Floor_305 _ WC - F | NT-NT42-03-305 | NT42-03-305-WC - F | North Terrace | NT | NT42 | Schulz | 03 | Third Floor | 305 | 99939 | Unusable Spaces | 99939 | Unusable Spaces | 27.9 | WC - F | 8 | Non Useable Floor Area Space Group | 820 | Non-usable - Toilets/Amenities - Female |  | Unknown | 0.00 | NO
North Terrace_NT42-Schulz_Third Floor_305A _ Restroom | NT-NT42-03-305A | NT42-03-305A-Restroom | North Terrace | NT | NT42 | Schulz | 03 | Third Floor | 305A | 99939 | Unusable Spaces | 99939 | Unusable Spaces | 5.6 | Restroom | 8 | Non Useable Floor Area Space Group | 835 | Non-usable - Toilets/Amenities - Other |  | Unknown | 0.00 | NO
North Terrace_NT42-Schulz_Third Floor_305B _ Cleaner's store | NT-NT42-03-305B | NT42-03-305B-Cleaner's store | North Terrace | NT | NT42 | Schulz | 03 | Third Floor | 305B | 99939 | Unusable Spaces | 99939 | Unusable Spaces | 4.12 | Cleaner's store | 8 | Non Useable Floor Area Space Group | 806 | Non-usable - Cleaners room |  | Unknown | 0.00 | NO
North Terrace_NT42-Schulz_Third Floor_306 _ VSR - East | NT-NT42-03-306 | NT42-03-306-VSR - East | North Terrace | NT | NT42 | Schulz | 03 | Third Floor | 306 | 99939 | Unusable Spaces | 99939 | Unusable Spaces | 11.53 | VSR - East | 8 | Non Useable Floor Area Space Group | 840 | Non-usable - Service riser |  | Unknown | 0.00 | NO
North Terrace_NT42-Schulz_Third Floor_306A _ VSR - Comms | NT-NT42-03-306A | NT42-03-306A-VSR - Comms | North Terrace | NT | NT42 | Schulz | 03 | Third Floor | 306A | 850 | ITDS Branch Central Costs | 869 | Information Technology and Digital Services | 0.93 | VSR - Comms | 8 | Non Useable Floor Area Space Group | 812 | Non-usable - Comms/network system/Telephone/PABX |  | Unknown | 0.00 | NO
North Terrace_NT42-Schulz_Third Floor_307 _ Teaching Room | NT-NT42-03-307 | NT42-03-307-Teaching Room | North Terrace | NT | NT42 | Schulz | 03 | Third Floor | 307 | 99998 | Central Common Teaching Areas (In Use) | 952 | Corporate Services Division Admin | 192.23 | Teaching Room | 2 | Teaching Space Group | 204 | Lecture/Seminar/Tutorial (>70 seats) Flat Floor |  | Excellent | 58,462.64 | NO
North Terrace_NT42-Schulz_Third Floor_308 _ Teaching Room | NT-NT42-03-308 | NT42-03-308-Teaching Room | North Terrace | NT | NT42 | Schulz | 03 | Third Floor | 308 | 99998 | Central Common Teaching Areas (In Use) | 952 | Corporate Services Division Admin | 63.89 | Teaching Room | 2 | Teaching Space Group | 206 | Lecture/Seminar/Tutorial/Class Room (<30) Flat Floor |  | Excellent | 19,430.78 | NO
North Terrace_NT42-Schulz_Fourth Floor_401 _ Office - Jazz | NT-NT42-04-401 | NT42-04-401-Office - Jazz | North Terrace | NT | NT42 | Schulz | 04 | Fourth Floor | 401 | 540 | Elder Conservatorium of Music | 540 | Elder Conservatorium School Performing Arts | 34.66 | Office - Jazz | 1 | Office Space Group | 101 | Office - Academic Staff |  | Adequate | 5,877.72 | NO
North Terrace_NT42-Schulz_Fourth Floor_401A _ VSR - West | NT-NT42-04-401A | NT42-04-401A-VSR - West | North Terrace | NT | NT42 | Schulz | 04 | Fourth Floor | 401A | 99939 | Unusable Spaces | 99939 | Unusable Spaces | 11.84 | VSR - West | 8 | Non Useable Floor Area Space Group | 840 | Non-usable - Service riser |  | Unknown | 0.00 | NO
North Terrace_NT42-Schulz_Fourth Floor_402 _ Studio | NT-NT42-04-402 | NT42-04-402-Studio | North Terrace | NT | NT42 | Schulz | 04 | Fourth Floor | 402 | 540 | Elder Conservatorium of Music | 540 | Elder Conservatorium School Performing Arts | 4.97 | Studio | 3 | Specialist Teaching or Research Space Group | 336 | Music Practice Rooms - Teaching |  | Adequate | 1,120.95 | NO
North Terrace_NT42-Schulz_Fourth Floor_403 _ Corr. | NT-NT42-04-403 | NT42-04-403-Corr. | North Terrace | NT | NT42 | Schulz | 04 | Fourth Floor | 403 | 99939 | Unusable Spaces | 99939 | Unusable Spaces | 46.33 | Corr. | 8 | Non Useable Floor Area Space Group | 805 | Non-usable - Circulation space |  | Excellent | 0.00 | NO
North Terrace_NT42-Schulz_Fourth Floor_403A _ Seating | NT-NT42-04-403A | NT42-04-403A-Seating | North Terrace | NT | NT42 | Schulz | 04 | Fourth Floor | 403A | 99950 | Hub and study spaces (ex-DVCA) | 952 | Corporate Services Division Admin | 2.94 | Seating | 5 | Library, IT and Learning Space Group | 515 | Incidental Learning | INFORMAL-PRIM-S | Excellent | 820.85 | NO
North Terrace_NT42-Schulz_Fourth Floor_403B _ Seating | NT-NT42-04-403B | NT42-04-403B-Seating | North Terrace | NT | NT42 | Schulz | 04 | Fourth Floor | 403B | 99950 | Hub and study spaces (ex-DVCA) | 952 | Corporate Services Division Admin | 2.94 | Seating | 5 | Library, IT and Learning Space Group | 515 | Incidental Learning | INFORMAL-PRIM-S | Excellent | 820.85 | NO
North Terrace_NT42-Schulz_Fourth Floor_403C _ Seating | NT-NT42-04-403C | NT42-04-403C-Seating | North Terrace | NT | NT42 | Schulz | 04 | Fourth Floor | 403C | 99950 | Hub and study spaces (ex-DVCA) | 952 | Corporate Services Division Admin | 2.94 | Seating | 5 | Library, IT and Learning Space Group | 515 | Incidental Learning | INFORMAL-PRIM-S | Excellent | 820.85 | NO
North Terrace_NT42-Schulz_Fourth Floor_404 _ Lift Lobby | NT-NT42-04-404 | NT42-04-404-Lift Lobby | North Terrace | NT | NT42 | Schulz | 04 | Fourth Floor | 404 | 99939 | Unusable Spaces | 99939 | Unusable Spaces | 23.1 | Lift Lobby | 8 | Non Useable Floor Area Space Group | 805 | Non-usable - Circulation space |  | Unknown | 0.00 | NO
North Terrace_NT42-Schulz_Fourth Floor_404A _ A/L | NT-NT42-04-404A | NT42-04-404A-A/L | North Terrace | NT | NT42 | Schulz | 04 | Fourth Floor | 404A | 99939 | Unusable Spaces | 99939 | Unusable Spaces | 3.98 | A/L | 8 | Non Useable Floor Area Space Group | 805 | Non-usable - Circulation space |  | Unknown | 0.00 | NO
North Terrace_NT42-Schulz_Fourth Floor_404B _ Seating | NT-NT42-04-404B | NT42-04-404B-Seating | North Terrace | NT | NT42 | Schulz | 04 | Fourth Floor | 404B | 99950 | Hub and study spaces (ex-DVCA) | 952 | Corporate Services Division Admin | 3.91 | Seating | 5 | Library, IT and Learning Space Group | 515 | Incidental Learning | INFORMAL-PRIM-S | Excellent | 1,091.67 | NO
North Terrace_NT42-Schulz_Fourth Floor_404C _ FHR | NT-NT42-04-404C | NT42-04-404C-FHR | North Terrace | NT | NT42 | Schulz | 04 | Fourth Floor | 404C | 99939 | Unusable Spaces | 99939 | Unusable Spaces | 0.6 | FHR | 8 | Non Useable Floor Area Space Group | 840 | Non-usable - Service riser |  | Unknown | 0.00 | NO
North Terrace_NT42-Schulz_Fourth Floor_404D _ Stair | NT-NT42-04-404D | NT42-04-404D-Stair | North Terrace | NT | NT42 | Schulz | 04 | Fourth Floor | 404D | 99939 | Unusable Spaces | 99939 | Unusable Spaces | 17.18 | Stair | 8 | Non Useable Floor Area Space Group | 805 | Non-usable - Circulation space |  | Unknown | 0.00 | NO
North Terrace_NT42-Schulz_Fourth Floor_405A _ VSR - East | NT-NT42-04-405A | NT42-04-405A-VSR - East | North Terrace | NT | NT42 | Schulz | 04 | Fourth Floor | 405A | 99939 | Unusable Spaces | 99939 | Unusable Spaces | 11.53 | VSR - East | 8 | Non Useable Floor Area Space Group | 840 | Non-usable - Service riser |  | Unknown | 0.00 | NO
North Terrace_NT42-Schulz_Fourth Floor_405B _ VSR - Comms | NT-NT42-04-405B | NT42-04-405B-VSR - Comms | North Terrace | NT | NT42 | Schulz | 04 | Fourth Floor | 405B | 850 | ITDS Branch Central Costs | 869 | Information Technology and Digital Services | 0.93 | VSR - Comms | 8 | Non Useable Floor Area Space Group | 812 | Non-usable - Comms/network system/Telephone/PABX |  | Unknown | 0.00 | NO
North Terrace_NT42-Schulz_Fourth Floor_406 _ Keyboard Suite | NT-NT42-04-406 | NT42-04-406-Keyboard Suite | North Terrace | NT | NT42 | Schulz | 04 | Fourth Floor | 406 | 540 | Elder Conservatorium of Music | 540 | Elder Conservatorium School Performing Arts | 89.98 | Keyboard Suite | 3 | Specialist Teaching or Research Space Group | 336 | Music Practice Rooms - Teaching |  | Excellent | 29,832.87 | NO
North Terrace_NT42-Schulz_Fourth Floor_407 _ Keyboard Suite | NT-NT42-04-407 | NT42-04-407-Keyboard Suite | North Terrace | NT | NT42 | Schulz | 04 | Fourth Floor | 407 | 540 | Elder Conservatorium of Music | 540 | Elder Conservatorium School Performing Arts | 89.96 | Keyboard Suite | 3 | Specialist Teaching or Research Space Group | 336 | Music Practice Rooms - Teaching |  | Excellent | 29,826.24 | NO
North Terrace_NT42-Schulz_Fourth Floor_408 _ Computer Laboratory | NT-NT42-04-408 | NT42-04-408-Computer Laboratory | North Terrace | NT | NT42 | Schulz | 04 | Fourth Floor | 408 | 402 | School of Humanities Office | 402 | School of Humanities | 86.33 | Computer Laboratory | 3 | Specialist Teaching or Research Space Group | 310 | Laboratory - Computing - Open Access |  | Adequate | 19,471.23 | NO
North Terrace_NT42-Schulz_Fourth Floor_415 _ Sound Rehearsal & Tutorial Room | NT-NT42-04-415 | NT42-04-415-Sound Rehearsal & Tutorial Room | North Terrace | NT | NT42 | Schulz | 04 | Fourth Floor | 415 | 99998 | Central Common Teaching Areas (In Use) | 952 | Corporate Services Division Admin | 39.68 | Sound Rehearsal & Tutorial Room | 2 | Teaching Space Group | 206 | Lecture/Seminar/Tutorial/Class Room (<30) Flat Floor |  | Adequate | 8,209.40 | NO
North Terrace_NT42-Schulz_Fourth Floor_431 _ Lift Lobby | NT-NT42-04-431 | NT42-04-431-Lift Lobby | North Terrace | NT | NT42 | Schulz | 04 | Fourth Floor | 431 | 99939 | Unusable Spaces | 99939 | Unusable Spaces | 22.84 | Lift Lobby | 8 | Non Useable Floor Area Space Group | 805 | Non-usable - Circulation space |  | Unknown | 0.00 | NO
North Terrace_NT42-Schulz_Fourth Floor_431A _ A/L | NT-NT42-04-431A | NT42-04-431A-A/L | North Terrace | NT | NT42 | Schulz | 04 | Fourth Floor | 431A | 99939 | Unusable Spaces | 99939 | Unusable Spaces | 4.17 | A/L | 8 | Non Useable Floor Area Space Group | 805 | Non-usable - Circulation space |  | Unknown | 0.00 | NO
North Terrace_NT42-Schulz_Fourth Floor_431B _ Stair | NT-NT42-04-431B | NT42-04-431B-Stair | North Terrace | NT | NT42 | Schulz | 04 | Fourth Floor | 431B | 99939 | Unusable Spaces | 99939 | Unusable Spaces | 17.18 | Stair | 8 | Non Useable Floor Area Space Group | 805 | Non-usable - Circulation space |  | Unknown | 0.00 | NO
North Terrace_NT42-Schulz_Fourth Floor_431C _ Seating | NT-NT42-04-431C | NT42-04-431C-Seating | North Terrace | NT | NT42 | Schulz | 04 | Fourth Floor | 431C | 99950 | Hub and study spaces (ex-DVCA) | 952 | Corporate Services Division Admin | 2.69 | Seating | 5 | Library, IT and Learning Space Group | 515 | Incidental Learning | INFORMAL-PRIM-S | Excellent | 751.05 | NO
North Terrace_NT42-Schulz_Fourth Floor_431D _ FHR | NT-NT42-04-431D | NT42-04-431D-FHR | North Terrace | NT | NT42 | Schulz | 04 | Fourth Floor | 431D | 99939 | Unusable Spaces | 99939 | Unusable Spaces | 0.34 | FHR | 8 | Non Useable Floor Area Space Group | 840 | Non-usable - Service riser |  | Unknown | 0.00 | NO
North Terrace_NT42-Schulz_Fifth Floor_501 _ Stair - East | NT-NT42-05-501 | NT42-05-501-Stair - East | North Terrace | NT | NT42 | Schulz | 05 | Fifth Floor | 501 | 99939 | Unusable Spaces | 99939 | Unusable Spaces | 17.18 | Stair - East | 8 | Non Useable Floor Area Space Group | 805 | Non-usable - Circulation space |  | Unknown | 0.00 | NO
North Terrace_NT42-Schulz_Fifth Floor_502 _ Lift Lobby - East | NT-NT42-05-502 | NT42-05-502-Lift Lobby - East | North Terrace | NT | NT42 | Schulz | 05 | Fifth Floor | 502 | 99939 | Unusable Spaces | 99939 | Unusable Spaces | 27.61 | Lift Lobby - East | 8 | Non Useable Floor Area Space Group | 805 | Non-usable - Circulation space |  | Unknown | 0.00 | NO
North Terrace_NT42-Schulz_Fifth Floor_502A _ VSR - East | NT-NT42-05-502A | NT42-05-502A-VSR - East | North Terrace | NT | NT42 | Schulz | 05 | Fifth Floor | 502A | 99939 | Unusable Spaces | 99939 | Unusable Spaces | 11.53 | VSR - East | 8 | Non Useable Floor Area Space Group | 840 | Non-usable - Service riser |  | Unknown | 0.00 | NO
North Terrace_NT42-Schulz_Fifth Floor_502B _ VSR - Comms | NT-NT42-05-502B | NT42-05-502B-VSR - Comms | North Terrace | NT | NT42 | Schulz | 05 | Fifth Floor | 502B | 850 | ITDS Branch Central Costs | 869 | Information Technology and Digital Services | 0.93 | VSR - Comms | 8 | Non Useable Floor Area Space Group | 812 | Non-usable - Comms/network system/Telephone/PABX |  | Unknown | 0.00 | NO
North Terrace_NT42-Schulz_Fifth Floor_503 _ Studio 5 | NT-NT42-05-503 | NT42-05-503-Studio 5 | North Terrace | NT | NT42 | Schulz | 05 | Fifth Floor | 503 | 540 | Elder Conservatorium of Music | 540 | Elder Conservatorium School Performing Arts | 39.73 | Studio 5 | 3 | Specialist Teaching or Research Space Group | 313 | Audio Visual Teaching space - Undergraduate/Postgraduate |  | Excellent | 13,172.48 | NO
North Terrace_NT42-Schulz_Fifth Floor_503A _ A/L | NT-NT42-05-503A | NT42-05-503A-A/L | North Terrace | NT | NT42 | Schulz | 05 | Fifth Floor | 503A | 99939 | Unusable Spaces | 99939 | Unusable Spaces | 3.98 | A/L | 8 | Non Useable Floor Area Space Group | 805 | Non-usable - Circulation space |  | Excellent | 0.00 | NO
North Terrace_NT42-Schulz_Fifth Floor_504 _ Sound Lock | NT-NT42-05-504 | NT42-05-504-Sound Lock | North Terrace | NT | NT42 | Schulz | 05 | Fifth Floor | 504 | 99939 | Unusable Spaces | 99939 | Unusable Spaces | 8.53 | Sound Lock | 8 | Non Useable Floor Area Space Group | 805 | Non-usable - Circulation space |  | Adequate | 0.00 | NO
North Terrace_NT42-Schulz_Fifth Floor_505 _ Studio 2 | NT-NT42-05-505 | NT42-05-505-Studio 2 | North Terrace | NT | NT42 | Schulz | 05 | Fifth Floor | 505 | 540 | Elder Conservatorium of Music | 540 | Elder Conservatorium School Performing Arts | 12.62 | Studio 2 | 3 | Specialist Teaching or Research Space Group | 313 | Audio Visual Teaching space - Undergraduate/Postgraduate |  | Excellent | 4,184.16 | NO
North Terrace_NT42-Schulz_Fifth Floor_505A _ Dead Room | NT-NT42-05-505A | NT42-05-505A-Dead Room | North Terrace | NT | NT42 | Schulz | 05 | Fifth Floor | 505A | 540 | Elder Conservatorium of Music | 540 | Elder Conservatorium School Performing Arts | 11.2 | Dead Room | 3 | Specialist Teaching or Research Space Group | 313 | Audio Visual Teaching space - Undergraduate/Postgraduate |  | Excellent | 3,713.36 | NO
North Terrace_NT42-Schulz_Fifth Floor_506 _ EMU - Electronic Music Unit | NT-NT42-05-506 | NT42-05-506-EMU - Electronic Music Unit | North Terrace | NT | NT42 | Schulz | 05 | Fifth Floor | 506 | 540 | Elder Conservatorium of Music | 540 | Elder Conservatorium School Performing Arts | 103.52 | EMU - Electronic Music Unit | 3 | Specialist Teaching or Research Space Group | 313 | Audio Visual Teaching space - Undergraduate/Postgraduate |  | Excellent | 34,322.06 | NO
North Terrace_NT42-Schulz_Fifth Floor_507 _ Sound Lock | NT-NT42-05-507 | NT42-05-507-Sound Lock | North Terrace | NT | NT42 | Schulz | 05 | Fifth Floor | 507 | 99939 | Unusable Spaces | 99939 | Unusable Spaces | 7.62 | Sound Lock | 8 | Non Useable Floor Area Space Group | 805 | Non-usable - Circulation space |  | Adequate | 0.00 | NO
North Terrace_NT42-Schulz_Fifth Floor_508 _ Store - Small | NT-NT42-05-508 | NT42-05-508-Store - Small | North Terrace | NT | NT42 | Schulz | 05 | Fifth Floor | 508 | 540 | Elder Conservatorium of Music | 540 | Elder Conservatorium School Performing Arts | 7.35 | Store - Small | 4 | Ancillary Area Space Group | 419 | Ancillary Area - Store Room - Generic |  | Excellent | 1,612.38 | NO
North Terrace_NT42-Schulz_Fifth Floor_509 _ A/L | NT-NT42-05-509 | NT42-05-509-A/L | North Terrace | NT | NT42 | Schulz | 05 | Fifth Floor | 509 | 99939 | Unusable Spaces | 99939 | Unusable Spaces | 3.85 | A/L | 8 | Non Useable Floor Area Space Group | 805 | Non-usable - Circulation space |  | Unknown | 0.00 | NO
North Terrace_NT42-Schulz_Fifth Floor_510 _ Studio 1 | NT-NT42-05-510 | NT42-05-510-Studio 1 | North Terrace | NT | NT42 | Schulz | 05 | Fifth Floor | 510 | 540 | Elder Conservatorium of Music | 540 | Elder Conservatorium School Performing Arts | 29.12 | Studio 1 | 3 | Specialist Teaching or Research Space Group | 313 | Audio Visual Teaching space - Undergraduate/Postgraduate |  | Excellent | 9,654.74 | NO
North Terrace_NT42-Schulz_Fifth Floor_511 _ Corr. | NT-NT42-05-511 | NT42-05-511-Corr. | North Terrace | NT | NT42 | Schulz | 05 | Fifth Floor | 511 | 99939 | Unusable Spaces | 99939 | Unusable Spaces | 20.02 | Corr. | 8 | Non Useable Floor Area Space Group | 805 | Non-usable - Circulation space |  | Unknown | 0.00 | NO
North Terrace_NT42-Schulz_Fifth Floor_511A _ Corr. | NT-NT42-05-511A | NT42-05-511A-Corr. | North Terrace | NT | NT42 | Schulz | 05 | Fifth Floor | 511A | 99939 | Unusable Spaces | 99939 | Unusable Spaces | 7.59 | Corr. | 8 | Non Useable Floor Area Space Group | 805 | Non-usable - Circulation space |  | Unknown | 0.00 | NO
North Terrace_NT42-Schulz_Fifth Floor_512 _ Studio 3 | NT-NT42-05-512 | NT42-05-512-Studio 3 | North Terrace | NT | NT42 | Schulz | 05 | Fifth Floor | 512 | 540 | Elder Conservatorium of Music | 540 | Elder Conservatorium School Performing Arts | 27.36 | Studio 3 | 3 | Specialist Teaching or Research Space Group | 313 | Audio Visual Teaching space - Undergraduate/Postgraduate |  | Excellent | 9,071.21 | NO
North Terrace_NT42-Schulz_Fifth Floor_513 _ Office - Technical Officer | NT-NT42-05-513 | NT42-05-513-Office - Technical Officer | North Terrace | NT | NT42 | Schulz | 05 | Fifth Floor | 513 | 540 | Elder Conservatorium of Music | 540 | Elder Conservatorium School Performing Arts | 14.74 | Office - Technical Officer | 1 | Office Space Group | 101 | Office - Academic Staff |  | Excellent | 3,674.47 | NO
North Terrace_NT42-Schulz_Fifth Floor_514 _ Kitchen | NT-NT42-05-514 | NT42-05-514-Kitchen | North Terrace | NT | NT42 | Schulz | 05 | Fifth Floor | 514 | 540 | Elder Conservatorium of Music | 540 | Elder Conservatorium School Performing Arts | 12.18 | Kitchen | 6 | General Facility Space Group | 608 | General Facility - Kitchen/Servery/Food Storage |  | Excellent | 3,400.66 | NO
North Terrace_NT42-Schulz_Fifth Floor_515 _ Store - Large | NT-NT42-05-515 | NT42-05-515-Store - Large | North Terrace | NT | NT42 | Schulz | 05 | Fifth Floor | 515 | 540 | Elder Conservatorium of Music | 540 | Elder Conservatorium School Performing Arts | 20.52 | Store - Large | 4 | Ancillary Area Space Group | 419 | Ancillary Area - Store Room - Generic |  | Excellent | 4,501.50 | NO
North Terrace_NT42-Schulz_Fifth Floor_516 _ Lift Lobby - West | NT-NT42-05-516 | NT42-05-516-Lift Lobby - West | North Terrace | NT | NT42 | Schulz | 05 | Fifth Floor | 516 | 99939 | Unusable Spaces | 99939 | Unusable Spaces | 25.87 | Lift Lobby - West | 8 | Non Useable Floor Area Space Group | 805 | Non-usable - Circulation space |  | Unknown | 0.00 | NO
North Terrace_NT42-Schulz_Fifth Floor_517 _ Studio 4 | NT-NT42-05-517 | NT42-05-517-Studio 4 | North Terrace | NT | NT42 | Schulz | 05 | Fifth Floor | 517 | 540 | Elder Conservatorium of Music | 540 | Elder Conservatorium School Performing Arts | 39.14 | Studio 4 | 3 | Specialist Teaching or Research Space Group | 313 | Audio Visual Teaching space - Undergraduate/Postgraduate |  | Excellent | 12,976.87 | NO
North Terrace_NT42-Schulz_Fifth Floor_517A _ A/L | NT-NT42-05-517A | NT42-05-517A-A/L | North Terrace | NT | NT42 | Schulz | 05 | Fifth Floor | 517A | 99939 | Unusable Spaces | 99939 | Unusable Spaces | 4.17 | A/L | 8 | Non Useable Floor Area Space Group | 805 | Non-usable - Circulation space |  | Adequate | 0.00 | NO
North Terrace_NT42-Schulz_Fifth Floor_518 _ Stair - West | NT-NT42-05-518 | NT42-05-518-Stair - West | North Terrace | NT | NT42 | Schulz | 05 | Fifth Floor | 518 | 99939 | Unusable Spaces | 99939 | Unusable Spaces | 17.18 | Stair - West | 8 | Non Useable Floor Area Space Group | 805 | Non-usable - Circulation space |  | Unknown | 0.00 | NO
North Terrace_NT42-Schulz_Fifth Floor_519 _ VSR - West | NT-NT42-05-519 | NT42-05-519-VSR - West | North Terrace | NT | NT42 | Schulz | 05 | Fifth Floor | 519 | 99939 | Unusable Spaces | 99939 | Unusable Spaces | 11.84 | VSR - West | 8 | Non Useable Floor Area Space Group | 840 | Non-usable - Service riser |  | Unknown | 0.00 | NO
North Terrace_NT42-Schulz_Sixth Floor_600E _ Stair | NT-NT42-06-600E | NT42-06-600E-Stair | North Terrace | NT | NT42 | Schulz | 06 | Sixth Floor | 600E | 99939 | Unusable Spaces | 99939 | Unusable Spaces | 17.18 | Stair | 8 | Non Useable Floor Area Space Group | 805 | Non-usable - Circulation space |  | Unknown | 0.00 | NO
North Terrace_NT42-Schulz_Sixth Floor_601 _ Video & Audio Studio | NT-NT42-06-601 | NT42-06-601-Video & Audio Studio | North Terrace | NT | NT42 | Schulz | 06 | Sixth Floor | 601 | 540 | Elder Conservatorium of Music | 540 | Elder Conservatorium School Performing Arts | 24.16 | Video & Audio Studio | 3 | Specialist Teaching or Research Space Group | 323 | Studio - Art/Drawing/Architecture/Engineering/Design/Town Plan -Undergraduate/Postgraduate |  | Excellent | 8,010.25 | NO
North Terrace_NT42-Schulz_Sixth Floor_602 _ Control Room | NT-NT42-06-602 | NT42-06-602-Control Room | North Terrace | NT | NT42 | Schulz | 06 | Sixth Floor | 602 | 540 | Elder Conservatorium of Music | 540 | Elder Conservatorium School Performing Arts | 8.98 | Control Room | 3 | Specialist Teaching or Research Space Group | 323 | Studio - Art/Drawing/Architecture/Engineering/Design/Town Plan -Undergraduate/Postgraduate |  | Excellent | 2,977.32 | NO
North Terrace_NT42-Schulz_Sixth Floor_603 _ Breakout | NT-NT42-06-603 | NT42-06-603-Breakout | North Terrace | NT | NT42 | Schulz | 06 | Sixth Floor | 603 | 110 | Administration Office (ABLE) | 110 | ABLE (Arts, Bus, Law & Econ) Faculty Office | 18.74 | Breakout | 6 | General Facility Space Group | 608 | General Facility - Kitchen/Servery/Food Storage |  | Excellent | 5,232.21 | NO
North Terrace_NT42-Schulz_Sixth Floor_603A _ Entry | NT-NT42-06-603A | NT42-06-603A-Entry | North Terrace | NT | NT42 | Schulz | 06 | Sixth Floor | 603A | 99939 | Unusable Spaces | 99939 | Unusable Spaces | 2.41 | Entry | 8 | Non Useable Floor Area Space Group | 805 | Non-usable - Circulation space |  | Excellent | 0.00 | NO
North Terrace_NT42-Schulz_Sixth Floor_603B _ Kitchen | NT-NT42-06-603B | NT42-06-603B-Kitchen | North Terrace | NT | NT42 | Schulz | 06 | Sixth Floor | 603B | 110 | Administration Office (ABLE) | 110 | ABLE (Arts, Bus, Law & Econ) Faculty Office | 4.5 | Kitchen | 6 | General Facility Space Group | 608 | General Facility - Kitchen/Servery/Food Storage |  | Excellent | 1,256.40 | NO
North Terrace_NT42-Schulz_Sixth Floor_603C _ Corr. | NT-NT42-06-603C | NT42-06-603C-Corr. | North Terrace | NT | NT42 | Schulz | 06 | Sixth Floor | 603C | 99939 | Unusable Spaces | 99939 | Unusable Spaces | 8.05 | Corr. | 8 | Non Useable Floor Area Space Group | 805 | Non-usable - Circulation space |  | Excellent | 0.00 | NO
North Terrace_NT42-Schulz_Sixth Floor_604 _ Office | NT-NT42-06-604 | NT42-06-604-Office | North Terrace | NT | NT42 | Schulz | 06 | Sixth Floor | 604 | 540 | Elder Conservatorium of Music | 540 | Elder Conservatorium School Performing Arts | 11.2 | Office | 1 | Office Space Group | 101 | Office - Academic Staff |  | Excellent | 2,792.00 | NO
North Terrace_NT42-Schulz_Sixth Floor_605 _ Office | NT-NT42-06-605 | NT42-06-605-Office | North Terrace | NT | NT42 | Schulz | 06 | Sixth Floor | 605 | 540 | Elder Conservatorium of Music | 540 | Elder Conservatorium School Performing Arts | 11.16 | Office | 1 | Office Space Group | 101 | Office - Academic Staff |  | Excellent | 2,782.03 | NO
North Terrace_NT42-Schulz_Sixth Floor_606 _ Open Plan - circ | NT-NT42-06-606 | NT42-06-606-Open Plan - circ | North Terrace | NT | NT42 | Schulz | 06 | Sixth Floor | 606 | 110 | Administration Office (ABLE) | 110 | ABLE (Arts, Bus, Law & Econ) Faculty Office | 31.88 | Open Plan - circ | 1 | Office Space Group | 100 | Office - Specific type not defined |  | Excellent | 7,947.23 | NO
North Terrace_NT42-Schulz_Sixth Floor_606A _ Open Plan - circ | NT-NT42-06-606A | NT42-06-606A-Open Plan - circ | North Terrace | NT | NT42 | Schulz | 06 | Sixth Floor | 606A | 110 | Administration Office (ABLE) | 110 | ABLE (Arts, Bus, Law & Econ) Faculty Office | 17.14 | Open Plan - circ | 1 | Office Space Group | 100 | Office - Specific type not defined |  | Excellent | 4,272.76 | NO
North Terrace_NT42-Schulz_Sixth Floor_606B _ Open Plan - circ | NT-NT42-06-606B | NT42-06-606B-Open Plan - circ | North Terrace | NT | NT42 | Schulz | 06 | Sixth Floor | 606B | 110 | Administration Office (ABLE) | 110 | ABLE (Arts, Bus, Law & Econ) Faculty Office | 33.81 | Open Plan - circ | 1 | Office Space Group | 100 | Office - Specific type not defined |  | Excellent | 8,428.35 | NO
North Terrace_NT42-Schulz_Sixth Floor_606C _ Informal Work | NT-NT42-06-606C | NT42-06-606C-Informal Work | North Terrace | NT | NT42 | Schulz | 06 | Sixth Floor | 606C | 110 | Administration Office (ABLE) | 110 | ABLE (Arts, Bus, Law & Econ) Faculty Office | 4.12 | Informal Work | 1 | Office Space Group | 119 | Informal Work Space |  | Excellent | 1,027.06 | NO
North Terrace_NT42-Schulz_Sixth Floor_606D _ Informal Work | NT-NT42-06-606D | NT42-06-606D-Informal Work | North Terrace | NT | NT42 | Schulz | 06 | Sixth Floor | 606D | 110 | Administration Office (ABLE) | 110 | ABLE (Arts, Bus, Law & Econ) Faculty Office | 2.57 | Informal Work | 1 | Office Space Group | 119 | Informal Work Space |  | Excellent | 640.66 | NO
North Terrace_NT42-Schulz_Sixth Floor_607 _ Office | NT-NT42-06-607 | NT42-06-607-Office | North Terrace | NT | NT42 | Schulz | 06 | Sixth Floor | 607 | 402 | School of Humanities Office | 402 | School of Humanities | 10.52 | Office | 1 | Office Space Group | 101 | Office - Academic Staff |  | Excellent | 2,622.49 | NO
North Terrace_NT42-Schulz_Sixth Floor_608 _ Office - JMCCCP (visitor) | NT-NT42-06-608 | NT42-06-608-Office - JMCCCP (visitor) | North Terrace | NT | NT42 | Schulz | 06 | Sixth Floor | 608 | 402 | School of Humanities Office | 402 | School of Humanities | 11.2 | Office - JMCCCP (visitor) | 1 | Office Space Group | 101 | Office - Academic Staff |  | Excellent | 2,792.00 | NO
North Terrace_NT42-Schulz_Sixth Floor_609 _ Office | NT-NT42-06-609 | NT42-06-609-Office | North Terrace | NT | NT42 | Schulz | 06 | Sixth Floor | 609 | 402 | School of Humanities Office | 402 | School of Humanities | 11.96 | Office | 1 | Office Space Group | 101 | Office - Academic Staff |  | Excellent | 2,981.46 | NO
North Terrace_NT42-Schulz_Sixth Floor_609A _ Corr. | NT-NT42-06-609A | NT42-06-609A-Corr. | North Terrace | NT | NT42 | Schulz | 06 | Sixth Floor | 609A | 99939 | Unusable Spaces | 99939 | Unusable Spaces | 6.8 | Corr. | 8 | Non Useable Floor Area Space Group | 805 | Non-usable - Circulation space |  | Excellent | 0.00 | NO
North Terrace_NT42-Schulz_Sixth Floor_610 _ Meeting | NT-NT42-06-610 | NT42-06-610-Meeting | North Terrace | NT | NT42 | Schulz | 06 | Sixth Floor | 610 | 110 | Administration Office (ABLE) | 110 | ABLE (Arts, Bus, Law & Econ) Faculty Office | 13.77 | Meeting | 6 | General Facility Space Group | 601 | General Facility - Committee/Conference/Meeting room |  | Excellent | 3,844.58 | NO
North Terrace_NT42-Schulz_Sixth Floor_611 _ Utility | NT-NT42-06-611 | NT42-06-611-Utility | North Terrace | NT | NT42 | Schulz | 06 | Sixth Floor | 611 | 110 | Administration Office (ABLE) | 110 | ABLE (Arts, Bus, Law & Econ) Faculty Office | 11.77 | Utility | 6 | General Facility Space Group | 603 | General Facility - Resource room |  | Excellent | 3,286.18 | NO
North Terrace_NT42-Schulz_Sixth Floor_615 _ Teaching / Studio 1 | NT-NT42-06-615 | NT42-06-615-Teaching / Studio 1 | North Terrace | NT | NT42 | Schulz | 06 | Sixth Floor | 615 | 110 | Administration Office (ABLE) | 110 | ABLE (Arts, Bus, Law & Econ) Faculty Office | 39.65 | Teaching / Studio 1 | 2 | Teaching Space Group | 206 | Lecture/Seminar/Tutorial/Class Room (<30) Flat Floor |  | Excellent | 12,058.70 | NO
North Terrace_NT42-Schulz_Sixth Floor_615A _ Lobby | NT-NT42-06-615A | NT42-06-615A-Lobby | North Terrace | NT | NT42 | Schulz | 06 | Sixth Floor | 615A | 99939 | Unusable Spaces | 99939 | Unusable Spaces | 3.98 | Lobby | 8 | Non Useable Floor Area Space Group | 805 | Non-usable - Circulation space |  | Excellent | 0.00 | NO
North Terrace_NT42-Schulz_Sixth Floor_630 _ Lift Lobby | NT-NT42-06-630 | NT42-06-630-Lift Lobby | North Terrace | NT | NT42 | Schulz | 06 | Sixth Floor | 630 | 99939 | Unusable Spaces | 99939 | Unusable Spaces | 23.1 | Lift Lobby | 8 | Non Useable Floor Area Space Group | 805 | Non-usable - Circulation space |  | Unknown | 0.00 | NO
North Terrace_NT42-Schulz_Sixth Floor_630A _ VSR - East | NT-NT42-06-630A | NT42-06-630A-VSR - East | North Terrace | NT | NT42 | Schulz | 06 | Sixth Floor | 630A | 99939 | Unusable Spaces | 99939 | Unusable Spaces | 11.53 | VSR - East | 8 | Non Useable Floor Area Space Group | 840 | Non-usable - Service riser |  | Unknown | 0.00 | NO
North Terrace_NT42-Schulz_Sixth Floor_630B _ Seating | NT-NT42-06-630B | NT42-06-630B-Seating | North Terrace | NT | NT42 | Schulz | 06 | Sixth Floor | 630B | 99950 | Hub and study spaces (ex-DVCA) | 952 | Corporate Services Division Admin | 3.81 | Seating | 5 | Library, IT and Learning Space Group | 515 | Incidental Learning | INFORMAL-PRIM-S | Excellent | 1,063.75 | NO
North Terrace_NT42-Schulz_Sixth Floor_630C _ Stair | NT-NT42-06-630C | NT42-06-630C-Stair | North Terrace | NT | NT42 | Schulz | 06 | Sixth Floor | 630C | 99939 | Unusable Spaces | 99939 | Unusable Spaces | 17.18 | Stair | 8 | Non Useable Floor Area Space Group | 805 | Non-usable - Circulation space |  | Unknown | 0.00 | NO
North Terrace_NT42-Schulz_Sixth Floor_630D _ FHR | NT-NT42-06-630D | NT42-06-630D-FHR | North Terrace | NT | NT42 | Schulz | 06 | Sixth Floor | 630D | 99939 | Unusable Spaces | 99939 | Unusable Spaces | 0.6 | FHR | 8 | Non Useable Floor Area Space Group | 840 | Non-usable - Service riser |  | Unknown | 0.00 | NO
North Terrace_NT42-Schulz_Sixth Floor_630E _ VSR - Comms | NT-NT42-06-630E | NT42-06-630E-VSR - Comms | North Terrace | NT | NT42 | Schulz | 06 | Sixth Floor | 630E | 850 | ITDS Branch Central Costs | 869 | Information Technology and Digital Services | 0.93 | VSR - Comms | 8 | Non Useable Floor Area Space Group | 812 | Non-usable - Comms/network system/Telephone/PABX |  | Unknown | 0.00 | NO
North Terrace_NT42-Schulz_Sixth Floor_631 _ Lift Lobby | NT-NT42-06-631 | NT42-06-631-Lift Lobby | North Terrace | NT | NT42 | Schulz | 06 | Sixth Floor | 631 | 99939 | Unusable Spaces | 99939 | Unusable Spaces | 25.87 | Lift Lobby | 8 | Non Useable Floor Area Space Group | 805 | Non-usable - Circulation space |  | Unknown | 0.00 | NO
North Terrace_NT42-Schulz_Sixth Floor_631A _ Lobby | NT-NT42-06-631A | NT42-06-631A-Lobby | North Terrace | NT | NT42 | Schulz | 06 | Sixth Floor | 631A | 99939 | Unusable Spaces | 99939 | Unusable Spaces | 4.17 | Lobby | 8 | Non Useable Floor Area Space Group | 805 | Non-usable - Circulation space |  | Excellent | 0.00 | NO
North Terrace_NT42-Schulz_Sixth Floor_631B _ VSR - West | NT-NT42-06-631B | NT42-06-631B-VSR - West | North Terrace | NT | NT42 | Schulz | 06 | Sixth Floor | 631B | 99939 | Unusable Spaces | 99939 | Unusable Spaces | 11.84 | VSR - West | 8 | Non Useable Floor Area Space Group | 840 | Non-usable - Service riser |  | Unknown | 0.00 | NO
North Terrace_NT42-Schulz_Sixth Floor_WS01 _ Workstation | NT-NT42-06-WS01 | NT42-06-WS01-Workstation | North Terrace | NT | NT42 | Schulz | 06 | Sixth Floor | WS01 | 402 | School of Humanities Office | 402 | School of Humanities | 3.58 | Workstation | 1 | Office Space Group | 112 | Open Plan - Academic Staff |  | Excellent | 892.44 | NO
North Terrace_NT42-Schulz_Sixth Floor_WS02 _ Workstation | NT-NT42-06-WS02 | NT42-06-WS02-Workstation | North Terrace | NT | NT42 | Schulz | 06 | Sixth Floor | WS02 | 402 | School of Humanities Office | 402 | School of Humanities | 3.78 | Workstation | 1 | Office Space Group | 112 | Open Plan - Academic Staff |  | Excellent | 942.30 | NO
North Terrace_NT42-Schulz_Sixth Floor_WS03 _ Workstation | NT-NT42-06-WS03 | NT42-06-WS03-Workstation | North Terrace | NT | NT42 | Schulz | 06 | Sixth Floor | WS03 | 402 | School of Humanities Office | 402 | School of Humanities | 3.56 | Workstation | 1 | Office Space Group | 112 | Open Plan - Academic Staff |  | Excellent | 887.46 | NO
North Terrace_NT42-Schulz_Sixth Floor_WS04 _ Workstation | NT-NT42-06-WS04 | NT42-06-WS04-Workstation | North Terrace | NT | NT42 | Schulz | 06 | Sixth Floor | WS04 | 402 | School of Humanities Office | 402 | School of Humanities | 3.74 | Workstation | 1 | Office Space Group | 112 | Open Plan - Academic Staff |  | Excellent | 932.33 | NO
North Terrace_NT42-Schulz_Sixth Floor_WS05 _ Workstation | NT-NT42-06-WS05 | NT42-06-WS05-Workstation | North Terrace | NT | NT42 | Schulz | 06 | Sixth Floor | WS05 | 110 | Administration Office (ABLE) | 110 | ABLE (Arts, Bus, Law & Econ) Faculty Office | 4.65 | Workstation | 1 | Office Space Group | 112 | Open Plan - Academic Staff |  | Excellent | 1,159.18 | NO
North Terrace_NT42-Schulz_Sixth Floor_WS06 _ Workstation | NT-NT42-06-WS06 | NT42-06-WS06-Workstation | North Terrace | NT | NT42 | Schulz | 06 | Sixth Floor | WS06 | 110 | Administration Office (ABLE) | 110 | ABLE (Arts, Bus, Law & Econ) Faculty Office | 4.9 | Workstation | 1 | Office Space Group | 112 | Open Plan - Academic Staff |  | Excellent | 1,221.50 | NO
North Terrace_NT42-Schulz_Sixth Floor_WS07 _ Workstation | NT-NT42-06-WS07 | NT42-06-WS07-Workstation | North Terrace | NT | NT42 | Schulz | 06 | Sixth Floor | WS07 | 110 | Administration Office (ABLE) | 110 | ABLE (Arts, Bus, Law & Econ) Faculty Office | 4.65 | Workstation | 1 | Office Space Group | 112 | Open Plan - Academic Staff |  | Excellent | 1,159.18 | NO
North Terrace_NT42-Schulz_Sixth Floor_WS08 _ Workstation | NT-NT42-06-WS08 | NT42-06-WS08-Workstation | North Terrace | NT | NT42 | Schulz | 06 | Sixth Floor | WS08 | 402 | School of Humanities Office | 402 | School of Humanities | 4.98 | Workstation | 1 | Office Space Group | 112 | Open Plan - Academic Staff |  | Excellent | 1,241.44 | NO
North Terrace_NT42-Schulz_Sixth Floor_WS09 _ Workstation | NT-NT42-06-WS09 | NT42-06-WS09-Workstation | North Terrace | NT | NT42 | Schulz | 06 | Sixth Floor | WS09 | 402 | School of Humanities Office | 402 | School of Humanities | 4.66 | Workstation | 1 | Office Space Group | 112 | Open Plan - Academic Staff |  | Excellent | 1,161.67 | NO
North Terrace_NT42-Schulz_Sixth Floor_WS10 _ Workstation | NT-NT42-06-WS10 | NT42-06-WS10-Workstation | North Terrace | NT | NT42 | Schulz | 06 | Sixth Floor | WS10 | 402 | School of Humanities Office | 402 | School of Humanities | 4.93 | Workstation | 1 | Office Space Group | 112 | Open Plan - Academic Staff |  | Excellent | 1,228.98 | NO
North Terrace_NT42-Schulz_Sixth Floor_WS11 _ Workstation | NT-NT42-06-WS11 | NT42-06-WS11-Workstation | North Terrace | NT | NT42 | Schulz | 06 | Sixth Floor | WS11 | 402 | School of Humanities Office | 402 | School of Humanities | 4.63 | Workstation | 1 | Office Space Group | 112 | Open Plan - Academic Staff |  | Excellent | 1,154.19 | NO
North Terrace_NT42-Schulz_Sixth Floor_WS12 _ Workstation | NT-NT42-06-WS12 | NT42-06-WS12-Workstation | North Terrace | NT | NT42 | Schulz | 06 | Sixth Floor | WS12 | 402 | School of Humanities Office | 402 | School of Humanities | 4.91 | Workstation | 1 | Office Space Group | 112 | Open Plan - Academic Staff |  | Excellent | 1,223.99 | NO
North Terrace_NT42-Schulz_Sixth Floor_WS13 _ Workstation | NT-NT42-06-WS13 | NT42-06-WS13-Workstation | North Terrace | NT | NT42 | Schulz | 06 | Sixth Floor | WS13 | 402 | School of Humanities Office | 402 | School of Humanities | 3.56 | Workstation | 1 | Office Space Group | 112 | Open Plan - Academic Staff |  | Excellent | 887.46 | NO
North Terrace_NT42-Schulz_Sixth Floor_WS14 _ Workstation | NT-NT42-06-WS14 | NT42-06-WS14-Workstation | North Terrace | NT | NT42 | Schulz | 06 | Sixth Floor | WS14 | 402 | School of Humanities Office | 402 | School of Humanities | 3.82 | Workstation | 1 | Office Space Group | 112 | Open Plan - Academic Staff |  | Excellent | 952.27 | NO
North Terrace_NT42-Schulz_Sixth Floor_WS15 _ Workstation | NT-NT42-06-WS15 | NT42-06-WS15-Workstation | North Terrace | NT | NT42 | Schulz | 06 | Sixth Floor | WS15 | 110 | Administration Office (ABLE) | 110 | ABLE (Arts, Bus, Law & Econ) Faculty Office | 3.56 | Workstation | 1 | Office Space Group | 112 | Open Plan - Academic Staff |  | Excellent | 887.46 | NO
North Terrace_NT42-Schulz_Sixth Floor_WS16 _ Workstation | NT-NT42-06-WS16 | NT42-06-WS16-Workstation | North Terrace | NT | NT42 | Schulz | 06 | Sixth Floor | WS16 | 402 | School of Humanities Office | 402 | School of Humanities | 3.74 | Workstation | 1 | Office Space Group | 112 | Open Plan - Academic Staff |  | Excellent | 932.33 | NO
North Terrace_NT42-Schulz_Sixth Floor_WS17 _ Workstation | NT-NT42-06-WS17 | NT42-06-WS17-Workstation | North Terrace | NT | NT42 | Schulz | 06 | Sixth Floor | WS17 | 402 | School of Humanities Office | 402 | School of Humanities | 3.44 | Workstation | 1 | Office Space Group | 112 | Open Plan - Academic Staff |  | Excellent | 857.54 | NO
North Terrace_NT42-Schulz_Sixth Floor_WS18 _ Workstation - JMCCCP (intern) | NT-NT42-06-WS18 | NT42-06-WS18-Workstation - JMCCCP (intern) | North Terrace | NT | NT42 | Schulz | 06 | Sixth Floor | WS18 | 110 | Administration Office (ABLE) | 110 | ABLE (Arts, Bus, Law & Econ) Faculty Office | 3.44 | Workstation - JMCCCP (intern) | 1 | Office Space Group | 112 | Open Plan - Academic Staff |  | Excellent | 857.54 | NO
North Terrace_NT42-Schulz_Sixth Floor_WS19 _ Workstation | NT-NT42-06-WS19 | NT42-06-WS19-Workstation | North Terrace | NT | NT42 | Schulz | 06 | Sixth Floor | WS19 | 402 | School of Humanities Office | 402 | School of Humanities | 3.44 | Workstation | 1 | Office Space Group | 112 | Open Plan - Academic Staff |  | Excellent | 857.54 | NO
North Terrace_NT42-Schulz_Sixth Floor_WS20 _ Workstation | NT-NT42-06-WS20 | NT42-06-WS20-Workstation | North Terrace | NT | NT42 | Schulz | 06 | Sixth Floor | WS20 | 402 | School of Humanities Office | 402 | School of Humanities | 3.44 | Workstation | 1 | Office Space Group | 112 | Open Plan - Academic Staff |  | Excellent | 857.54 | NO
North Terrace_NT42-Schulz_Sixth Floor_WS21 _ Workstation | NT-NT42-06-WS21 | NT42-06-WS21-Workstation | North Terrace | NT | NT42 | Schulz | 06 | Sixth Floor | WS21 | 110 | Administration Office (ABLE) | 110 | ABLE (Arts, Bus, Law & Econ) Faculty Office | 4.64 | Workstation | 1 | Office Space Group | 112 | Open Plan - Academic Staff |  | Excellent | 1,156.69 | NO
North Terrace_NT42-Schulz_Sixth Floor_WS22 _ Workstation | NT-NT42-06-WS22 | NT42-06-WS22-Workstation | North Terrace | NT | NT42 | Schulz | 06 | Sixth Floor | WS22 | 110 | Administration Office (ABLE) | 110 | ABLE (Arts, Bus, Law & Econ) Faculty Office | 4.64 | Workstation | 1 | Office Space Group | 112 | Open Plan - Academic Staff |  | Excellent | 1,156.69 | NO
North Terrace_NT42-Schulz_Sixth Floor_WS23 _ Workstation | NT-NT42-06-WS23 | NT42-06-WS23-Workstation | North Terrace | NT | NT42 | Schulz | 06 | Sixth Floor | WS23 | 110 | Administration Office (ABLE) | 110 | ABLE (Arts, Bus, Law & Econ) Faculty Office | 4.64 | Workstation | 1 | Office Space Group | 112 | Open Plan - Academic Staff |  | Excellent | 1,156.69 | NO
North Terrace_NT42-Schulz_Sixth Floor_WS24 _ Workstation | NT-NT42-06-WS24 | NT42-06-WS24-Workstation | North Terrace | NT | NT42 | Schulz | 06 | Sixth Floor | WS24 | 110 | Administration Office (ABLE) | 110 | ABLE (Arts, Bus, Law & Econ) Faculty Office | 4.64 | Workstation | 1 | Office Space Group | 112 | Open Plan - Academic Staff |  | Excellent | 1,156.69 | NO
North Terrace_NT42-Schulz_Sixth Floor_WS25 _ Workstation | NT-NT42-06-WS25 | NT42-06-WS25-Workstation | North Terrace | NT | NT42 | Schulz | 06 | Sixth Floor | WS25 | 110 | Administration Office (ABLE) | 110 | ABLE (Arts, Bus, Law & Econ) Faculty Office | 4.19 | Workstation | 1 | Office Space Group | 112 | Open Plan - Academic Staff |  | Excellent | 1,044.51 | NO
North Terrace_NT42-Schulz_Sixth Floor_WS26 _ Workstation | NT-NT42-06-WS26 | NT42-06-WS26-Workstation | North Terrace | NT | NT42 | Schulz | 06 | Sixth Floor | WS26 | 110 | Administration Office (ABLE) | 110 | ABLE (Arts, Bus, Law & Econ) Faculty Office | 4.19 | Workstation | 1 | Office Space Group | 112 | Open Plan - Academic Staff |  | Excellent | 1,044.51 | NO
North Terrace_NT42-Schulz_Seventh Floor_700 _ Lift Lobby | NT-NT42-07-700 | NT42-07-700-Lift Lobby | North Terrace | NT | NT42 | Schulz | 07 | Seventh Floor | 700 | 99939 | Unusable Spaces | 99939 | Unusable Spaces | 25.87 | Lift Lobby | 8 | Non Useable Floor Area Space Group | 805 | Non-usable - Circulation space |  | Unknown | 0.00 | NO
North Terrace_NT42-Schulz_Seventh Floor_700B _ Stair - West | NT-NT42-07-700B | NT42-07-700B-Stair - West | North Terrace | NT | NT42 | Schulz | 07 | Seventh Floor | 700B | 99939 | Unusable Spaces | 99939 | Unusable Spaces | 17.18 | Stair - West | 8 | Non Useable Floor Area Space Group | 805 | Non-usable - Circulation space |  | Unknown | 0.00 | NO
North Terrace_NT42-Schulz_Seventh Floor_700C _ A/L | NT-NT42-07-700C | NT42-07-700C-A/L | North Terrace | NT | NT42 | Schulz | 07 | Seventh Floor | 700C | 99939 | Unusable Spaces | 99939 | Unusable Spaces | 4.17 | A/L | 8 | Non Useable Floor Area Space Group | 805 | Non-usable - Circulation space |  | Unknown | 0.00 | NO
North Terrace_NT42-Schulz_Seventh Floor_701 _ WC - M | NT-NT42-07-701 | NT42-07-701-WC - M | North Terrace | NT | NT42 | Schulz | 07 | Seventh Floor | 701 | 99939 | Unusable Spaces | 99939 | Unusable Spaces | 37.48 | WC - M | 8 | Non Useable Floor Area Space Group | 821 | Non-usable - Toilets/Amenities - Male |  | Unknown | 0.00 | NO
North Terrace_NT42-Schulz_Seventh Floor_702 _ VSR - West | NT-NT42-07-702 | NT42-07-702-VSR - West | North Terrace | NT | NT42 | Schulz | 07 | Seventh Floor | 702 | 99939 | Unusable Spaces | 99939 | Unusable Spaces | 11.84 | VSR - West | 8 | Non Useable Floor Area Space Group | 840 | Non-usable - Service riser |  | Unknown | 0.00 | NO
North Terrace_NT42-Schulz_Seventh Floor_703 _ Foyer | NT-NT42-07-703 | NT42-07-703-Foyer | North Terrace | NT | NT42 | Schulz | 07 | Seventh Floor | 703 | 99939 | Unusable Spaces | 99939 | Unusable Spaces | 6.47 | Foyer | 8 | Non Useable Floor Area Space Group | 805 | Non-usable - Circulation space |  | Unknown | 0.00 | NO
North Terrace_NT42-Schulz_Seventh Floor_704 _ Office - Open Plan | NT-NT42-07-704 | NT42-07-704-Office - Open Plan | North Terrace | NT | NT42 | Schulz | 07 | Seventh Floor | 704 | 540 | Elder Conservatorium of Music | 540 | Elder Conservatorium School Performing Arts | 73.52 | Office - Open Plan | 1 | Office Space Group | 112 | Open Plan - Academic Staff |  | Adequate | 12,467.68 | NO
North Terrace_NT42-Schulz_Seventh Floor_705 _ Corr. | NT-NT42-07-705 | NT42-07-705-Corr. | North Terrace | NT | NT42 | Schulz | 07 | Seventh Floor | 705 | 99939 | Unusable Spaces | 99939 | Unusable Spaces | 67.73 | Corr. | 8 | Non Useable Floor Area Space Group | 805 | Non-usable - Circulation space |  | Unknown | 0.00 | NO
North Terrace_NT42-Schulz_Seventh Floor_706 _ Foyer | NT-NT42-07-706 | NT42-07-706-Foyer | North Terrace | NT | NT42 | Schulz | 07 | Seventh Floor | 706 | 99939 | Unusable Spaces | 99939 | Unusable Spaces | 6.47 | Foyer | 8 | Non Useable Floor Area Space Group | 805 | Non-usable - Circulation space |  | Unknown | 0.00 | NO
North Terrace_NT42-Schulz_Seventh Floor_707 _ Lift Lobby | NT-NT42-07-707 | NT42-07-707-Lift Lobby | North Terrace | NT | NT42 | Schulz | 07 | Seventh Floor | 707 | 99939 | Unusable Spaces | 99939 | Unusable Spaces | 27.61 | Lift Lobby | 8 | Non Useable Floor Area Space Group | 805 | Non-usable - Circulation space |  | Unknown | 0.00 | NO
North Terrace_NT42-Schulz_Seventh Floor_707C _ A/L | NT-NT42-07-707C | NT42-07-707C-A/L | North Terrace | NT | NT42 | Schulz | 07 | Seventh Floor | 707C | 99939 | Unusable Spaces | 99939 | Unusable Spaces | 3.98 | A/L | 8 | Non Useable Floor Area Space Group | 805 | Non-usable - Circulation space |  | Unknown | 0.00 | NO
North Terrace_NT42-Schulz_Seventh Floor_707D _ Stair - East | NT-NT42-07-707D | NT42-07-707D-Stair - East | North Terrace | NT | NT42 | Schulz | 07 | Seventh Floor | 707D | 99939 | Unusable Spaces | 99939 | Unusable Spaces | 17.18 | Stair - East | 8 | Non Useable Floor Area Space Group | 805 | Non-usable - Circulation space |  | Unknown | 0.00 | NO
North Terrace_NT42-Schulz_Seventh Floor_708 _ WC - F | NT-NT42-07-708 | NT42-07-708-WC - F | North Terrace | NT | NT42 | Schulz | 07 | Seventh Floor | 708 | 99939 | Unusable Spaces | 99939 | Unusable Spaces | 27.9 | WC - F | 8 | Non Useable Floor Area Space Group | 820 | Non-usable - Toilets/Amenities - Female |  | Unknown | 0.00 | NO
North Terrace_NT42-Schulz_Seventh Floor_708A _ Restroom | NT-NT42-07-708A | NT42-07-708A-Restroom | North Terrace | NT | NT42 | Schulz | 07 | Seventh Floor | 708A | 99939 | Unusable Spaces | 99939 | Unusable Spaces | 5.6 | Restroom | 8 | Non Useable Floor Area Space Group | 835 | Non-usable - Toilets/Amenities - Other |  | Unknown | 0.00 | NO
North Terrace_NT42-Schulz_Seventh Floor_708B _ Cleaner's Store | NT-NT42-07-708B | NT42-07-708B-Cleaner's Store | North Terrace | NT | NT42 | Schulz | 07 | Seventh Floor | 708B | 99939 | Unusable Spaces | 99939 | Unusable Spaces | 4.12 | Cleaner's Store | 8 | Non Useable Floor Area Space Group | 806 | Non-usable - Cleaners room |  | Unknown | 0.00 | NO
North Terrace_NT42-Schulz_Seventh Floor_709 _ VSR - East | NT-NT42-07-709 | NT42-07-709-VSR - East | North Terrace | NT | NT42 | Schulz | 07 | Seventh Floor | 709 | 99939 | Unusable Spaces | 99939 | Unusable Spaces | 11.53 | VSR - East | 8 | Non Useable Floor Area Space Group | 840 | Non-usable - Service riser |  | Unknown | 0.00 | NO
North Terrace_NT42-Schulz_Seventh Floor_709A _ VSR - Comms | NT-NT42-07-709A | NT42-07-709A-VSR - Comms | North Terrace | NT | NT42 | Schulz | 07 | Seventh Floor | 709A | 850 | ITDS Branch Central Costs | 869 | Information Technology and Digital Services | 0.93 | VSR - Comms | 8 | Non Useable Floor Area Space Group | 812 | Non-usable - Comms/network system/Telephone/PABX |  | Unknown | 0.00 | NO
North Terrace_NT42-Schulz_Seventh Floor_710 _ Practice Room | NT-NT42-07-710 | NT42-07-710-Practice Room | North Terrace | NT | NT42 | Schulz | 07 | Seventh Floor | 710 | 540 | Elder Conservatorium of Music | 540 | Elder Conservatorium School Performing Arts | 19.01 | Practice Room | 3 | Specialist Teaching or Research Space Group | 336 | Music Practice Rooms - Teaching |  | Adequate | 4,287.60 | NO
North Terrace_NT42-Schulz_Seventh Floor_711 _ Practice Room | NT-NT42-07-711 | NT42-07-711-Practice Room | North Terrace | NT | NT42 | Schulz | 07 | Seventh Floor | 711 | 540 | Elder Conservatorium of Music | 540 | Elder Conservatorium School Performing Arts | 18.3 | Practice Room | 3 | Specialist Teaching or Research Space Group | 336 | Music Practice Rooms - Teaching |  | Adequate | 4,127.46 | NO
North Terrace_NT42-Schulz_Seventh Floor_712 _ Practice Room | NT-NT42-07-712 | NT42-07-712-Practice Room | North Terrace | NT | NT42 | Schulz | 07 | Seventh Floor | 712 | 540 | Elder Conservatorium of Music | 540 | Elder Conservatorium School Performing Arts | 18.3 | Practice Room | 3 | Specialist Teaching or Research Space Group | 336 | Music Practice Rooms - Teaching |  | Adequate | 4,127.46 | NO
North Terrace_NT42-Schulz_Seventh Floor_713 _ Practice Room | NT-NT42-07-713 | NT42-07-713-Practice Room | North Terrace | NT | NT42 | Schulz | 07 | Seventh Floor | 713 | 540 | Elder Conservatorium of Music | 540 | Elder Conservatorium School Performing Arts | 18.3 | Practice Room | 3 | Specialist Teaching or Research Space Group | 336 | Music Practice Rooms - Teaching |  | Adequate | 4,127.46 | NO
North Terrace_NT42-Schulz_Seventh Floor_714 _ Practice Room | NT-NT42-07-714 | NT42-07-714-Practice Room | North Terrace | NT | NT42 | Schulz | 07 | Seventh Floor | 714 | 540 | Elder Conservatorium of Music | 540 | Elder Conservatorium School Performing Arts | 18.3 | Practice Room | 3 | Specialist Teaching or Research Space Group | 336 | Music Practice Rooms - Teaching |  | Adequate | 4,127.46 | NO
North Terrace_NT42-Schulz_Seventh Floor_715 _ Practice Room | NT-NT42-07-715 | NT42-07-715-Practice Room | North Terrace | NT | NT42 | Schulz | 07 | Seventh Floor | 715 | 540 | Elder Conservatorium of Music | 540 | Elder Conservatorium School Performing Arts | 18.3 | Practice Room | 3 | Specialist Teaching or Research Space Group | 336 | Music Practice Rooms - Teaching |  | Adequate | 4,127.46 | NO
North Terrace_NT42-Schulz_Seventh Floor_716 _ Practice Room | NT-NT42-07-716 | NT42-07-716-Practice Room | North Terrace | NT | NT42 | Schulz | 07 | Seventh Floor | 716 | 540 | Elder Conservatorium of Music | 540 | Elder Conservatorium School Performing Arts | 18.3 | Practice Room | 3 | Specialist Teaching or Research Space Group | 336 | Music Practice Rooms - Teaching |  | Adequate | 4,127.46 | NO
North Terrace_NT42-Schulz_Seventh Floor_717 _ Practice Room | NT-NT42-07-717 | NT42-07-717-Practice Room | North Terrace | NT | NT42 | Schulz | 07 | Seventh Floor | 717 | 540 | Elder Conservatorium of Music | 540 | Elder Conservatorium School Performing Arts | 18.98 | Practice Room | 3 | Specialist Teaching or Research Space Group | 336 | Music Practice Rooms - Teaching |  | Adequate | 4,280.83 | NO
North Terrace_NT42-Schulz_Eighth Floor_800 _ Lift Lobby | NT-NT42-08-800 | NT42-08-800-Lift Lobby | North Terrace | NT | NT42 | Schulz | 08 | Eighth Floor | 800 | 99939 | Unusable Spaces | 99939 | Unusable Spaces | 25.87 | Lift Lobby | 8 | Non Useable Floor Area Space Group | 805 | Non-usable - Circulation space |  | Unknown | 0.00 | NO
North Terrace_NT42-Schulz_Eighth Floor_800A _ A/L | NT-NT42-08-800A | NT42-08-800A-A/L | North Terrace | NT | NT42 | Schulz | 08 | Eighth Floor | 800A | 99939 | Unusable Spaces | 99939 | Unusable Spaces | 4.17 | A/L | 8 | Non Useable Floor Area Space Group | 805 | Non-usable - Circulation space |  | Unknown | 0.00 | NO
North Terrace_NT42-Schulz_Eighth Floor_800E _ Stair - West | NT-NT42-08-800E | NT42-08-800E-Stair - West | North Terrace | NT | NT42 | Schulz | 08 | Eighth Floor | 800E | 99939 | Unusable Spaces | 99939 | Unusable Spaces | 17.18 | Stair - West | 8 | Non Useable Floor Area Space Group | 805 | Non-usable - Circulation space |  | Unknown | 0.00 | NO
North Terrace_NT42-Schulz_Eighth Floor_801 _ Tutorial | NT-NT42-08-801 | NT42-08-801-Tutorial | North Terrace | NT | NT42 | Schulz | 08 | Eighth Floor | 801 | 540 | Elder Conservatorium of Music | 540 | Elder Conservatorium School Performing Arts | 31.98 | Tutorial | 2 | Teaching Space Group | 206 | Lecture/Seminar/Tutorial/Class Room (<30) Flat Floor |  | Adequate | 6,616.35 | NO
North Terrace_NT42-Schulz_Eighth Floor_801A _ A/L | NT-NT42-08-801A | NT42-08-801A-A/L | North Terrace | NT | NT42 | Schulz | 08 | Eighth Floor | 801A | 99939 | Unusable Spaces | 99939 | Unusable Spaces | 2.52 | A/L | 8 | Non Useable Floor Area Space Group | 805 | Non-usable - Circulation space |  | Unknown | 0.00 | NO
North Terrace_NT42-Schulz_Eighth Floor_801B _ Tea Room | NT-NT42-08-801B | NT42-08-801B-Tea Room | North Terrace | NT | NT42 | Schulz | 08 | Eighth Floor | 801B | 540 | Elder Conservatorium of Music | 540 | Elder Conservatorium School Performing Arts | 4.97 | Tea Room | 6 | General Facility Space Group | 608 | General Facility - Kitchen/Servery/Food Storage |  | Adequate | 943.96 | NO
North Terrace_NT42-Schulz_Eighth Floor_802 _ VSR - West | NT-NT42-08-802 | NT42-08-802-VSR - West | North Terrace | NT | NT42 | Schulz | 08 | Eighth Floor | 802 | 99939 | Unusable Spaces | 99939 | Unusable Spaces | 11.84 | VSR - West | 8 | Non Useable Floor Area Space Group | 840 | Non-usable - Service riser |  | Unknown | 0.00 | NO
North Terrace_NT42-Schulz_Eighth Floor_803 _ Foyer | NT-NT42-08-803 | NT42-08-803-Foyer | North Terrace | NT | NT42 | Schulz | 08 | Eighth Floor | 803 | 99939 | Unusable Spaces | 99939 | Unusable Spaces | 7.46 | Foyer | 8 | Non Useable Floor Area Space Group | 805 | Non-usable - Circulation space |  | Unknown | 0.00 | NO
North Terrace_NT42-Schulz_Eighth Floor_804 _ Corr. | NT-NT42-08-804 | NT42-08-804-Corr. | North Terrace | NT | NT42 | Schulz | 08 | Eighth Floor | 804 | 99939 | Unusable Spaces | 99939 | Unusable Spaces | 66.42 | Corr. | 8 | Non Useable Floor Area Space Group | 805 | Non-usable - Circulation space |  | Unknown | 0.00 | NO
North Terrace_NT42-Schulz_Eighth Floor_805 _ Office | NT-NT42-08-805 | NT42-08-805-Office | North Terrace | NT | NT42 | Schulz | 08 | Eighth Floor | 805 | 540 | Elder Conservatorium of Music | 540 | Elder Conservatorium School Performing Arts | 15.43 | Office | 1 | Office Space Group | 101 | Office - Academic Staff |  | Adequate | 2,616.65 | NO
North Terrace_NT42-Schulz_Eighth Floor_806 _ Office - Post Grad. | NT-NT42-08-806 | NT42-08-806-Office - Post Grad. | North Terrace | NT | NT42 | Schulz | 08 | Eighth Floor | 806 | 540 | Elder Conservatorium of Music | 540 | Elder Conservatorium School Performing Arts | 11.36 | Office - Post Grad. | 1 | Office Space Group | 103 | Office - Research Students |  | Adequate | 1,926.45 | NO
North Terrace_NT42-Schulz_Eighth Floor_807 _ Office - Post Grad. | NT-NT42-08-807 | NT42-08-807-Office - Post Grad. | North Terrace | NT | NT42 | Schulz | 08 | Eighth Floor | 807 | 540 | Elder Conservatorium of Music | 540 | Elder Conservatorium School Performing Arts | 11.36 | Office - Post Grad. | 1 | Office Space Group | 103 | Office - Research Students |  | Adequate | 1,926.45 | NO
North Terrace_NT42-Schulz_Eighth Floor_808 _ Office - Post Grad. | NT-NT42-08-808 | NT42-08-808-Office - Post Grad. | North Terrace | NT | NT42 | Schulz | 08 | Eighth Floor | 808 | 540 | Elder Conservatorium of Music | 540 | Elder Conservatorium School Performing Arts | 11.36 | Office - Post Grad. | 1 | Office Space Group | 103 | Office - Research Students |  | Adequate | 1,926.45 | NO
North Terrace_NT42-Schulz_Eighth Floor_809 _ Office - Post Grad. | NT-NT42-08-809 | NT42-08-809-Office - Post Grad. | North Terrace | NT | NT42 | Schulz | 08 | Eighth Floor | 809 | 540 | Elder Conservatorium of Music | 540 | Elder Conservatorium School Performing Arts | 11.36 | Office - Post Grad. | 1 | Office Space Group | 103 | Office - Research Students |  | Adequate | 1,926.45 | NO
North Terrace_NT42-Schulz_Eighth Floor_810 _ Office | NT-NT42-08-810 | NT42-08-810-Office | North Terrace | NT | NT42 | Schulz | 08 | Eighth Floor | 810 | 540 | Elder Conservatorium of Music | 540 | Elder Conservatorium School Performing Arts | 15.43 | Office | 1 | Office Space Group | 101 | Office - Academic Staff |  | Adequate | 2,616.65 | NO
North Terrace_NT42-Schulz_Eighth Floor_811 _ Foyer | NT-NT42-08-811 | NT42-08-811-Foyer | North Terrace | NT | NT42 | Schulz | 08 | Eighth Floor | 811 | 99939 | Unusable Spaces | 99939 | Unusable Spaces | 7.46 | Foyer | 8 | Non Useable Floor Area Space Group | 805 | Non-usable - Circulation space |  | Unknown | 0.00 | NO
North Terrace_NT42-Schulz_Eighth Floor_812 _ Lift Lobby | NT-NT42-08-812 | NT42-08-812-Lift Lobby | North Terrace | NT | NT42 | Schulz | 08 | Eighth Floor | 812 | 99939 | Unusable Spaces | 99939 | Unusable Spaces | 27.61 | Lift Lobby | 8 | Non Useable Floor Area Space Group | 805 | Non-usable - Circulation space |  | Unknown | 0.00 | NO
North Terrace_NT42-Schulz_Eighth Floor_812C _ A/L | NT-NT42-08-812C | NT42-08-812C-A/L | North Terrace | NT | NT42 | Schulz | 08 | Eighth Floor | 812C | 99939 | Unusable Spaces | 99939 | Unusable Spaces | 3.98 | A/L | 8 | Non Useable Floor Area Space Group | 805 | Non-usable - Circulation space |  | Unknown | 0.00 | NO
North Terrace_NT42-Schulz_Eighth Floor_812E _ Stair - East | NT-NT42-08-812E | NT42-08-812E-Stair - East | North Terrace | NT | NT42 | Schulz | 08 | Eighth Floor | 812E | 99939 | Unusable Spaces | 99939 | Unusable Spaces | 17.18 | Stair - East | 8 | Non Useable Floor Area Space Group | 805 | Non-usable - Circulation space |  | Unknown | 0.00 | NO
North Terrace_NT42-Schulz_Eighth Floor_813 _ Lockers | NT-NT42-08-813 | NT42-08-813-Lockers | North Terrace | NT | NT42 | Schulz | 08 | Eighth Floor | 813 | 540 | Elder Conservatorium of Music | 540 | Elder Conservatorium School Performing Arts | 30.93 | Lockers | 4 | Ancillary Area Space Group | 416 | Ancillary Area - Locker Storage/Room |  | Adequate | 4,615.75 | NO
North Terrace_NT42-Schulz_Eighth Floor_813A _ A/L | NT-NT42-08-813A | NT42-08-813A-A/L | North Terrace | NT | NT42 | Schulz | 08 | Eighth Floor | 813A | 99939 | Unusable Spaces | 99939 | Unusable Spaces | 2.76 | A/L | 8 | Non Useable Floor Area Space Group | 805 | Non-usable - Circulation space |  | Unknown | 0.00 | NO
North Terrace_NT42-Schulz_Eighth Floor_813B _ Tea Room | NT-NT42-08-813B | NT42-08-813B-Tea Room | North Terrace | NT | NT42 | Schulz | 08 | Eighth Floor | 813B | 540 | Elder Conservatorium of Music | 540 | Elder Conservatorium School Performing Arts | 5.31 | Tea Room | 6 | General Facility Space Group | 608 | General Facility - Kitchen/Servery/Food Storage |  | Adequate | 1,008.54 | NO
North Terrace_NT42-Schulz_Eighth Floor_814 _ VSR - East | NT-NT42-08-814 | NT42-08-814-VSR - East | North Terrace | NT | NT42 | Schulz | 08 | Eighth Floor | 814 | 99939 | Unusable Spaces | 99939 | Unusable Spaces | 11.53 | VSR - East | 8 | Non Useable Floor Area Space Group | 840 | Non-usable - Service riser |  | Unknown | 0.00 | NO
North Terrace_NT42-Schulz_Eighth Floor_814A _ VSR - Comms | NT-NT42-08-814A | NT42-08-814A-VSR - Comms | North Terrace | NT | NT42 | Schulz | 08 | Eighth Floor | 814A | 850 | ITDS Branch Central Costs | 869 | Information Technology and Digital Services | 0.93 | VSR - Comms | 8 | Non Useable Floor Area Space Group | 812 | Non-usable - Comms/network system/Telephone/PABX |  | Unknown | 0.00 | NO
North Terrace_NT42-Schulz_Eighth Floor_815 _ Practice Room | NT-NT42-08-815 | NT42-08-815-Practice Room | North Terrace | NT | NT42 | Schulz | 08 | Eighth Floor | 815 | 540 | Elder Conservatorium of Music | 540 | Elder Conservatorium School Performing Arts | 18.81 | Practice Room | 3 | Specialist Teaching or Research Space Group | 336 | Music Practice Rooms - Teaching |  | Adequate | 4,242.49 | NO
North Terrace_NT42-Schulz_Eighth Floor_816 _ Practice Room | NT-NT42-08-816 | NT42-08-816-Practice Room | North Terrace | NT | NT42 | Schulz | 08 | Eighth Floor | 816 | 540 | Elder Conservatorium of Music | 540 | Elder Conservatorium School Performing Arts | 18.12 | Practice Room | 3 | Specialist Teaching or Research Space Group | 336 | Music Practice Rooms - Teaching |  | Adequate | 4,086.86 | NO
North Terrace_NT42-Schulz_Eighth Floor_817 _ Practice Room | NT-NT42-08-817 | NT42-08-817-Practice Room | North Terrace | NT | NT42 | Schulz | 08 | Eighth Floor | 817 | 540 | Elder Conservatorium of Music | 540 | Elder Conservatorium School Performing Arts | 18.12 | Practice Room | 3 | Specialist Teaching or Research Space Group | 336 | Music Practice Rooms - Teaching |  | Adequate | 4,086.86 | NO
North Terrace_NT42-Schulz_Eighth Floor_818 _ Practice Room | NT-NT42-08-818 | NT42-08-818-Practice Room | North Terrace | NT | NT42 | Schulz | 08 | Eighth Floor | 818 | 540 | Elder Conservatorium of Music | 540 | Elder Conservatorium School Performing Arts | 18.12 | Practice Room | 3 | Specialist Teaching or Research Space Group | 336 | Music Practice Rooms - Teaching |  | Adequate | 4,086.86 | NO
North Terrace_NT42-Schulz_Eighth Floor_819 _ Practice Room | NT-NT42-08-819 | NT42-08-819-Practice Room | North Terrace | NT | NT42 | Schulz | 08 | Eighth Floor | 819 | 540 | Elder Conservatorium of Music | 540 | Elder Conservatorium School Performing Arts | 18.12 | Practice Room | 3 | Specialist Teaching or Research Space Group | 336 | Music Practice Rooms - Teaching |  | Adequate | 4,086.86 | NO
North Terrace_NT42-Schulz_Eighth Floor_820 _ Practice Room | NT-NT42-08-820 | NT42-08-820-Practice Room | North Terrace | NT | NT42 | Schulz | 08 | Eighth Floor | 820 | 540 | Elder Conservatorium of Music | 540 | Elder Conservatorium School Performing Arts | 18.12 | Practice Room | 3 | Specialist Teaching or Research Space Group | 336 | Music Practice Rooms - Teaching |  | Adequate | 4,086.86 | NO
North Terrace_NT42-Schulz_Eighth Floor_821 _ Practice Room | NT-NT42-08-821 | NT42-08-821-Practice Room | North Terrace | NT | NT42 | Schulz | 08 | Eighth Floor | 821 | 540 | Elder Conservatorium of Music | 540 | Elder Conservatorium School Performing Arts | 18.12 | Practice Room | 3 | Specialist Teaching or Research Space Group | 336 | Music Practice Rooms - Teaching |  | Adequate | 4,086.86 | NO
North Terrace_NT42-Schulz_Eighth Floor_822 _ Practice Room | NT-NT42-08-822 | NT42-08-822-Practice Room | North Terrace | NT | NT42 | Schulz | 08 | Eighth Floor | 822 | 540 | Elder Conservatorium of Music | 540 | Elder Conservatorium School Performing Arts | 18.79 | Practice Room | 3 | Specialist Teaching or Research Space Group | 336 | Music Practice Rooms - Teaching |  | Adequate | 4,237.98 | NO
North Terrace_NT42-Schulz_Ninth Floor_900E _ Stair - West | NT-NT42-09-900E | NT42-09-900E-Stair - West | North Terrace | NT | NT42 | Schulz | 09 | Ninth Floor | 900E | 99939 | Unusable Spaces | 99939 | Unusable Spaces | 17.28 | Stair - West | 8 | Non Useable Floor Area Space Group | 805 | Non-usable - Circulation space |  | Unknown | 0.00 | NO
North Terrace_NT42-Schulz_Ninth Floor_902 _ Lift Lobby - East | NT-NT42-09-902 | NT42-09-902-Lift Lobby - East | North Terrace | NT | NT42 | Schulz | 09 | Ninth Floor | 902 | 99939 | Unusable Spaces | 99939 | Unusable Spaces | 27.61 | Lift Lobby - East | 8 | Non Useable Floor Area Space Group | 805 | Non-usable - Circulation space |  | Unknown | 0.00 | NO
North Terrace_NT42-Schulz_Ninth Floor_902A _ VSR - East | NT-NT42-09-902A | NT42-09-902A-VSR - East | North Terrace | NT | NT42 | Schulz | 09 | Ninth Floor | 902A | 99939 | Unusable Spaces | 99939 | Unusable Spaces | 11.53 | VSR - East | 8 | Non Useable Floor Area Space Group | 840 | Non-usable - Service riser |  | Unknown | 0.00 | NO
North Terrace_NT42-Schulz_Ninth Floor_902B _ VSR - Comms | NT-NT42-09-902B | NT42-09-902B-VSR - Comms | North Terrace | NT | NT42 | Schulz | 09 | Ninth Floor | 902B | 850 | ITDS Branch Central Costs | 869 | Information Technology and Digital Services | 0.93 | VSR - Comms | 8 | Non Useable Floor Area Space Group | 812 | Non-usable - Comms/network system/Telephone/PABX |  | Unknown | 0.00 | NO
North Terrace_NT42-Schulz_Ninth Floor_903 _ A/L | NT-NT42-09-903 | NT42-09-903-A/L | North Terrace | NT | NT42 | Schulz | 09 | Ninth Floor | 903 | 99939 | Unusable Spaces | 99939 | Unusable Spaces | 3.98 | A/L | 8 | Non Useable Floor Area Space Group | 805 | Non-usable - Circulation space |  | Unknown | 0.00 | NO
North Terrace_NT42-Schulz_Ninth Floor_903A _ WC - F | NT-NT42-09-903A | NT42-09-903A-WC - F | North Terrace | NT | NT42 | Schulz | 09 | Ninth Floor | 903A | 99939 | Unusable Spaces | 99939 | Unusable Spaces | 27.9 | WC - F | 8 | Non Useable Floor Area Space Group | 820 | Non-usable - Toilets/Amenities - Female |  | Unknown | 0.00 | NO
North Terrace_NT42-Schulz_Ninth Floor_904 _ WC | NT-NT42-09-904 | NT42-09-904-WC | North Terrace | NT | NT42 | Schulz | 09 | Ninth Floor | 904 | 99939 | Unusable Spaces | 99939 | Unusable Spaces | 5.6 | WC | 8 | Non Useable Floor Area Space Group | 822 | Non-usable - Toilets/Amenities - Unisex |  | Unknown | 0.00 | NO
North Terrace_NT42-Schulz_Ninth Floor_905 _ Cleaner's Store | NT-NT42-09-905 | NT42-09-905-Cleaner's Store | North Terrace | NT | NT42 | Schulz | 09 | Ninth Floor | 905 | 99939 | Unusable Spaces | 99939 | Unusable Spaces | 4.12 | Cleaner's Store | 8 | Non Useable Floor Area Space Group | 806 | Non-usable - Cleaners room |  | Unknown | 0.00 | NO
North Terrace_NT42-Schulz_Ninth Floor_906 _ Corr. | NT-NT42-09-906 | NT42-09-906-Corr. | North Terrace | NT | NT42 | Schulz | 09 | Ninth Floor | 906 | 99939 | Unusable Spaces | 99939 | Unusable Spaces | 28.06 | Corr. | 8 | Non Useable Floor Area Space Group | 805 | Non-usable - Circulation space |  | Unknown | 0.00 | NO
North Terrace_NT42-Schulz_Ninth Floor_906A _ Foyer - East | NT-NT42-09-906A | NT42-09-906A-Foyer - East | North Terrace | NT | NT42 | Schulz | 09 | Ninth Floor | 906A | 99939 | Unusable Spaces | 99939 | Unusable Spaces | 4.54 | Foyer - East | 8 | Non Useable Floor Area Space Group | 805 | Non-usable - Circulation space |  | Unknown | 0.00 | NO
North Terrace_NT42-Schulz_Ninth Floor_907 _ Office | NT-NT42-09-907 | NT42-09-907-Office | North Terrace | NT | NT42 | Schulz | 09 | Ninth Floor | 907 | 540 | Elder Conservatorium of Music | 540 | Elder Conservatorium School Performing Arts | 20.42 | Office | 1 | Office Space Group | 101 | Office - Academic Staff |  | Adequate | 3,462.87 | NO
North Terrace_NT42-Schulz_Ninth Floor_908 _ Office | NT-NT42-09-908 | NT42-09-908-Office | North Terrace | NT | NT42 | Schulz | 09 | Ninth Floor | 908 | 540 | Elder Conservatorium of Music | 540 | Elder Conservatorium School Performing Arts | 15.02 | Office | 1 | Office Space Group | 101 | Office - Academic Staff |  | Adequate | 2,547.12 | NO
North Terrace_NT42-Schulz_Ninth Floor_909 _ Office | NT-NT42-09-909 | NT42-09-909-Office | North Terrace | NT | NT42 | Schulz | 09 | Ninth Floor | 909 | 540 | Elder Conservatorium of Music | 540 | Elder Conservatorium School Performing Arts | 19.61 | Office | 1 | Office Space Group | 101 | Office - Academic Staff |  | Adequate | 3,325.51 | NO
North Terrace_NT42-Schulz_Ninth Floor_910 _ Open Plan - circ | NT-NT42-09-910 | NT42-09-910-Open Plan - circ | North Terrace | NT | NT42 | Schulz | 09 | Ninth Floor | 910 | 540 | Elder Conservatorium of Music | 540 | Elder Conservatorium School Performing Arts | 22.15 | Open Plan - circ | 1 | Office Space Group | 100 | Office - Specific type not defined |  | Adequate | 3,756.24 | NO
North Terrace_NT42-Schulz_Ninth Floor_910A _ Utility | NT-NT42-09-910A | NT42-09-910A-Utility | North Terrace | NT | NT42 | Schulz | 09 | Ninth Floor | 910A | 540 | Elder Conservatorium of Music | 540 | Elder Conservatorium School Performing Arts | 9.88 | Utility | 6 | General Facility Space Group | 603 | General Facility - Resource room |  | Excellent | 2,758.50 | NO
North Terrace_NT42-Schulz_Ninth Floor_910B _ Kitchenette | NT-NT42-09-910B | NT42-09-910B-Kitchenette | North Terrace | NT | NT42 | Schulz | 09 | Ninth Floor | 910B | 540 | Elder Conservatorium of Music | 540 | Elder Conservatorium School Performing Arts | 3.77 | Kitchenette | 6 | General Facility Space Group | 608 | General Facility - Kitchen/Servery/Food Storage |  | Excellent | 1,052.58 | NO
North Terrace_NT42-Schulz_Ninth Floor_911 _ Office | NT-NT42-09-911 | NT42-09-911-Office | North Terrace | NT | NT42 | Schulz | 09 | Ninth Floor | 911 | 540 | Elder Conservatorium of Music | 540 | Elder Conservatorium School Performing Arts | 19.61 | Office | 1 | Office Space Group | 101 | Office - Academic Staff |  | Adequate | 3,325.51 | NO
North Terrace_NT42-Schulz_Ninth Floor_912 _ Office | NT-NT42-09-912 | NT42-09-912-Office | North Terrace | NT | NT42 | Schulz | 09 | Ninth Floor | 912 | 540 | Elder Conservatorium of Music | 540 | Elder Conservatorium School Performing Arts | 19.61 | Office | 1 | Office Space Group | 101 | Office - Academic Staff |  | Adequate | 3,325.51 | NO
North Terrace_NT42-Schulz_Ninth Floor_913 _ Foyer | NT-NT42-09-913 | NT42-09-913-Foyer | North Terrace | NT | NT42 | Schulz | 09 | Ninth Floor | 913 | 99939 | Unusable Spaces | 99939 | Unusable Spaces | 6.89 | Foyer | 8 | Non Useable Floor Area Space Group | 805 | Non-usable - Circulation space |  | Unknown | 0.00 | NO
North Terrace_NT42-Schulz_Ninth Floor_913A _ Corr. | NT-NT42-09-913A | NT42-09-913A-Corr. | North Terrace | NT | NT42 | Schulz | 09 | Ninth Floor | 913A | 99939 | Unusable Spaces | 99939 | Unusable Spaces | 26.92 | Corr. | 8 | Non Useable Floor Area Space Group | 805 | Non-usable - Circulation space |  | Unknown | 0.00 | NO
North Terrace_NT42-Schulz_Ninth Floor_913E _ Stair - East | NT-NT42-09-913E | NT42-09-913E-Stair - East | North Terrace | NT | NT42 | Schulz | 09 | Ninth Floor | 913E | 99939 | Unusable Spaces | 99939 | Unusable Spaces | 17.18 | Stair - East | 8 | Non Useable Floor Area Space Group | 805 | Non-usable - Circulation space |  | Unknown | 0.00 | NO
North Terrace_NT42-Schulz_Ninth Floor_915 _ Office | NT-NT42-09-915 | NT42-09-915-Office | North Terrace | NT | NT42 | Schulz | 09 | Ninth Floor | 915 | 540 | Elder Conservatorium of Music | 540 | Elder Conservatorium School Performing Arts | 19.61 | Office | 1 | Office Space Group | 101 | Office - Academic Staff |  | Adequate | 3,325.51 | NO
North Terrace_NT42-Schulz_Ninth Floor_916 _ Office | NT-NT42-09-916 | NT42-09-916-Office | North Terrace | NT | NT42 | Schulz | 09 | Ninth Floor | 916 | 540 | Elder Conservatorium of Music | 540 | Elder Conservatorium School Performing Arts | 19.61 | Office | 1 | Office Space Group | 101 | Office - Academic Staff |  | Adequate | 3,325.51 | NO
North Terrace_NT42-Schulz_Ninth Floor_918 _ Office | NT-NT42-09-918 | NT42-09-918-Office | North Terrace | NT | NT42 | Schulz | 09 | Ninth Floor | 918 | 540 | Elder Conservatorium of Music | 540 | Elder Conservatorium School Performing Arts | 19.61 | Office | 1 | Office Space Group | 101 | Office - Academic Staff |  | Adequate | 3,325.51 | NO
North Terrace_NT42-Schulz_Ninth Floor_920 _ Office | NT-NT42-09-920 | NT42-09-920-Office | North Terrace | NT | NT42 | Schulz | 09 | Ninth Floor | 920 | 540 | Elder Conservatorium of Music | 540 | Elder Conservatorium School Performing Arts | 20.42 | Office | 1 | Office Space Group | 101 | Office - Academic Staff |  | Adequate | 3,462.87 | NO
North Terrace_NT42-Schulz_Ninth Floor_921 _ Lift Lobby - West | NT-NT42-09-921 | NT42-09-921-Lift Lobby - West | North Terrace | NT | NT42 | Schulz | 09 | Ninth Floor | 921 | 99939 | Unusable Spaces | 99939 | Unusable Spaces | 25.87 | Lift Lobby - West | 8 | Non Useable Floor Area Space Group | 805 | Non-usable - Circulation space |  | Unknown | 0.00 | NO
North Terrace_NT42-Schulz_Ninth Floor_921A _ VSR - West | NT-NT42-09-921A | NT42-09-921A-VSR - West | North Terrace | NT | NT42 | Schulz | 09 | Ninth Floor | 921A | 99939 | Unusable Spaces | 99939 | Unusable Spaces | 11.84 | VSR - West | 8 | Non Useable Floor Area Space Group | 840 | Non-usable - Service riser |  | Unknown | 0.00 | NO
North Terrace_NT42-Schulz_Ninth Floor_922 _ A/L | NT-NT42-09-922 | NT42-09-922-A/L | North Terrace | NT | NT42 | Schulz | 09 | Ninth Floor | 922 | 99939 | Unusable Spaces | 99939 | Unusable Spaces | 4.17 | A/L | 8 | Non Useable Floor Area Space Group | 805 | Non-usable - Circulation space |  | Unknown | 0.00 | NO
North Terrace_NT42-Schulz_Ninth Floor_922A _ WC - M | NT-NT42-09-922A | NT42-09-922A-WC - M | North Terrace | NT | NT42 | Schulz | 09 | Ninth Floor | 922A | 99939 | Unusable Spaces | 99939 | Unusable Spaces | 37.48 | WC - M | 8 | Non Useable Floor Area Space Group | 821 | Non-usable - Toilets/Amenities - Male |  | Unknown | 0.00 | NO
North Terrace_NT42-Schulz_Ninth Floor_WS910.01 _ Workstation - Reception | NT-NT42-09-WS910.01 | NT42-09-WS910.01-Workstation - Reception | North Terrace | NT | NT42 | Schulz | 09 | Ninth Floor | WS910.01 | 540 | Elder Conservatorium of Music | 540 | Elder Conservatorium School Performing Arts | 4.7 | Workstation - Reception | 1 | Office Space Group | 118 | Open Plan - Reception Area |  | Excellent | 1,171.64 | NO
North Terrace_NT42-Schulz_Ninth Floor_WS910.02 _ Workstation - Reception | NT-NT42-09-WS910.02 | NT42-09-WS910.02-Workstation - Reception | North Terrace | NT | NT42 | Schulz | 09 | Ninth Floor | WS910.02 | 540 | Elder Conservatorium of Music | 540 | Elder Conservatorium School Performing Arts | 4.73 | Workstation - Reception | 1 | Office Space Group | 118 | Open Plan - Reception Area |  | Excellent | 1,179.12 | NO
North Terrace_NT42-Schulz_Ninth Floor_WS910.03 _ Workstation | NT-NT42-09-WS910.03 | NT42-09-WS910.03-Workstation | North Terrace | NT | NT42 | Schulz | 09 | Ninth Floor | WS910.03 | 540 | Elder Conservatorium of Music | 540 | Elder Conservatorium School Performing Arts | 3.47 | Workstation | 1 | Office Space Group | 112 | Open Plan - Academic Staff |  | Excellent | 865.02 | NO
North Terrace_NT42-Schulz_Ninth Floor_WS910.04 _ Workstation | NT-NT42-09-WS910.04 | NT42-09-WS910.04-Workstation | North Terrace | NT | NT42 | Schulz | 09 | Ninth Floor | WS910.04 | 540 | Elder Conservatorium of Music | 540 | Elder Conservatorium School Performing Arts | 3.44 | Workstation | 1 | Office Space Group | 112 | Open Plan - Academic Staff |  | Excellent | 857.54 | NO
North Terrace_NT42-Schulz_Ninth Floor_WS910.05 _ Workstation | NT-NT42-09-WS910.05 | NT42-09-WS910.05-Workstation | North Terrace | NT | NT42 | Schulz | 09 | Ninth Floor | WS910.05 | 540 | Elder Conservatorium of Music | 540 | Elder Conservatorium School Performing Arts | 4.34 | Workstation | 1 | Office Space Group | 112 | Open Plan - Academic Staff |  | Excellent | 1,081.90 | NO
North Terrace_NT42-Schulz_Ninth Floor_WS910.06 _ Workstation | NT-NT42-09-WS910.06 | NT42-09-WS910.06-Workstation | North Terrace | NT | NT42 | Schulz | 09 | Ninth Floor | WS910.06 | 540 | Elder Conservatorium of Music | 540 | Elder Conservatorium School Performing Arts | 4.34 | Workstation | 1 | Office Space Group | 112 | Open Plan - Academic Staff |  | Excellent | 1,081.90 | NO
North Terrace_NT42-Schulz_Tenth Floor_1000E _ Stair | NT-NT42-10-1000E | NT42-10-1000E-Stair | North Terrace | NT | NT42 | Schulz | 10 | Tenth Floor | 1000E | 99939 | Unusable Spaces | 99939 | Unusable Spaces | 17.1 | Stair | 8 | Non Useable Floor Area Space Group | 805 | Non-usable - Circulation space |  | Unknown | 0.00 | NO
North Terrace_NT42-Schulz_Tenth Floor_1001 _ Staff / Breakout Room | NT-NT42-10-1001 | NT42-10-1001-Staff / Breakout Room | North Terrace | NT | NT42 | Schulz | 10 | Tenth Floor | 1001 | 636 | Adelaide Graduate Centre | 636 | Adelaide Graduate Research Scholarships | 40.14 | Staff / Breakout Room | 6 | General Facility Space Group | 608 | General Facility - Kitchen/Servery/Food Storage |  | Excellent | 11,207.09 | NO
North Terrace_NT42-Schulz_Tenth Floor_1002 _ Meeting | NT-NT42-10-1002 | NT42-10-1002-Meeting | North Terrace | NT | NT42 | Schulz | 10 | Tenth Floor | 1002 | 636 | Adelaide Graduate Centre | 636 | Adelaide Graduate Research Scholarships | 11.93 | Meeting | 6 | General Facility Space Group | 601 | General Facility - Committee/Conference/Meeting room |  | Excellent | 3,330.86 | NO
North Terrace_NT42-Schulz_Tenth Floor_1003 _ Office | NT-NT42-10-1003 | NT42-10-1003-Office | North Terrace | NT | NT42 | Schulz | 10 | Tenth Floor | 1003 | 636 | Adelaide Graduate Centre | 636 | Adelaide Graduate Research Scholarships | 11.2 | Office | 1 | Office Space Group | 100 | Office - Specific type not defined |  | Excellent | 2,792.00 | NO
North Terrace_NT42-Schulz_Tenth Floor_1004 _ Office | NT-NT42-10-1004 | NT42-10-1004-Office | North Terrace | NT | NT42 | Schulz | 10 | Tenth Floor | 1004 | 636 | Adelaide Graduate Centre | 636 | Adelaide Graduate Research Scholarships | 10.57 | Office | 1 | Office Space Group | 100 | Office - Specific type not defined |  | Excellent | 2,634.95 | NO
North Terrace_NT42-Schulz_Tenth Floor_1005 _ Meeting | NT-NT42-10-1005 | NT42-10-1005-Meeting | North Terrace | NT | NT42 | Schulz | 10 | Tenth Floor | 1005 | 859 | Infrastructure Office | 859 | Infrastructure | 14.06 | Meeting | 6 | General Facility Space Group | 601 | General Facility - Committee/Conference/Meeting room |  | Excellent | 3,925.55 | NO
North Terrace_NT42-Schulz_Tenth Floor_1005E _ Stair | NT-NT42-10-1005E | NT42-10-1005E-Stair | North Terrace | NT | NT42 | Schulz | 10 | Tenth Floor | 1005E | 99939 | Unusable Spaces | 99939 | Unusable Spaces | 17.28 | Stair | 8 | Non Useable Floor Area Space Group | 805 | Non-usable - Circulation space |  | Unknown | 0.00 | NO
North Terrace_NT42-Schulz_Tenth Floor_1006 _ Meeting | NT-NT42-10-1006 | NT42-10-1006-Meeting | North Terrace | NT | NT42 | Schulz | 10 | Tenth Floor | 1006 | 859 | Infrastructure Office | 859 | Infrastructure | 18.99 | Meeting | 6 | General Facility Space Group | 601 | General Facility - Committee/Conference/Meeting room |  | Excellent | 5,302.01 | NO
North Terrace_NT42-Schulz_Tenth Floor_1007 _ Open Plan - circ | NT-NT42-10-1007 | NT42-10-1007-Open Plan - circ | North Terrace | NT | NT42 | Schulz | 10 | Tenth Floor | 1007 | 636 | Adelaide Graduate Centre | 636 | Adelaide Graduate Research Scholarships | 77.38 | Open Plan - circ | 1 | Office Space Group | 100 | Office - Specific type not defined |  | Excellent | 19,289.73 | NO
North Terrace_NT42-Schulz_Tenth Floor_1007.01 _ Workstation | NT-NT42-10-1007.01 | NT42-10-1007.01-Workstation | North Terrace | NT | NT42 | Schulz | 10 | Tenth Floor | 1007.01 | 636 | Adelaide Graduate Centre | 636 | Adelaide Graduate Research Scholarships | 4.25 | Workstation | 1 | Office Space Group | 116 | Open Plan - Professional/General Staff |  | Excellent | 1,059.46 | NO
North Terrace_NT42-Schulz_Tenth Floor_1007.02 _ Workstation | NT-NT42-10-1007.02 | NT42-10-1007.02-Workstation | North Terrace | NT | NT42 | Schulz | 10 | Tenth Floor | 1007.02 | 636 | Adelaide Graduate Centre | 636 | Adelaide Graduate Research Scholarships | 4.25 | Workstation | 1 | Office Space Group | 116 | Open Plan - Professional/General Staff |  | Excellent | 1,059.46 | NO
North Terrace_NT42-Schulz_Tenth Floor_1007.03 _ Workstation | NT-NT42-10-1007.03 | NT42-10-1007.03-Workstation | North Terrace | NT | NT42 | Schulz | 10 | Tenth Floor | 1007.03 | 636 | Adelaide Graduate Centre | 636 | Adelaide Graduate Research Scholarships | 3.36 | Workstation | 1 | Office Space Group | 116 | Open Plan - Professional/General Staff |  | Excellent | 837.60 | NO
North Terrace_NT42-Schulz_Tenth Floor_1007.04 _ Workstation | NT-NT42-10-1007.04 | NT42-10-1007.04-Workstation | North Terrace | NT | NT42 | Schulz | 10 | Tenth Floor | 1007.04 | 636 | Adelaide Graduate Centre | 636 | Adelaide Graduate Research Scholarships | 3.3 | Workstation | 1 | Office Space Group | 116 | Open Plan - Professional/General Staff |  | Excellent | 822.64 | NO
North Terrace_NT42-Schulz_Tenth Floor_1007.05 _ Workstation | NT-NT42-10-1007.05 | NT42-10-1007.05-Workstation | North Terrace | NT | NT42 | Schulz | 10 | Tenth Floor | 1007.05 | 636 | Adelaide Graduate Centre | 636 | Adelaide Graduate Research Scholarships | 3.35 | Workstation | 1 | Office Space Group | 116 | Open Plan - Professional/General Staff |  | Excellent | 835.11 | NO
North Terrace_NT42-Schulz_Tenth Floor_1007.06 _ Workstation | NT-NT42-10-1007.06 | NT42-10-1007.06-Workstation | North Terrace | NT | NT42 | Schulz | 10 | Tenth Floor | 1007.06 | 636 | Adelaide Graduate Centre | 636 | Adelaide Graduate Research Scholarships | 3.35 | Workstation | 1 | Office Space Group | 116 | Open Plan - Professional/General Staff |  | Excellent | 835.11 | NO
North Terrace_NT42-Schulz_Tenth Floor_1007.07 _ Workstation | NT-NT42-10-1007.07 | NT42-10-1007.07-Workstation | North Terrace | NT | NT42 | Schulz | 10 | Tenth Floor | 1007.07 | 636 | Adelaide Graduate Centre | 636 | Adelaide Graduate Research Scholarships | 5.21 | Workstation | 1 | Office Space Group | 116 | Open Plan - Professional/General Staff |  | Excellent | 1,298.78 | NO
North Terrace_NT42-Schulz_Tenth Floor_1007.08 _ Workstation | NT-NT42-10-1007.08 | NT42-10-1007.08-Workstation | North Terrace | NT | NT42 | Schulz | 10 | Tenth Floor | 1007.08 | 636 | Adelaide Graduate Centre | 636 | Adelaide Graduate Research Scholarships | 5.14 | Workstation | 1 | Office Space Group | 116 | Open Plan - Professional/General Staff |  | Excellent | 1,281.33 | NO
North Terrace_NT42-Schulz_Tenth Floor_1007.09 _ Workstation | NT-NT42-10-1007.09 | NT42-10-1007.09-Workstation | North Terrace | NT | NT42 | Schulz | 10 | Tenth Floor | 1007.09 | 636 | Adelaide Graduate Centre | 636 | Adelaide Graduate Research Scholarships | 5.22 | Workstation | 1 | Office Space Group | 116 | Open Plan - Professional/General Staff |  | Excellent | 1,301.27 | NO
North Terrace_NT42-Schulz_Tenth Floor_1007.10 _ Workstation | NT-NT42-10-1007.10 | NT42-10-1007.10-Workstation | North Terrace | NT | NT42 | Schulz | 10 | Tenth Floor | 1007.10 | 636 | Adelaide Graduate Centre | 636 | Adelaide Graduate Research Scholarships | 5.15 | Workstation | 1 | Office Space Group | 116 | Open Plan - Professional/General Staff |  | Excellent | 1,283.82 | NO
North Terrace_NT42-Schulz_Tenth Floor_1007.11 _ Workstation | NT-NT42-10-1007.11 | NT42-10-1007.11-Workstation | North Terrace | NT | NT42 | Schulz | 10 | Tenth Floor | 1007.11 | 636 | Adelaide Graduate Centre | 636 | Adelaide Graduate Research Scholarships | 3.19 | Workstation | 1 | Office Space Group | 116 | Open Plan - Professional/General Staff |  | Excellent | 795.22 | NO
North Terrace_NT42-Schulz_Tenth Floor_1007.12 _ Workstation | NT-NT42-10-1007.12 | NT42-10-1007.12-Workstation | North Terrace | NT | NT42 | Schulz | 10 | Tenth Floor | 1007.12 | 636 | Adelaide Graduate Centre | 636 | Adelaide Graduate Research Scholarships | 3.19 | Workstation | 1 | Office Space Group | 116 | Open Plan - Professional/General Staff |  | Excellent | 795.22 | NO
North Terrace_NT42-Schulz_Tenth Floor_1007.13 _ Workstation | NT-NT42-10-1007.13 | NT42-10-1007.13-Workstation | North Terrace | NT | NT42 | Schulz | 10 | Tenth Floor | 1007.13 | 636 | Adelaide Graduate Centre | 636 | Adelaide Graduate Research Scholarships | 3.19 | Workstation | 1 | Office Space Group | 116 | Open Plan - Professional/General Staff |  | Excellent | 795.22 | NO
North Terrace_NT42-Schulz_Tenth Floor_1007.14 _ Workstation | NT-NT42-10-1007.14 | NT42-10-1007.14-Workstation | North Terrace | NT | NT42 | Schulz | 10 | Tenth Floor | 1007.14 | 636 | Adelaide Graduate Centre | 636 | Adelaide Graduate Research Scholarships | 3.13 | Workstation | 1 | Office Space Group | 116 | Open Plan - Professional/General Staff |  | Excellent | 780.26 | NO
North Terrace_NT42-Schulz_Tenth Floor_1007.15 _ Workstation | NT-NT42-10-1007.15 | NT42-10-1007.15-Workstation | North Terrace | NT | NT42 | Schulz | 10 | Tenth Floor | 1007.15 | 636 | Adelaide Graduate Centre | 636 | Adelaide Graduate Research Scholarships | 3.36 | Workstation | 1 | Office Space Group | 116 | Open Plan - Professional/General Staff |  | Excellent | 837.60 | NO
North Terrace_NT42-Schulz_Tenth Floor_1007.16 _ Workstation | NT-NT42-10-1007.16 | NT42-10-1007.16-Workstation | North Terrace | NT | NT42 | Schulz | 10 | Tenth Floor | 1007.16 | 636 | Adelaide Graduate Centre | 636 | Adelaide Graduate Research Scholarships | 3.36 | Workstation | 1 | Office Space Group | 116 | Open Plan - Professional/General Staff |  | Excellent | 837.60 | NO
North Terrace_NT42-Schulz_Tenth Floor_1007.17 _ Workstation | NT-NT42-10-1007.17 | NT42-10-1007.17-Workstation | North Terrace | NT | NT42 | Schulz | 10 | Tenth Floor | 1007.17 | 636 | Adelaide Graduate Centre | 636 | Adelaide Graduate Research Scholarships | 4 | Workstation | 1 | Office Space Group | 116 | Open Plan - Professional/General Staff |  | Excellent | 997.14 | NO
North Terrace_NT42-Schulz_Tenth Floor_1007.18 _ Workstation | NT-NT42-10-1007.18 | NT42-10-1007.18-Workstation | North Terrace | NT | NT42 | Schulz | 10 | Tenth Floor | 1007.18 | 636 | Adelaide Graduate Centre | 636 | Adelaide Graduate Research Scholarships | 3.93 | Workstation | 1 | Office Space Group | 116 | Open Plan - Professional/General Staff |  | Excellent | 979.69 | NO
North Terrace_NT42-Schulz_Tenth Floor_1007.19 _ Workstation | NT-NT42-10-1007.19 | NT42-10-1007.19-Workstation | North Terrace | NT | NT42 | Schulz | 10 | Tenth Floor | 1007.19 | 636 | Adelaide Graduate Centre | 636 | Adelaide Graduate Research Scholarships | 4.72 | Workstation | 1 | Office Space Group | 116 | Open Plan - Professional/General Staff |  | Excellent | 1,176.63 | NO
North Terrace_NT42-Schulz_Tenth Floor_1007.20 _ Workstation | NT-NT42-10-1007.20 | NT42-10-1007.20-Workstation | North Terrace | NT | NT42 | Schulz | 10 | Tenth Floor | 1007.20 | 636 | Adelaide Graduate Centre | 636 | Adelaide Graduate Research Scholarships | 4.72 | Workstation | 1 | Office Space Group | 116 | Open Plan - Professional/General Staff |  | Excellent | 1,176.63 | NO
North Terrace_NT42-Schulz_Tenth Floor_1007.21 _ Workstation | NT-NT42-10-1007.21 | NT42-10-1007.21-Workstation | North Terrace | NT | NT42 | Schulz | 10 | Tenth Floor | 1007.21 | 636 | Adelaide Graduate Centre | 636 | Adelaide Graduate Research Scholarships | 3.11 | Workstation | 1 | Office Space Group | 116 | Open Plan - Professional/General Staff |  | Excellent | 775.28 | NO
North Terrace_NT42-Schulz_Tenth Floor_1007.22 _ Workstation | NT-NT42-10-1007.22 | NT42-10-1007.22-Workstation | North Terrace | NT | NT42 | Schulz | 10 | Tenth Floor | 1007.22 | 636 | Adelaide Graduate Centre | 636 | Adelaide Graduate Research Scholarships | 3.11 | Workstation | 1 | Office Space Group | 116 | Open Plan - Professional/General Staff |  | Excellent | 775.28 | NO
North Terrace_NT42-Schulz_Tenth Floor_1007.23 _ Workstation | NT-NT42-10-1007.23 | NT42-10-1007.23-Workstation | North Terrace | NT | NT42 | Schulz | 10 | Tenth Floor | 1007.23 | 636 | Adelaide Graduate Centre | 636 | Adelaide Graduate Research Scholarships | 3.11 | Workstation | 1 | Office Space Group | 116 | Open Plan - Professional/General Staff |  | Excellent | 775.28 | NO
North Terrace_NT42-Schulz_Tenth Floor_1007.24 _ Workstation | NT-NT42-10-1007.24 | NT42-10-1007.24-Workstation | North Terrace | NT | NT42 | Schulz | 10 | Tenth Floor | 1007.24 | 636 | Adelaide Graduate Centre | 636 | Adelaide Graduate Research Scholarships | 3.11 | Workstation | 1 | Office Space Group | 116 | Open Plan - Professional/General Staff |  | Excellent | 775.28 | NO
North Terrace_NT42-Schulz_Tenth Floor_1007.25 _ Workstation | NT-NT42-10-1007.25 | NT42-10-1007.25-Workstation | North Terrace | NT | NT42 | Schulz | 10 | Tenth Floor | 1007.25 | 636 | Adelaide Graduate Centre | 636 | Adelaide Graduate Research Scholarships | 3.13 | Workstation | 1 | Office Space Group | 116 | Open Plan - Professional/General Staff |  | Excellent | 780.26 | NO
North Terrace_NT42-Schulz_Tenth Floor_1007.26 _ Workstation | NT-NT42-10-1007.26 | NT42-10-1007.26-Workstation | North Terrace | NT | NT42 | Schulz | 10 | Tenth Floor | 1007.26 | 636 | Adelaide Graduate Centre | 636 | Adelaide Graduate Research Scholarships | 3.13 | Workstation | 1 | Office Space Group | 116 | Open Plan - Professional/General Staff |  | Excellent | 780.26 | NO
North Terrace_NT42-Schulz_Tenth Floor_1007.27 _ Workstation | NT-NT42-10-1007.27 | NT42-10-1007.27-Workstation | North Terrace | NT | NT42 | Schulz | 10 | Tenth Floor | 1007.27 | 636 | Adelaide Graduate Centre | 636 | Adelaide Graduate Research Scholarships | 3.13 | Workstation | 1 | Office Space Group | 116 | Open Plan - Professional/General Staff |  | Excellent | 780.26 | NO
North Terrace_NT42-Schulz_Tenth Floor_1007.28 _ Workstation | NT-NT42-10-1007.28 | NT42-10-1007.28-Workstation | North Terrace | NT | NT42 | Schulz | 10 | Tenth Floor | 1007.28 | 636 | Adelaide Graduate Centre | 636 | Adelaide Graduate Research Scholarships | 3.13 | Workstation | 1 | Office Space Group | 116 | Open Plan - Professional/General Staff |  | Excellent | 780.26 | NO
North Terrace_NT42-Schulz_Tenth Floor_1007.29 _ Workstation | NT-NT42-10-1007.29 | NT42-10-1007.29-Workstation | North Terrace | NT | NT42 | Schulz | 10 | Tenth Floor | 1007.29 | 636 | Adelaide Graduate Centre | 636 | Adelaide Graduate Research Scholarships | 3.03 | Workstation | 1 | Office Space Group | 116 | Open Plan - Professional/General Staff |  | Excellent | 755.34 | NO
North Terrace_NT42-Schulz_Tenth Floor_1007.30 _ Workstation | NT-NT42-10-1007.30 | NT42-10-1007.30-Workstation | North Terrace | NT | NT42 | Schulz | 10 | Tenth Floor | 1007.30 | 636 | Adelaide Graduate Centre | 636 | Adelaide Graduate Research Scholarships | 3.03 | Workstation | 1 | Office Space Group | 116 | Open Plan - Professional/General Staff |  | Excellent | 755.34 | NO
North Terrace_NT42-Schulz_Tenth Floor_1007.31 _ Workstation | NT-NT42-10-1007.31 | NT42-10-1007.31-Workstation | North Terrace | NT | NT42 | Schulz | 10 | Tenth Floor | 1007.31 | 636 | Adelaide Graduate Centre | 636 | Adelaide Graduate Research Scholarships | 3.05 | Workstation | 1 | Office Space Group | 116 | Open Plan - Professional/General Staff |  | Excellent | 760.32 | NO
North Terrace_NT42-Schulz_Tenth Floor_1007.32 _ Workstation | NT-NT42-10-1007.32 | NT42-10-1007.32-Workstation | North Terrace | NT | NT42 | Schulz | 10 | Tenth Floor | 1007.32 | 636 | Adelaide Graduate Centre | 636 | Adelaide Graduate Research Scholarships | 3.05 | Workstation | 1 | Office Space Group | 116 | Open Plan - Professional/General Staff |  | Excellent | 760.32 | NO
North Terrace_NT42-Schulz_Tenth Floor_1007.33 _ Workstation - Reception | NT-NT42-10-1007.33 | NT42-10-1007.33-Workstation - Reception | North Terrace | NT | NT42 | Schulz | 10 | Tenth Floor | 1007.33 | 636 | Adelaide Graduate Centre | 636 | Adelaide Graduate Research Scholarships | 4.79 | Workstation - Reception | 1 | Office Space Group | 118 | Open Plan - Reception Area |  | Excellent | 1,194.08 | NO
North Terrace_NT42-Schulz_Tenth Floor_1007.34 _ Workstation - Reception | NT-NT42-10-1007.34 | NT42-10-1007.34-Workstation - Reception | North Terrace | NT | NT42 | Schulz | 10 | Tenth Floor | 1007.34 | 636 | Adelaide Graduate Centre | 636 | Adelaide Graduate Research Scholarships | 5.62 | Workstation - Reception | 1 | Office Space Group | 118 | Open Plan - Reception Area |  | Excellent | 1,400.99 | NO
North Terrace_NT42-Schulz_Tenth Floor_1007A _ Entry | NT-NT42-10-1007A | NT42-10-1007A-Entry | North Terrace | NT | NT42 | Schulz | 10 | Tenth Floor | 1007A | 636 | Adelaide Graduate Centre | 636 | Adelaide Graduate Research Scholarships | 6.67 | Entry | 8 | Non Useable Floor Area Space Group | 805 | Non-usable - Circulation space |  | Excellent | 0.00 | NO
North Terrace_NT42-Schulz_Tenth Floor_1007B _ Utility | NT-NT42-10-1007B | NT42-10-1007B-Utility | North Terrace | NT | NT42 | Schulz | 10 | Tenth Floor | 1007B | 636 | Adelaide Graduate Centre | 636 | Adelaide Graduate Research Scholarships | 6.99 | Utility | 6 | General Facility Space Group | 603 | General Facility - Resource room |  | Excellent | 1,951.61 | NO
North Terrace_NT42-Schulz_Tenth Floor_1007C _ Informal Work | NT-NT42-10-1007C | NT42-10-1007C-Informal Work | North Terrace | NT | NT42 | Schulz | 10 | Tenth Floor | 1007C | 636 | Adelaide Graduate Centre | 636 | Adelaide Graduate Research Scholarships | 4.21 | Informal Work | 1 | Office Space Group | 119 | Informal Work Space |  | Excellent | 1,049.49 | NO
North Terrace_NT42-Schulz_Tenth Floor_1007D _ Utility | NT-NT42-10-1007D | NT42-10-1007D-Utility | North Terrace | NT | NT42 | Schulz | 10 | Tenth Floor | 1007D | 636 | Adelaide Graduate Centre | 636 | Adelaide Graduate Research Scholarships | 4.18 | Utility | 6 | General Facility Space Group | 603 | General Facility - Resource room |  | Excellent | 1,167.06 | NO
North Terrace_NT42-Schulz_Tenth Floor_1008 _ Meeting | NT-NT42-10-1008 | NT42-10-1008-Meeting | North Terrace | NT | NT42 | Schulz | 10 | Tenth Floor | 1008 | 636 | Adelaide Graduate Centre | 636 | Adelaide Graduate Research Scholarships | 13.31 | Meeting | 6 | General Facility Space Group | 601 | General Facility - Committee/Conference/Meeting room |  | Excellent | 3,716.15 | NO
North Terrace_NT42-Schulz_Tenth Floor_1008A _ Office | NT-NT42-10-1008A | NT42-10-1008A-Office | North Terrace | NT | NT42 | Schulz | 10 | Tenth Floor | 1008A | 636 | Adelaide Graduate Centre | 636 | Adelaide Graduate Research Scholarships | 8.79 | Office | 1 | Office Space Group | 108 | Office - Professional/General Staff |  | Excellent | 2,191.22 | NO
North Terrace_NT42-Schulz_Tenth Floor_1009 _ Entry | NT-NT42-10-1009 | NT42-10-1009-Entry | North Terrace | NT | NT42 | Schulz | 10 | Tenth Floor | 1009 | 99939 | Unusable Spaces | 99939 | Unusable Spaces | 23.26 | Entry | 8 | Non Useable Floor Area Space Group | 805 | Non-usable - Circulation space |  | Excellent | 0.00 | NO
North Terrace_NT42-Schulz_Tenth Floor_1009A _ Waiting | NT-NT42-10-1009A | NT42-10-1009A-Waiting | North Terrace | NT | NT42 | Schulz | 10 | Tenth Floor | 1009A | 636 | Adelaide Graduate Centre | 636 | Adelaide Graduate Research Scholarships | 4.35 | Waiting | 6 | General Facility Space Group | 623 | General Facility - Waiting Area/Foyer/Reception Area |  | Excellent | 1,214.52 | NO
North Terrace_NT42-Schulz_Tenth Floor_1010 _ Quiet Room | NT-NT42-10-1010 | NT42-10-1010-Quiet Room | North Terrace | NT | NT42 | Schulz | 10 | Tenth Floor | 1010 | 636 | Adelaide Graduate Centre | 636 | Adelaide Graduate Research Scholarships | 5.86 | Quiet Room | 1 | Office Space Group | 119 | Informal Work Space |  | Excellent | 1,460.81 | NO
North Terrace_NT42-Schulz_Tenth Floor_1011 _ Quiet Room | NT-NT42-10-1011 | NT42-10-1011-Quiet Room | North Terrace | NT | NT42 | Schulz | 10 | Tenth Floor | 1011 | 636 | Adelaide Graduate Centre | 636 | Adelaide Graduate Research Scholarships | 5.78 | Quiet Room | 1 | Office Space Group | 119 | Informal Work Space |  | Excellent | 1,440.87 | NO
North Terrace_NT42-Schulz_Tenth Floor_1030 _ Lift Lobby | NT-NT42-10-1030 | NT42-10-1030-Lift Lobby | North Terrace | NT | NT42 | Schulz | 10 | Tenth Floor | 1030 | 99939 | Unusable Spaces | 99939 | Unusable Spaces | 23.1 | Lift Lobby | 8 | Non Useable Floor Area Space Group | 805 | Non-usable - Circulation space |  | Unknown | 0.00 | NO
North Terrace_NT42-Schulz_Tenth Floor_1030A _ Entry | NT-NT42-10-1030A | NT42-10-1030A-Entry | North Terrace | NT | NT42 | Schulz | 10 | Tenth Floor | 1030A | 99939 | Unusable Spaces | 99939 | Unusable Spaces | 9.14 | Entry | 8 | Non Useable Floor Area Space Group | 805 | Non-usable - Circulation space |  | Excellent | 0.00 | NO
North Terrace_NT42-Schulz_Tenth Floor_1030B _ Seating | NT-NT42-10-1030B | NT42-10-1030B-Seating | North Terrace | NT | NT42 | Schulz | 10 | Tenth Floor | 1030B | 99951 | Hub and study spaces (ex-VPSR) | 952 | Corporate Services Division Admin | 3.91 | Seating | 5 | Library, IT and Learning Space Group | 515 | Incidental Learning | INFORMAL-PRIM-S | Excellent | 1,091.67 | NO
North Terrace_NT42-Schulz_Tenth Floor_1030C _ VSR - East | NT-NT42-10-1030C | NT42-10-1030C-VSR - East | North Terrace | NT | NT42 | Schulz | 10 | Tenth Floor | 1030C | 99939 | Unusable Spaces | 99939 | Unusable Spaces | 11.53 | VSR - East | 8 | Non Useable Floor Area Space Group | 840 | Non-usable - Service riser |  | Unknown | 0.00 | NO
North Terrace_NT42-Schulz_Tenth Floor_1030D _ FHR | NT-NT42-10-1030D | NT42-10-1030D-FHR | North Terrace | NT | NT42 | Schulz | 10 | Tenth Floor | 1030D | 99939 | Unusable Spaces | 99939 | Unusable Spaces | 0.6 | FHR | 8 | Non Useable Floor Area Space Group | 840 | Non-usable - Service riser |  | Unknown | 0.00 | NO
North Terrace_NT42-Schulz_Tenth Floor_1030E _ VSR - Comms | NT-NT42-10-1030E | NT42-10-1030E-VSR - Comms | North Terrace | NT | NT42 | Schulz | 10 | Tenth Floor | 1030E | 850 | ITDS Branch Central Costs | 869 | Information Technology and Digital Services | 0.93 | VSR - Comms | 8 | Non Useable Floor Area Space Group | 812 | Non-usable - Comms/network system/Telephone/PABX |  | Unknown | 0.00 | NO
North Terrace_NT42-Schulz_Tenth Floor_1031 _ Lift Lobby | NT-NT42-10-1031 | NT42-10-1031-Lift Lobby | North Terrace | NT | NT42 | Schulz | 10 | Tenth Floor | 1031 | 99939 | Unusable Spaces | 99939 | Unusable Spaces | 21.82 | Lift Lobby | 8 | Non Useable Floor Area Space Group | 805 | Non-usable - Circulation space |  | Unknown | 0.00 | NO
North Terrace_NT42-Schulz_Tenth Floor_1031A _ Entry | NT-NT42-10-1031A | NT42-10-1031A-Entry | North Terrace | NT | NT42 | Schulz | 10 | Tenth Floor | 1031A | 99939 | Unusable Spaces | 99939 | Unusable Spaces | 4.17 | Entry | 8 | Non Useable Floor Area Space Group | 805 | Non-usable - Circulation space |  | Excellent | 0.00 | NO
North Terrace_NT42-Schulz_Tenth Floor_1031B _ FHR | NT-NT42-10-1031B | NT42-10-1031B-FHR | North Terrace | NT | NT42 | Schulz | 10 | Tenth Floor | 1031B | 99939 | Unusable Spaces | 99939 | Unusable Spaces | 0.31 | FHR | 8 | Non Useable Floor Area Space Group | 840 | Non-usable - Service riser |  | Unknown | 0.00 | NO
North Terrace_NT42-Schulz_Tenth Floor_1031C _ VSR - West | NT-NT42-10-1031C | NT42-10-1031C-VSR - West | North Terrace | NT | NT42 | Schulz | 10 | Tenth Floor | 1031C | 99939 | Unusable Spaces | 99939 | Unusable Spaces | 11.84 | VSR - West | 8 | Non Useable Floor Area Space Group | 840 | Non-usable - Service riser |  | Unknown | 0.00 | NO
North Terrace_NT42-Schulz_Tenth Floor_1031D _ Seating | NT-NT42-10-1031D | NT42-10-1031D-Seating | North Terrace | NT | NT42 | Schulz | 10 | Tenth Floor | 1031D | 636 | Adelaide Graduate Centre | 636 | Adelaide Graduate Research Scholarships | 3.71 | Seating | 1 | Office Space Group | 119 | Informal Work Space |  | Adequate | 629.15 | NO
North Terrace_NT42-Schulz_Eleventh Floor_1100E _ Stair - West | NT-NT42-11-1100E | NT42-11-1100E-Stair - West | North Terrace | NT | NT42 | Schulz | 11 | Eleventh Floor | 1100E | 99939 | Unusable Spaces | 99939 | Unusable Spaces | 17.18 | Stair - West | 8 | Non Useable Floor Area Space Group | 805 | Non-usable - Circulation space |  | Unknown | 0.00 | NO
North Terrace_NT42-Schulz_Eleventh Floor_1102 _ Lift Lobby - East | NT-NT42-11-1102 | NT42-11-1102-Lift Lobby - East | North Terrace | NT | NT42 | Schulz | 11 | Eleventh Floor | 1102 | 99939 | Unusable Spaces | 99939 | Unusable Spaces | 27.61 | Lift Lobby - East | 8 | Non Useable Floor Area Space Group | 805 | Non-usable - Circulation space |  | Unknown | 0.00 | NO
North Terrace_NT42-Schulz_Eleventh Floor_1102A _ VSR - Comms | NT-NT42-11-1102A | NT42-11-1102A-VSR - Comms | North Terrace | NT | NT42 | Schulz | 11 | Eleventh Floor | 1102A | 850 | ITDS Branch Central Costs | 869 | Information Technology and Digital Services | 0.93 | VSR - Comms | 8 | Non Useable Floor Area Space Group | 812 | Non-usable - Comms/network system/Telephone/PABX |  | Unknown | 0.00 | NO
North Terrace_NT42-Schulz_Eleventh Floor_1102C _ VSR - East | NT-NT42-11-1102C | NT42-11-1102C-VSR - East | North Terrace | NT | NT42 | Schulz | 11 | Eleventh Floor | 1102C | 99939 | Unusable Spaces | 99939 | Unusable Spaces | 10.6 | VSR - East | 8 | Non Useable Floor Area Space Group | 840 | Non-usable - Service riser |  | Unknown | 0.00 | NO
North Terrace_NT42-Schulz_Eleventh Floor_1103 _ A/L - F | NT-NT42-11-1103 | NT42-11-1103-A/L - F | North Terrace | NT | NT42 | Schulz | 11 | Eleventh Floor | 1103 | 99939 | Unusable Spaces | 99939 | Unusable Spaces | 3.98 | A/L - F | 8 | Non Useable Floor Area Space Group | 820 | Non-usable - Toilets/Amenities - Female |  | Unknown | 0.00 | NO
North Terrace_NT42-Schulz_Eleventh Floor_1103A _ WC - F | NT-NT42-11-1103A | NT42-11-1103A-WC - F | North Terrace | NT | NT42 | Schulz | 11 | Eleventh Floor | 1103A | 99939 | Unusable Spaces | 99939 | Unusable Spaces | 27.9 | WC - F | 8 | Non Useable Floor Area Space Group | 820 | Non-usable - Toilets/Amenities - Female |  | Unknown | 0.00 | NO
North Terrace_NT42-Schulz_Eleventh Floor_1104 _ WC - F | NT-NT42-11-1104 | NT42-11-1104-WC - F | North Terrace | NT | NT42 | Schulz | 11 | Eleventh Floor | 1104 | 99939 | Unusable Spaces | 99939 | Unusable Spaces | 5.6 | WC - F | 8 | Non Useable Floor Area Space Group | 820 | Non-usable - Toilets/Amenities - Female |  | Unknown | 0.00 | NO
North Terrace_NT42-Schulz_Eleventh Floor_1105 _ Cleaner Store | NT-NT42-11-1105 | NT42-11-1105-Cleaner Store | North Terrace | NT | NT42 | Schulz | 11 | Eleventh Floor | 1105 | 99939 | Unusable Spaces | 99939 | Unusable Spaces | 4.12 | Cleaner Store | 8 | Non Useable Floor Area Space Group | 806 | Non-usable - Cleaners room |  | Unknown | 0.00 | NO
North Terrace_NT42-Schulz_Eleventh Floor_1105E _ Stair - East | NT-NT42-11-1105E | NT42-11-1105E-Stair - East | North Terrace | NT | NT42 | Schulz | 11 | Eleventh Floor | 1105E | 99939 | Unusable Spaces | 99939 | Unusable Spaces | 17.1 | Stair - East | 8 | Non Useable Floor Area Space Group | 805 | Non-usable - Circulation space |  | Unknown | 0.00 | NO
North Terrace_NT42-Schulz_Eleventh Floor_1106 _ Corr. | NT-NT42-11-1106 | NT42-11-1106-Corr. | North Terrace | NT | NT42 | Schulz | 11 | Eleventh Floor | 1106 | 99939 | Unusable Spaces | 99939 | Unusable Spaces | 17.61 | Corr. | 8 | Non Useable Floor Area Space Group | 805 | Non-usable - Circulation space |  | Unknown | 0.00 | NO
North Terrace_NT42-Schulz_Eleventh Floor_1106A _ Utility | NT-NT42-11-1106A | NT42-11-1106A-Utility | North Terrace | NT | NT42 | Schulz | 11 | Eleventh Floor | 1106A | 540 | Elder Conservatorium of Music | 540 | Elder Conservatorium School Performing Arts | 25.49 | Utility | 6 | General Facility Space Group | 603 | General Facility - Resource room |  | Excellent | 7,116.81 | NO
North Terrace_NT42-Schulz_Eleventh Floor_1107 _ Office / Teaching - Shared | NT-NT42-11-1107 | NT42-11-1107-Office / Teaching - Shared | North Terrace | NT | NT42 | Schulz | 11 | Eleventh Floor | 1107 | 540 | Elder Conservatorium of Music | 540 | Elder Conservatorium School Performing Arts | 31.19 | Office / Teaching - Shared | 1 | Office Space Group | 101 | Office - Academic Staff |  | Excellent | 7,775.22 | NO
North Terrace_NT42-Schulz_Eleventh Floor_1108 _ Office / Teaching | NT-NT42-11-1108 | NT42-11-1108-Office / Teaching | North Terrace | NT | NT42 | Schulz | 11 | Eleventh Floor | 1108 | 540 | Elder Conservatorium of Music | 540 | Elder Conservatorium School Performing Arts | 30.18 | Office / Teaching | 1 | Office Space Group | 101 | Office - Academic Staff |  | Excellent | 7,523.44 | NO
North Terrace_NT42-Schulz_Eleventh Floor_1108A _ Store | NT-NT42-11-1108A | NT42-11-1108A-Store | North Terrace | NT | NT42 | Schulz | 11 | Eleventh Floor | 1108A | 540 | Elder Conservatorium of Music | 540 | Elder Conservatorium School Performing Arts | 4.33 | Store | 4 | Ancillary Area Space Group | 419 | Ancillary Area - Store Room - Generic |  | Adequate | 646.18 | NO
North Terrace_NT42-Schulz_Eleventh Floor_1109 _ Office / Teaching | NT-NT42-11-1109 | NT42-11-1109-Office / Teaching | North Terrace | NT | NT42 | Schulz | 11 | Eleventh Floor | 1109 | 540 | Elder Conservatorium of Music | 540 | Elder Conservatorium School Performing Arts | 21.06 | Office / Teaching | 1 | Office Space Group | 101 | Office - Academic Staff |  | Adequate | 3,571.40 | NO
North Terrace_NT42-Schulz_Eleventh Floor_1110 _ Office / Teaching | NT-NT42-11-1110 | NT42-11-1110-Office / Teaching | North Terrace | NT | NT42 | Schulz | 11 | Eleventh Floor | 1110 | 540 | Elder Conservatorium of Music | 540 | Elder Conservatorium School Performing Arts | 21.03 | Office / Teaching | 1 | Office Space Group | 101 | Office - Academic Staff |  | Adequate | 3,566.31 | NO
North Terrace_NT42-Schulz_Eleventh Floor_1111 _ Meeting | NT-NT42-11-1111 | NT42-11-1111-Meeting | North Terrace | NT | NT42 | Schulz | 11 | Eleventh Floor | 1111 | 540 | Elder Conservatorium of Music | 540 | Elder Conservatorium School Performing Arts | 25.18 | Meeting | 6 | General Facility Space Group | 601 | General Facility - Committee/Conference/Meeting room |  | Adequate | 4,782.49 | NO
North Terrace_NT42-Schulz_Eleventh Floor_1111A _ Store | NT-NT42-11-1111A | NT42-11-1111A-Store | North Terrace | NT | NT42 | Schulz | 11 | Eleventh Floor | 1111A | 540 | Elder Conservatorium of Music | 540 | Elder Conservatorium School Performing Arts | 5.22 | Store | 4 | Ancillary Area Space Group | 419 | Ancillary Area - Store Room - Generic |  | Adequate | 778.99 | NO
North Terrace_NT42-Schulz_Eleventh Floor_1112 _ Office / Teaching | NT-NT42-11-1112 | NT42-11-1112-Office / Teaching | North Terrace | NT | NT42 | Schulz | 11 | Eleventh Floor | 1112 | 540 | Elder Conservatorium of Music | 540 | Elder Conservatorium School Performing Arts | 21.18 | Office / Teaching | 1 | Office Space Group | 101 | Office - Academic Staff |  | Adequate | 3,591.75 | NO
North Terrace_NT42-Schulz_Eleventh Floor_1113 _ Office / Teaching | NT-NT42-11-1113 | NT42-11-1113-Office / Teaching | North Terrace | NT | NT42 | Schulz | 11 | Eleventh Floor | 1113 | 540 | Elder Conservatorium of Music | 540 | Elder Conservatorium School Performing Arts | 21.06 | Office / Teaching | 1 | Office Space Group | 101 | Office - Academic Staff |  | Adequate | 3,571.40 | NO
North Terrace_NT42-Schulz_Eleventh Floor_1114 _ Corr. | NT-NT42-11-1114 | NT42-11-1114-Corr. | North Terrace | NT | NT42 | Schulz | 11 | Eleventh Floor | 1114 | 99939 | Unusable Spaces | 99939 | Unusable Spaces | 25.04 | Corr. | 8 | Non Useable Floor Area Space Group | 805 | Non-usable - Circulation space |  | Adequate | 0.00 | NO
North Terrace_NT42-Schulz_Eleventh Floor_1114A _ Store | NT-NT42-11-1114A | NT42-11-1114A-Store | North Terrace | NT | NT42 | Schulz | 11 | Eleventh Floor | 1114A | 540 | Elder Conservatorium of Music | 540 | Elder Conservatorium School Performing Arts | 5.22 | Store | 4 | Ancillary Area Space Group | 419 | Ancillary Area - Store Room - Generic |  | Adequate | 778.99 | NO
North Terrace_NT42-Schulz_Eleventh Floor_1114B _ Office | NT-NT42-11-1114B | NT42-11-1114B-Office | North Terrace | NT | NT42 | Schulz | 11 | Eleventh Floor | 1114B | 540 | Elder Conservatorium of Music | 540 | Elder Conservatorium School Performing Arts | 5.87 | Office | 1 | Office Space Group | 101 | Office - Academic Staff |  | Excellent | 1,463.31 | NO
North Terrace_NT42-Schulz_Eleventh Floor_1115 _ Office / Teaching | NT-NT42-11-1115 | NT42-11-1115-Office / Teaching | North Terrace | NT | NT42 | Schulz | 11 | Eleventh Floor | 1115 | 540 | Elder Conservatorium of Music | 540 | Elder Conservatorium School Performing Arts | 21.06 | Office / Teaching | 1 | Office Space Group | 101 | Office - Academic Staff |  | Excellent | 5,249.96 | NO
North Terrace_NT42-Schulz_Eleventh Floor_1116 _ Office / Teaching | NT-NT42-11-1116 | NT42-11-1116-Office / Teaching | North Terrace | NT | NT42 | Schulz | 11 | Eleventh Floor | 1116 | 540 | Elder Conservatorium of Music | 540 | Elder Conservatorium School Performing Arts | 21.81 | Office / Teaching | 1 | Office Space Group | 101 | Office - Academic Staff |  | Excellent | 5,436.92 | NO
North Terrace_NT42-Schulz_Eleventh Floor_1117 _ Lift Lobby - West | NT-NT42-11-1117 | NT42-11-1117-Lift Lobby - West | North Terrace | NT | NT42 | Schulz | 11 | Eleventh Floor | 1117 | 99939 | Unusable Spaces | 99939 | Unusable Spaces | 23.18 | Lift Lobby - West | 8 | Non Useable Floor Area Space Group | 805 | Non-usable - Circulation space |  | Unknown | 0.00 | NO
North Terrace_NT42-Schulz_Eleventh Floor_1117A _ VSR - West | NT-NT42-11-1117A | NT42-11-1117A-VSR - West | North Terrace | NT | NT42 | Schulz | 11 | Eleventh Floor | 1117A | 99939 | Unusable Spaces | 99939 | Unusable Spaces | 11.84 | VSR - West | 8 | Non Useable Floor Area Space Group | 840 | Non-usable - Service riser |  | Unknown | 0.00 | NO
North Terrace_NT42-Schulz_Eleventh Floor_1117B _ Informal Learning | NT-NT42-11-1117B | NT42-11-1117B-Informal Learning | North Terrace | NT | NT42 | Schulz | 11 | Eleventh Floor | 1117B | 99951 | Hub and study spaces (ex-VPSR) | 952 | Corporate Services Division Admin | 2.69 | Informal Learning | 5 | Library, IT and Learning Space Group | 517 | Informal Learning | INFORMAL-PRIM-S | Excellent | 751.05 | NO
North Terrace_NT42-Schulz_Eleventh Floor_1118 _ A/L - M | NT-NT42-11-1118 | NT42-11-1118-A/L - M | North Terrace | NT | NT42 | Schulz | 11 | Eleventh Floor | 1118 | 99939 | Unusable Spaces | 99939 | Unusable Spaces | 4.17 | A/L - M | 8 | Non Useable Floor Area Space Group | 821 | Non-usable - Toilets/Amenities - Male |  | Unknown | 0.00 | NO
North Terrace_NT42-Schulz_Eleventh Floor_1118A _ WC - M | NT-NT42-11-1118A | NT42-11-1118A-WC - M | North Terrace | NT | NT42 | Schulz | 11 | Eleventh Floor | 1118A | 99939 | Unusable Spaces | 99939 | Unusable Spaces | 37.48 | WC - M | 8 | Non Useable Floor Area Space Group | 821 | Non-usable - Toilets/Amenities - Male |  | Unknown | 0.00 | NO
North Terrace_NT42-Schulz_Twelfth Floor_1200 _ Lift Lobby - West | NT-NT42-12-1200 | NT42-12-1200-Lift Lobby - West | North Terrace | NT | NT42 | Schulz | 12 | Twelfth Floor | 1200 | 99939 | Unusable Spaces | 99939 | Unusable Spaces | 22.17 | Lift Lobby - West | 8 | Non Useable Floor Area Space Group | 805 | Non-usable - Circulation space |  | Excellent | 0.00 | NO
North Terrace_NT42-Schulz_Twelfth Floor_1200A _ Waiting | NT-NT42-12-1200A | NT42-12-1200A-Waiting | North Terrace | NT | NT42 | Schulz | 12 | Twelfth Floor | 1200A | 859 | Infrastructure Office | 859 | Infrastructure | 2.55 | Waiting | 6 | General Facility Space Group | 623 | General Facility - Waiting Area/Foyer/Reception Area |  | Excellent | 711.96 | NO
North Terrace_NT42-Schulz_Twelfth Floor_1200B _ FHR | NT-NT42-12-1200B | NT42-12-1200B-FHR | North Terrace | NT | NT42 | Schulz | 12 | Twelfth Floor | 1200B | 99939 | Unusable Spaces | 99939 | Unusable Spaces | 0.68 | FHR | 8 | Non Useable Floor Area Space Group | 840 | Non-usable - Service riser |  | Unknown | 0.00 | NO
North Terrace_NT42-Schulz_Twelfth Floor_1200C _ VSR - Comms | NT-NT42-12-1200C | NT42-12-1200C-VSR - Comms | North Terrace | NT | NT42 | Schulz | 12 | Twelfth Floor | 1200C | 850 | ITDS Branch Central Costs | 869 | Information Technology and Digital Services | 0.72 | VSR - Comms | 8 | Non Useable Floor Area Space Group | 812 | Non-usable - Comms/network system/Telephone/PABX |  | Unknown | 0.00 | NO
North Terrace_NT42-Schulz_Twelfth Floor_1201 _ Stair - West | NT-NT42-12-1201 | NT42-12-1201-Stair - West | North Terrace | NT | NT42 | Schulz | 12 | Twelfth Floor | 1201 | 99939 | Unusable Spaces | 99939 | Unusable Spaces | 16.45 | Stair - West | 8 | Non Useable Floor Area Space Group | 805 | Non-usable - Circulation space |  | Unknown | 0.00 | NO
North Terrace_NT42-Schulz_Twelfth Floor_1202 _ Staff Breakout | NT-NT42-12-1202 | NT42-12-1202-Staff Breakout | North Terrace | NT | NT42 | Schulz | 12 | Twelfth Floor | 1202 | 859 | Infrastructure Office | 859 | Infrastructure | 40.15 | Staff Breakout | 6 | General Facility Space Group | 608 | General Facility - Kitchen/Servery/Food Storage |  | Excellent | 11,209.88 | NO
North Terrace_NT42-Schulz_Twelfth Floor_1202A _ A/L | NT-NT42-12-1202A | NT42-12-1202A-A/L | North Terrace | NT | NT42 | Schulz | 12 | Twelfth Floor | 1202A | 859 | Infrastructure Office | 859 | Infrastructure | 4.17 | A/L | 8 | Non Useable Floor Area Space Group | 805 | Non-usable - Circulation space |  | Excellent | 0.00 | NO
North Terrace_NT42-Schulz_Twelfth Floor_1203 _ Office - Open Plan - "Agile" | NT-NT42-12-1203 | NT42-12-1203-Office - Open Plan - "Agile" | North Terrace | NT | NT42 | Schulz | 12 | Twelfth Floor | 1203 | 859 | Infrastructure Office | 859 | Infrastructure | 244.97 | Office - Open Plan - "Agile" | 1 | Office Space Group | 116 | Open Plan - Professional/General Staff |  | Excellent | 61,067.53 | NO
North Terrace_NT42-Schulz_Twelfth Floor_1203A _ Entry | NT-NT42-12-1203A | NT42-12-1203A-Entry | North Terrace | NT | NT42 | Schulz | 12 | Twelfth Floor | 1203A | 859 | Infrastructure Office | 859 | Infrastructure | 7.11 | Entry | 8 | Non Useable Floor Area Space Group | 805 | Non-usable - Circulation space |  | Excellent | 0.00 | NO
North Terrace_NT42-Schulz_Twelfth Floor_1203B _ Lockers / Agile Touchdown | NT-NT42-12-1203B | NT42-12-1203B-Lockers / Agile Touchdown | North Terrace | NT | NT42 | Schulz | 12 | Twelfth Floor | 1203B | 859 | Infrastructure Office | 859 | Infrastructure | 7.02 | Lockers / Agile Touchdown | 4 | Ancillary Area Space Group | 416 | Ancillary Area - Locker Storage/Room |  | Excellent | 1,539.99 | NO
North Terrace_NT42-Schulz_Twelfth Floor_1203C _ Informal Work | NT-NT42-12-1203C | NT42-12-1203C-Informal Work | North Terrace | NT | NT42 | Schulz | 12 | Twelfth Floor | 1203C | 859 | Infrastructure Office | 859 | Infrastructure | 10.88 | Informal Work | 1 | Office Space Group | 119 | Informal Work Space |  | Excellent | 2,712.23 | NO
North Terrace_NT42-Schulz_Twelfth Floor_1203D _ Utility | NT-NT42-12-1203D | NT42-12-1203D-Utility | North Terrace | NT | NT42 | Schulz | 12 | Twelfth Floor | 1203D | 859 | Infrastructure Office | 859 | Infrastructure | 6.6 | Utility | 6 | General Facility Space Group | 603 | General Facility - Resource room |  | Excellent | 1,842.72 | NO
North Terrace_NT42-Schulz_Twelfth Floor_1203E _ Waiting | NT-NT42-12-1203E | NT42-12-1203E-Waiting | North Terrace | NT | NT42 | Schulz | 12 | Twelfth Floor | 1203E | 859 | Infrastructure Office | 859 | Infrastructure | 5.97 | Waiting | 6 | General Facility Space Group | 623 | General Facility - Waiting Area/Foyer/Reception Area |  | Excellent | 1,666.82 | NO
North Terrace_NT42-Schulz_Twelfth Floor_1203F _ Entry | NT-NT42-12-1203F | NT42-12-1203F-Entry | North Terrace | NT | NT42 | Schulz | 12 | Twelfth Floor | 1203F | 859 | Infrastructure Office | 859 | Infrastructure | 7.09 | Entry | 8 | Non Useable Floor Area Space Group | 805 | Non-usable - Circulation space |  | Excellent | 0.00 | NO
North Terrace_NT42-Schulz_Twelfth Floor_1203G _ Lockers / Agile Touchdown | NT-NT42-12-1203G | NT42-12-1203G-Lockers / Agile Touchdown | North Terrace | NT | NT42 | Schulz | 12 | Twelfth Floor | 1203G | 859 | Infrastructure Office | 859 | Infrastructure | 12.25 | Lockers / Agile Touchdown | 4 | Ancillary Area Space Group | 416 | Ancillary Area - Locker Storage/Room |  | Excellent | 2,687.30 | NO
North Terrace_NT42-Schulz_Twelfth Floor_1204 _ Quiet Room | NT-NT42-12-1204 | NT42-12-1204-Quiet Room | North Terrace | NT | NT42 | Schulz | 12 | Twelfth Floor | 1204 | 859 | Infrastructure Office | 859 | Infrastructure | 5.85 | Quiet Room | 1 | Office Space Group | 119 | Informal Work Space |  | Excellent | 1,458.32 | NO
North Terrace_NT42-Schulz_Twelfth Floor_1205 _ Quiet Room | NT-NT42-12-1205 | NT42-12-1205-Quiet Room | North Terrace | NT | NT42 | Schulz | 12 | Twelfth Floor | 1205 | 859 | Infrastructure Office | 859 | Infrastructure | 5.85 | Quiet Room | 1 | Office Space Group | 119 | Informal Work Space |  | Excellent | 1,458.32 | NO
North Terrace_NT42-Schulz_Twelfth Floor_1206 _ Project Room | NT-NT42-12-1206 | NT42-12-1206-Project Room | North Terrace | NT | NT42 | Schulz | 12 | Twelfth Floor | 1206 | 859 | Infrastructure Office | 859 | Infrastructure | 11.23 | Project Room | 6 | General Facility Space Group | 601 | General Facility - Committee/Conference/Meeting room |  | Excellent | 3,135.42 | NO
North Terrace_NT42-Schulz_Twelfth Floor_1207 _ Collaboration Space | NT-NT42-12-1207 | NT42-12-1207-Collaboration Space | North Terrace | NT | NT42 | Schulz | 12 | Twelfth Floor | 1207 | 859 | Infrastructure Office | 859 | Infrastructure | 11.44 | Collaboration Space | 1 | Office Space Group | 119 | Informal Work Space |  | Excellent | 2,851.83 | NO
North Terrace_NT42-Schulz_Twelfth Floor_1208 _ Lift Lobby - East | NT-NT42-12-1208 | NT42-12-1208-Lift Lobby - East | North Terrace | NT | NT42 | Schulz | 12 | Twelfth Floor | 1208 | 99939 | Unusable Spaces | 99939 | Unusable Spaces | 21.46 | Lift Lobby - East | 8 | Non Useable Floor Area Space Group | 805 | Non-usable - Circulation space |  | Excellent | 0.00 | NO
North Terrace_NT42-Schulz_Twelfth Floor_1208A _ Waiting | NT-NT42-12-1208A | NT42-12-1208A-Waiting | North Terrace | NT | NT42 | Schulz | 12 | Twelfth Floor | 1208A | 859 | Infrastructure Office | 859 | Infrastructure | 5.56 | Waiting | 6 | General Facility Space Group | 623 | General Facility - Waiting Area/Foyer/Reception Area |  | Excellent | 1,552.35 | NO
North Terrace_NT42-Schulz_Twelfth Floor_1208B _ FHR | NT-NT42-12-1208B | NT42-12-1208B-FHR | North Terrace | NT | NT42 | Schulz | 12 | Twelfth Floor | 1208B | 99939 | Unusable Spaces | 99939 | Unusable Spaces | 0.6 | FHR | 8 | Non Useable Floor Area Space Group | 840 | Non-usable - Service riser |  | Unknown | 0.00 | NO
North Terrace_NT42-Schulz_Twelfth Floor_1209 _ Stair - East | NT-NT42-12-1209 | NT42-12-1209-Stair - East | North Terrace | NT | NT42 | Schulz | 12 | Twelfth Floor | 1209 | 99939 | Unusable Spaces | 99939 | Unusable Spaces | 16.43 | Stair - East | 8 | Non Useable Floor Area Space Group | 805 | Non-usable - Circulation space |  | Adequate | 0.00 | NO
North Terrace_NT42-Schulz_Twelfth Floor_1210 _ Meeting | NT-NT42-12-1210 | NT42-12-1210-Meeting | North Terrace | NT | NT42 | Schulz | 12 | Twelfth Floor | 1210 | 859 | Infrastructure Office | 859 | Infrastructure | 39.74 | Meeting | 6 | General Facility Space Group | 601 | General Facility - Committee/Conference/Meeting room |  | Excellent | 11,095.41 | NO
North Terrace_NT42-Schulz_Twelfth Floor_1210A _ A/L | NT-NT42-12-1210A | NT42-12-1210A-A/L | North Terrace | NT | NT42 | Schulz | 12 | Twelfth Floor | 1210A | 859 | Infrastructure Office | 859 | Infrastructure | 3.98 | A/L | 8 | Non Useable Floor Area Space Group | 805 | Non-usable - Circulation space |  | Excellent | 0.00 | NO
North Terrace_NT42-Schulz_Twelfth Floor_1226A _ VSR - East | NT-NT42-12-1226A | NT42-12-1226A-VSR - East | North Terrace | NT | NT42 | Schulz | 12 | Twelfth Floor | 1226A | 99939 | Unusable Spaces | 99939 | Unusable Spaces | 8.89 | VSR - East | 8 | Non Useable Floor Area Space Group | 840 | Non-usable - Service riser |  | Unknown | 0.00 | NO
North Terrace_NT42-Schulz_Twelfth Floor_1226B _ VSR - East | NT-NT42-12-1226B | NT42-12-1226B-VSR - East | North Terrace | NT | NT42 | Schulz | 12 | Twelfth Floor | 1226B | 99939 | Unusable Spaces | 99939 | Unusable Spaces | 2.49 | VSR - East | 8 | Non Useable Floor Area Space Group | 840 | Non-usable - Service riser |  | Unknown | 0.00 | NO
North Terrace_NT42-Schulz_Twelfth Floor_1231B _ VSR - West | NT-NT42-12-1231B | NT42-12-1231B-VSR - West | North Terrace | NT | NT42 | Schulz | 12 | Twelfth Floor | 1231B | 99939 | Unusable Spaces | 99939 | Unusable Spaces | 11.84 | VSR - West | 8 | Non Useable Floor Area Space Group | 840 | Non-usable - Service riser |  | Unknown | 0.00 | NO
North Terrace_NT42-Schulz_Motor Room Level_1300 _ Stair | NT-NT42-13-1300 | NT42-13-1300-Stair | North Terrace | NT | NT42 | Schulz | 13 | Motor Room Level | 1300 | 99939 | Unusable Spaces | 99939 | Unusable Spaces | 16.76 | Stair | 8 | Non Useable Floor Area Space Group | 805 | Non-usable - Circulation space |  | Unknown | 0.00 | NO
North Terrace_NT42-Schulz_Motor Room Level_1301 _ Lobby | NT-NT42-13-1301 | NT42-13-1301-Lobby | North Terrace | NT | NT42 | Schulz | 13 | Motor Room Level | 1301 | 99939 | Unusable Spaces | 99939 | Unusable Spaces | 11.12 | Lobby | 8 | Non Useable Floor Area Space Group | 805 | Non-usable - Circulation space |  | Unknown | 0.00 | NO
North Terrace_NT42-Schulz_Motor Room Level_1302 _ Lift Motor Room | NT-NT42-13-1302 | NT42-13-1302-Lift Motor Room | North Terrace | NT | NT42 | Schulz | 13 | Motor Room Level | 1302 | 99939 | Unusable Spaces | 99939 | Unusable Spaces | 42.98 | Lift Motor Room | 8 | Non Useable Floor Area Space Group | 809 | Non-usable - Lift motor room |  | Unknown | 0.00 | NO
North Terrace_NT42-Schulz_Motor Room Level_1302A _ Tank Room | NT-NT42-13-1302A | NT42-13-1302A-Tank Room | North Terrace | NT | NT42 | Schulz | 13 | Motor Room Level | 1302A | 99939 | Unusable Spaces | 99939 | Unusable Spaces | 34.99 | Tank Room | 9 | Non Reportable Areas Space Group | 999 | Non-reportable - Not Elsewhere Classifiable |  | Unknown | 0.00 | NO
North Terrace_NT42-Schulz_Motor Room Level_1302C _ VSR | NT-NT42-13-1302C | NT42-13-1302C-VSR | North Terrace | NT | NT42 | Schulz | 13 | Motor Room Level | 1302C | 99939 | Unusable Spaces | 99939 | Unusable Spaces | 3.82 | VSR | 8 | Non Useable Floor Area Space Group | 840 | Non-usable - Service riser |  | Unknown | 0.00 | NO
North Terrace_NT42-Schulz_Motor Room Level_1302D _ VSR - A/C | NT-NT42-13-1302D | NT42-13-1302D-VSR - A/C | North Terrace | NT | NT42 | Schulz | 13 | Motor Room Level | 1302D | 99939 | Unusable Spaces | 99939 | Unusable Spaces | 2.52 | VSR - A/C | 8 | Non Useable Floor Area Space Group | 840 | Non-usable - Service riser |  | Unknown | 0.00 | NO
North Terrace_NT42-Schulz_Motor Room Level_1303 _ Plantroom | NT-NT42-13-1303 | NT42-13-1303-Plantroom | North Terrace | NT | NT42 | Schulz | 13 | Motor Room Level | 1303 | 99939 | Unusable Spaces | 99939 | Unusable Spaces | 27.54 | Plantroom | 8 | Non Useable Floor Area Space Group | 811 | Non-usable - Plant room other |  | Unknown | 0.00 | NO
North Terrace_NT42-Schulz_Motor Room Level_1303A _ void | NT-NT42-13-1303A | NT42-13-1303A-void | North Terrace | NT | NT42 | Schulz | 13 | Motor Room Level | 1303A | 99939 | Unusable Spaces | 99939 | Unusable Spaces | 5.45 | void | 8 | Non Useable Floor Area Space Group | 800 | Non-usable - Specific type not defined |  | Unknown | 0.00 | NO
North Terrace_NT42-Schulz_Motor Room Level_1304 _ Roof Deck | NT-NT42-13-1304 | NT42-13-1304-Roof Deck | North Terrace | NT | NT42 | Schulz | 13 | Motor Room Level | 1304 | 99939 | Unusable Spaces | 99939 | Unusable Spaces | 202.97 | Roof Deck | 9 | Non Reportable Areas Space Group | 999 | Non-reportable - Not Elsewhere Classifiable |  | Unknown | 0.00 | NO
North Terrace_NT42-Schulz_Motor Room Level_1304A _ Corr. | NT-NT42-13-1304A | NT42-13-1304A-Corr. | North Terrace | NT | NT42 | Schulz | 13 | Motor Room Level | 1304A | 99939 | Unusable Spaces | 99939 | Unusable Spaces | 5.61 | Corr. | 8 | Non Useable Floor Area Space Group | 805 | Non-usable - Circulation space |  | Unknown | 0.00 | NO
North Terrace_NT42-Schulz_Motor Room Level_1304B _ Corr. | NT-NT42-13-1304B | NT42-13-1304B-Corr. | North Terrace | NT | NT42 | Schulz | 13 | Motor Room Level | 1304B | 99939 | Unusable Spaces | 99939 | Unusable Spaces | 11.36 | Corr. | 8 | Non Useable Floor Area Space Group | 805 | Non-usable - Circulation space |  | Unknown | 0.00 | NO
North Terrace_NT42-Schulz_Motor Room Level_1305 _ Plantroom | NT-NT42-13-1305 | NT42-13-1305-Plantroom | North Terrace | NT | NT42 | Schulz | 13 | Motor Room Level | 1305 | 99939 | Unusable Spaces | 99939 | Unusable Spaces | 55.22 | Plantroom | 8 | Non Useable Floor Area Space Group | 811 | Non-usable - Plant room other |  | Unknown | 0.00 | NO
North Terrace_NT42-Schulz_Motor Room Level_1305A _ void | NT-NT42-13-1305A | NT42-13-1305A-void | North Terrace | NT | NT42 | Schulz | 13 | Motor Room Level | 1305A | 99939 | Unusable Spaces | 99939 | Unusable Spaces | 10.85 | void | 8 | Non Useable Floor Area Space Group | 800 | Non-usable - Specific type not defined |  | Unknown | 0.00 | NO
North Terrace_NT42-Schulz_Motor Room Level_1306 _ Lift Motor Room | NT-NT42-13-1306 | NT42-13-1306-Lift Motor Room | North Terrace | NT | NT42 | Schulz | 13 | Motor Room Level | 1306 | 99939 | Unusable Spaces | 99939 | Unusable Spaces | 52.45 | Lift Motor Room | 8 | Non Useable Floor Area Space Group | 809 | Non-usable - Lift motor room |  | Unknown | 0.00 | NO
North Terrace_NT42-Schulz_Motor Room Level_1306A _ Tank Room | NT-NT42-13-1306A | NT42-13-1306A-Tank Room | North Terrace | NT | NT42 | Schulz | 13 | Motor Room Level | 1306A | 99939 | Unusable Spaces | 99939 | Unusable Spaces | 35.77 | Tank Room | 9 | Non Reportable Areas Space Group | 999 | Non-reportable - Not Elsewhere Classifiable |  | Unknown | 0.00 | NO
North Terrace_NT42-Schulz_Motor Room Level_1307 _ Lobby | NT-NT42-13-1307 | NT42-13-1307-Lobby | North Terrace | NT | NT42 | Schulz | 13 | Motor Room Level | 1307 | 99939 | Unusable Spaces | 99939 | Unusable Spaces | 11.4 | Lobby | 8 | Non Useable Floor Area Space Group | 805 | Non-usable - Circulation space |  | Unknown | 0.00 | NO
North Terrace_NT42-Schulz_Motor Room Level_1307A _ Comms | NT-NT42-13-1307A | NT42-13-1307A-Comms | North Terrace | NT | NT42 | Schulz | 13 | Motor Room Level | 1307A | 850 | ITDS Branch Central Costs | 869 | Information Technology and Digital Services | 0.62 | Comms | 8 | Non Useable Floor Area Space Group | 840 | Non-usable - Service riser |  | Good | 0.00 | NO
North Terrace_NT42-Schulz_Motor Room Level_1308 _ Stair | NT-NT42-13-1308 | NT42-13-1308-Stair | North Terrace | NT | NT42 | Schulz | 13 | Motor Room Level | 1308 | 99939 | Unusable Spaces | 99939 | Unusable Spaces | 14.41 | Stair | 8 | Non Useable Floor Area Space Group | 805 | Non-usable - Circulation space |  | Unknown | 0.00 | NO
North Terrace_NT42-Schulz_Roof Level_01 _ Grid Antenna - Pacific Satellit | NT-NT42-14-01 | NT42-14-01-Grid Antenna - Pacific Satellit | North Terrace | NT | NT42 | Schulz | 14 | Roof Level | 01 | 99966 | Unknown | 99939 | Unusable Spaces | 1 | Grid Antenna - Pacific Satellit | 8 | Non Useable Floor Area Space Group | 800 | Non-usable - Specific type not defined |  | Unknown | 0.00 | NO
North Terrace_NT42-Schulz_Roof Level_02 _ Panel Antenna - Agile | NT-NT42-14-02 | NT42-14-02-Panel Antenna - Agile | North Terrace | NT | NT42 | Schulz | 14 | Roof Level | 02 | 99966 | Unknown | 99939 | Unusable Spaces | 1 | Panel Antenna - Agile | 8 | Non Useable Floor Area Space Group | 800 | Non-usable - Specific type not defined |  | Unknown | 0.00 | NO
North Terrace_NT42-Schulz_Roof Level_03 _ Antenna - TV | NT-NT42-14-03 | NT42-14-03-Antenna - TV | North Terrace | NT | NT42 | Schulz | 14 | Roof Level | 03 | 99966 | Unknown | 99939 | Unusable Spaces | 1 | Antenna - TV | 8 | Non Useable Floor Area Space Group | 800 | Non-usable - Specific type not defined |  | Unknown | 0.00 | NO
North Terrace_NT42-Schulz_Roof Level_04 _ Antenna Omni - Celwave | NT-NT42-14-04 | NT42-14-04-Antenna Omni - Celwave | North Terrace | NT | NT42 | Schulz | 14 | Roof Level | 04 | 99939 | Unusable Spaces | 99939 | Unusable Spaces | 1 | Antenna Omni - Celwave | 8 | Non Useable Floor Area Space Group | 800 | Non-usable - Specific type not defined |  | Adequate | 0.00 | NO
North Terrace_NT42-Schulz_Roof Level_05 _ Micorwave Dish | NT-NT42-14-05 | NT42-14-05-Micorwave Dish | North Terrace | NT | NT42 | Schulz | 14 | Roof Level | 05 | 99004 | Federal - DSTO | 859 | Infrastructure | 1 | Micorwave Dish | 8 | Non Useable Floor Area Space Group | 800 | Non-usable - Specific type not defined |  | Adequate | 0.00 | NO
North Terrace_NT42-Schulz_Roof Level_06 _ Microwave Dish - NEC | NT-NT42-14-06 | NT42-14-06-Microwave Dish - NEC | North Terrace | NT | NT42 | Schulz | 14 | Roof Level | 06 | 99966 | Unknown | 99939 | Unusable Spaces | 1 | Microwave Dish - NEC | 8 | Non Useable Floor Area Space Group | 800 | Non-usable - Specific type not defined |  | Unknown | 0.00 | NO
North Terrace_NT42-Schulz_Roof Level_07 _ Antenna Omni - Polar | NT-NT42-14-07 | NT42-14-07-Antenna Omni - Polar | North Terrace | NT | NT42 | Schulz | 14 | Roof Level | 07 | 99939 | Unusable Spaces | 99939 | Unusable Spaces | 1 | Antenna Omni - Polar | 8 | Non Useable Floor Area Space Group | 800 | Non-usable - Specific type not defined |  | Adequate | 0.00 | NO
North Terrace_NT42-Schulz_Roof Level_08 _ Microwave Dish - QEH | NT-NT42-14-08 | NT42-14-08-Microwave Dish - QEH | North Terrace | NT | NT42 | Schulz | 14 | Roof Level | 08 | 99104 | State - SAHealth | 859 | Infrastructure | 1 | Microwave Dish - QEH | 8 | Non Useable Floor Area Space Group | 800 | Non-usable - Specific type not defined |  | Adequate | 0.00 | NO
North Terrace_NT42-Schulz_Roof Level_09 _ Microwave Dish | NT-NT42-14-09 | NT42-14-09-Microwave Dish | North Terrace | NT | NT42 | Schulz | 14 | Roof Level | 09 | 99103 | State - SA Academic Research and Development NETwork | 859 | Infrastructure | 1 | Microwave Dish | 8 | Non Useable Floor Area Space Group | 800 | Non-usable - Specific type not defined |  | Adequate | 0.00 | NO
North Terrace_NT42-Schulz_Roof Level_10 _ Microwave Dish - WCH | NT-NT42-14-10 | NT42-14-10-Microwave Dish - WCH | North Terrace | NT | NT42 | Schulz | 14 | Roof Level | 10 | 99104 | State - SAHealth | 859 | Infrastructure | 1 | Microwave Dish - WCH | 8 | Non Useable Floor Area Space Group | 800 | Non-usable - Specific type not defined |  | Adequate | 0.00 | NO
North Terrace_NT42-Schulz_Roof Level_11 _ Microwave Dish - QEH | NT-NT42-14-11 | NT42-14-11-Microwave Dish - QEH | North Terrace | NT | NT42 | Schulz | 14 | Roof Level | 11 | 99104 | State - SAHealth | 859 | Infrastructure | 1 | Microwave Dish - QEH | 8 | Non Useable Floor Area Space Group | 800 | Non-usable - Specific type not defined |  | Adequate | 0.00 | NO
North Terrace_NT42-Schulz_Roof Level_12 _ Microwave Dish | NT-NT42-14-12 | NT42-14-12-Microwave Dish | North Terrace | NT | NT42 | Schulz | 14 | Roof Level | 12 | 99002 | Federal - CSIRO | 859 | Infrastructure | 1 | Microwave Dish | 8 | Non Useable Floor Area Space Group | 800 | Non-usable - Specific type not defined |  | Adequate | 0.00 | NO
North Terrace_NT42-Schulz_Roof Level_13 _ Microwave Dish - QEH | NT-NT42-14-13 | NT42-14-13-Microwave Dish - QEH | North Terrace | NT | NT42 | Schulz | 14 | Roof Level | 13 | 99104 | State - SAHealth | 859 | Infrastructure | 1 | Microwave Dish - QEH | 8 | Non Useable Floor Area Space Group | 800 | Non-usable - Specific type not defined |  | Adequate | 0.00 | NO
North Terrace_NT42-Schulz_Roof Level_14 _ Antenna Omni - Datalink | NT-NT42-14-14 | NT42-14-14-Antenna Omni - Datalink | North Terrace | NT | NT42 | Schulz | 14 | Roof Level | 14 | 99966 | Unknown | 99939 | Unusable Spaces | 1 | Antenna Omni - Datalink | 8 | Non Useable Floor Area Space Group | 800 | Non-usable - Specific type not defined |  | Unknown | 0.00 | NO
North Terrace_NT42-Schulz_Roof Level_15 _ Grid Antenna - Andrews | NT-NT42-14-15 | NT42-14-15-Grid Antenna - Andrews | North Terrace | NT | NT42 | Schulz | 14 | Roof Level | 15 | 99966 | Unknown | 99939 | Unusable Spaces | 1 | Grid Antenna - Andrews | 8 | Non Useable Floor Area Space Group | 800 | Non-usable - Specific type not defined |  | Adequate | 0.00 | NO
North Terrace_NT42-Schulz_Roof Level_16 _ Antenna Omni - Student Radio | NT-NT42-14-16 | NT42-14-16-Antenna Omni - Student Radio | North Terrace | NT | NT42 | Schulz | 14 | Roof Level | 16 | 99994 | Uni of Adelaide Student Union Association | 859 | Infrastructure | 1 | Antenna Omni - Student Radio | 8 | Non Useable Floor Area Space Group | 800 | Non-usable - Specific type not defined |  | Adequate | 0.00 | NO
North Terrace_NT42-Schulz_Roof Level_17 _ Grid Antenna | NT-NT42-14-17 | NT42-14-17-Grid Antenna | North Terrace | NT | NT42 | Schulz | 14 | Roof Level | 17 | 99966 | Unknown | 99939 | Unusable Spaces | 1 | Grid Antenna | 8 | Non Useable Floor Area Space Group | 800 | Non-usable - Specific type not defined |  | Adequate | 0.00 | NO
North Terrace_NT42-Schulz_Roof Level_200 _ Antenna | NT-NT42-14-200 | NT42-14-200-Antenna | North Terrace | NT | NT42 | Schulz | 14 | Roof Level | 200 | 99966 | Unknown | 99939 | Unusable Spaces | 1 | Antenna | 8 | Non Useable Floor Area Space Group | 800 | Non-usable - Specific type not defined |  | Unknown | 0.00 | NO
North Terrace_NT42-Schulz_Roof Level_201 _ Antenna | NT-NT42-14-201 | NT42-14-201-Antenna | North Terrace | NT | NT42 | Schulz | 14 | Roof Level | 201 | 99966 | Unknown | 99939 | Unusable Spaces | 1 | Antenna | 8 | Non Useable Floor Area Space Group | 800 | Non-usable - Specific type not defined |  | Unknown | 0.00 | NO
North Terrace_NT42-Schulz_Roof Level_202 _ Antenna | NT-NT42-14-202 | NT42-14-202-Antenna | North Terrace | NT | NT42 | Schulz | 14 | Roof Level | 202 | 99966 | Unknown | 99939 | Unusable Spaces | 1 | Antenna | 8 | Non Useable Floor Area Space Group | 800 | Non-usable - Specific type not defined |  | Unknown | 0.00 | NO
North Terrace_NT42-Schulz_Roof Level_80 _ Antenna | NT-NT42-14-80 | NT42-14-80-Antenna | North Terrace | NT | NT42 | Schulz | 14 | Roof Level | 80 | 99966 | Unknown | 99939 | Unusable Spaces | 1 | Antenna | 8 | Non Useable Floor Area Space Group | 800 | Non-usable - Specific type not defined |  | Unknown | 0.00 | NO
North Terrace_NT42-Schulz_Roof Level_82 _ Antenna | NT-NT42-14-82 | NT42-14-82-Antenna | North Terrace | NT | NT42 | Schulz | 14 | Roof Level | 82 | 99966 | Unknown | 99939 | Unusable Spaces | 1 | Antenna | 8 | Non Useable Floor Area Space Group | 800 | Non-usable - Specific type not defined |  | Unknown | 0.00 | NO
North Terrace_NT42-Schulz_Roof Level_84 _ Antenna | NT-NT42-14-84 | NT42-14-84-Antenna | North Terrace | NT | NT42 | Schulz | 14 | Roof Level | 84 | 99966 | Unknown | 99939 | Unusable Spaces | 1 | Antenna | 8 | Non Useable Floor Area Space Group | 800 | Non-usable - Specific type not defined |  | Unknown | 0.00 | NO
North Terrace_NT42-Schulz_Basement_B1 _ Corr. | NT-NT42-BA-B1 | NT42-BA-B1-Corr. | North Terrace | NT | NT42 | Schulz | BA | Basement | B1 | 99939 | Unusable Spaces | 99939 | Unusable Spaces | 5.58 | Corr. | 8 | Non Useable Floor Area Space Group | 805 | Non-usable - Circulation space |  | Unknown | 0.00 | NO
North Terrace_NT42-Schulz_Basement_B10 _ Plantroom | NT-NT42-BA-B10 | NT42-BA-B10-Plantroom | North Terrace | NT | NT42 | Schulz | BA | Basement | B10 | 99939 | Unusable Spaces | 99939 | Unusable Spaces | 371.12 | Plantroom | 8 | Non Useable Floor Area Space Group | 811 | Non-usable - Plant room other |  | Unknown | 0.00 | NO
North Terrace_NT42-Schulz_Basement_B10A _ VSR - Comms | NT-NT42-BA-B10A | NT42-BA-B10A-VSR - Comms | North Terrace | NT | NT42 | Schulz | BA | Basement | B10A | 850 | ITDS Branch Central Costs | 869 | Information Technology and Digital Services | 0.84 | VSR - Comms | 8 | Non Useable Floor Area Space Group | 812 | Non-usable - Comms/network system/Telephone/PABX |  | Unknown | 0.00 | NO
North Terrace_NT42-Schulz_Basement_B11 _ Lift Lobby | NT-NT42-BA-B11 | NT42-BA-B11-Lift Lobby | North Terrace | NT | NT42 | Schulz | BA | Basement | B11 | 99939 | Unusable Spaces | 99939 | Unusable Spaces | 20.33 | Lift Lobby | 8 | Non Useable Floor Area Space Group | 805 | Non-usable - Circulation space |  | Unknown | 0.00 | NO
North Terrace_NT42-Schulz_Basement_B11D _ Fire pump room/stair | NT-NT42-BA-B11D | NT42-BA-B11D-Fire pump room/stair | North Terrace | NT | NT42 | Schulz | BA | Basement | B11D | 99939 | Unusable Spaces | 99939 | Unusable Spaces | 11.22 | Fire pump room/stair | 8 | Non Useable Floor Area Space Group | 840 | Non-usable - Service riser |  | Unknown | 0.00 | NO
North Terrace_NT42-Schulz_Basement_B11E _ VSR | NT-NT42-BA-B11E | NT42-BA-B11E-VSR | North Terrace | NT | NT42 | Schulz | BA | Basement | B11E | 99939 | Unusable Spaces | 99939 | Unusable Spaces | 1.4 | VSR | 8 | Non Useable Floor Area Space Group | 840 | Non-usable - Service riser |  | Unknown | 0.00 | NO
North Terrace_NT42-Schulz_Basement_B11F _ VSR | NT-NT42-BA-B11F | NT42-BA-B11F-VSR | North Terrace | NT | NT42 | Schulz | BA | Basement | B11F | 99939 | Unusable Spaces | 99939 | Unusable Spaces | 2.59 | VSR | 8 | Non Useable Floor Area Space Group | 840 | Non-usable - Service riser |  | Unknown | 0.00 | NO
North Terrace_NT42-Schulz_Basement_B11G _ Corr. | NT-NT42-BA-B11G | NT42-BA-B11G-Corr. | North Terrace | NT | NT42 | Schulz | BA | Basement | B11G | 99939 | Unusable Spaces | 99939 | Unusable Spaces | 3.91 | Corr. | 8 | Non Useable Floor Area Space Group | 805 | Non-usable - Circulation space |  | Unknown | 0.00 | NO
North Terrace_NT42-Schulz_Basement_B11H _ VSR | NT-NT42-BA-B11H | NT42-BA-B11H-VSR | North Terrace | NT | NT42 | Schulz | BA | Basement | B11H | 99939 | Unusable Spaces | 99939 | Unusable Spaces | 1.65 | VSR | 8 | Non Useable Floor Area Space Group | 840 | Non-usable - Service riser |  | Unknown | 0.00 | NO
North Terrace_NT42-Schulz_Basement_B11M _ Lift | NT-NT42-BA-B11M | NT42-BA-B11M-Lift | North Terrace | NT | NT42 | Schulz | BA | Basement | B11M | 99939 | Unusable Spaces | 99939 | Unusable Spaces | 5.33 | Lift | 8 | Non Useable Floor Area Space Group | 838 | Non-usable - Lift |  | Unknown | 0.00 | NO
North Terrace_NT42-Schulz_Basement_B11N _ Lift | NT-NT42-BA-B11N | NT42-BA-B11N-Lift | North Terrace | NT | NT42 | Schulz | BA | Basement | B11N | 99939 | Unusable Spaces | 99939 | Unusable Spaces | 5.71 | Lift | 8 | Non Useable Floor Area Space Group | 838 | Non-usable - Lift |  | Unknown | 0.00 | NO
North Terrace_NT42-Schulz_Basement_B12 _ Lift Lobby | NT-NT42-BA-B12 | NT42-BA-B12-Lift Lobby | North Terrace | NT | NT42 | Schulz | BA | Basement | B12 | 99939 | Unusable Spaces | 99939 | Unusable Spaces | 32.18 | Lift Lobby | 8 | Non Useable Floor Area Space Group | 805 | Non-usable - Circulation space |  | Unknown | 0.00 | NO
North Terrace_NT42-Schulz_Basement_B12D _ VSR | NT-NT42-BA-B12D | NT42-BA-B12D-VSR | North Terrace | NT | NT42 | Schulz | BA | Basement | B12D | 99939 | Unusable Spaces | 99939 | Unusable Spaces | 1.73 | VSR | 8 | Non Useable Floor Area Space Group | 840 | Non-usable - Service riser |  | Unknown | 0.00 | NO
North Terrace_NT42-Schulz_Basement_B12E _ Corr. | NT-NT42-BA-B12E | NT42-BA-B12E-Corr. | North Terrace | NT | NT42 | Schulz | BA | Basement | B12E | 99939 | Unusable Spaces | 99939 | Unusable Spaces | 13.82 | Corr. | 8 | Non Useable Floor Area Space Group | 805 | Non-usable - Circulation space |  | Unknown | 0.00 | NO
North Terrace_NT42-Schulz_Basement_B12F _ VSR | NT-NT42-BA-B12F | NT42-BA-B12F-VSR | North Terrace | NT | NT42 | Schulz | BA | Basement | B12F | 99939 | Unusable Spaces | 99939 | Unusable Spaces | 5.35 | VSR | 8 | Non Useable Floor Area Space Group | 840 | Non-usable - Service riser |  | Unknown | 0.00 | NO
North Terrace_NT42-Schulz_Basement_B12G _ Stair | NT-NT42-BA-B12G | NT42-BA-B12G-Stair | North Terrace | NT | NT42 | Schulz | BA | Basement | B12G | 99939 | Unusable Spaces | 99939 | Unusable Spaces | 14.69 | Stair | 8 | Non Useable Floor Area Space Group | 805 | Non-usable - Circulation space |  | Unknown | 0.00 | NO
North Terrace_NT42-Schulz_Basement_B12H _ VSR | NT-NT42-BA-B12H | NT42-BA-B12H-VSR | North Terrace | NT | NT42 | Schulz | BA | Basement | B12H | 99939 | Unusable Spaces | 99939 | Unusable Spaces | 0.55 | VSR | 8 | Non Useable Floor Area Space Group | 840 | Non-usable - Service riser |  | Unknown | 0.00 | NO
North Terrace_NT42-Schulz_Basement_B12K _ VSR | NT-NT42-BA-B12K | NT42-BA-B12K-VSR | North Terrace | NT | NT42 | Schulz | BA | Basement | B12K | 99939 | Unusable Spaces | 99939 | Unusable Spaces | 1.2 | VSR | 8 | Non Useable Floor Area Space Group | 840 | Non-usable - Service riser |  | Unknown | 0.00 | NO
North Terrace_NT42-Schulz_Basement_B12M _ Lift | NT-NT42-BA-B12M | NT42-BA-B12M-Lift | North Terrace | NT | NT42 | Schulz | BA | Basement | B12M | 99939 | Unusable Spaces | 99939 | Unusable Spaces | 5.28 | Lift | 8 | Non Useable Floor Area Space Group | 838 | Non-usable - Lift |  | Unknown | 0.00 | NO
North Terrace_NT42-Schulz_Basement_B12N _ Lift | NT-NT42-BA-B12N | NT42-BA-B12N-Lift | North Terrace | NT | NT42 | Schulz | BA | Basement | B12N | 99939 | Unusable Spaces | 99939 | Unusable Spaces | 5.45 | Lift | 8 | Non Useable Floor Area Space Group | 838 | Non-usable - Lift |  | Unknown | 0.00 | NO
North Terrace_NT42-Schulz_Basement_B13 _ WC - M | NT-NT42-BA-B13 | NT42-BA-B13-WC - M | North Terrace | NT | NT42 | Schulz | BA | Basement | B13 | 99939 | Unusable Spaces | 99939 | Unusable Spaces | 32.38 | WC - M | 8 | Non Useable Floor Area Space Group | 821 | Non-usable - Toilets/Amenities - Male |  | Unknown | 0.00 | NO
North Terrace_NT42-Schulz_Basement_B14 _ Rehearsal Room | NT-NT42-BA-B14 | NT42-BA-B14-Rehearsal Room | North Terrace | NT | NT42 | Schulz | BA | Basement | B14 | 540 | Elder Conservatorium of Music | 540 | Elder Conservatorium School Performing Arts | 49.34 | Rehearsal Room | 3 | Specialist Teaching or Research Space Group | 336 | Music Practice Rooms - Teaching |  | Adequate | 11,128.35 | NO
North Terrace_NT42-Schulz_Basement_B15 _ Electrical Store | NT-NT42-BA-B15 | NT42-BA-B15-Electrical Store | North Terrace | NT | NT42 | Schulz | BA | Basement | B15 | 859 | Infrastructure Office | 859 | Infrastructure | 27.62 | Electrical Store | 4 | Ancillary Area Space Group | 419 | Ancillary Area - Store Room - Generic |  | Adequate | 4,121.80 | NO
North Terrace_NT42-Schulz_Basement_B16 _ Electrical Store | NT-NT42-BA-B16 | NT42-BA-B16-Electrical Store | North Terrace | NT | NT42 | Schulz | BA | Basement | B16 | 859 | Infrastructure Office | 859 | Infrastructure | 6.52 | Electrical Store | 4 | Ancillary Area Space Group | 419 | Ancillary Area - Store Room - Generic |  | Adequate | 972.99 | NO
North Terrace_NT42-Schulz_Basement_B18 _ VSR | NT-NT42-BA-B18 | NT42-BA-B18-VSR | North Terrace | NT | NT42 | Schulz | BA | Basement | B18 | 99939 | Unusable Spaces | 99939 | Unusable Spaces | 7.85 | VSR | 8 | Non Useable Floor Area Space Group | 840 | Non-usable - Service riser |  | Unknown | 0.00 | NO
North Terrace_NT42-Schulz_Basement_B19 _ Electrical Store | NT-NT42-BA-B19 | NT42-BA-B19-Electrical Store | North Terrace | NT | NT42 | Schulz | BA | Basement | B19 | 859 | Infrastructure Office | 859 | Infrastructure | 6.19 | Electrical Store | 4 | Ancillary Area Space Group | 419 | Ancillary Area - Store Room - Generic |  | Adequate | 923.75 | NO
North Terrace_NT42-Schulz_Basement_B2 _ Store Room | NT-NT42-BA-B2 | NT42-BA-B2-Store Room | North Terrace | NT | NT42 | Schulz | BA | Basement | B2 | 639 | Wirltu Yarlu Aboriginal Educ | 639 | Indigenous Education | 30.24 | Store Room | 4 | Ancillary Area Space Group | 419 | Ancillary Area - Store Room - Generic |  | Adequate | 4,512.78 | NO
North Terrace_NT42-Schulz_Basement_B4 _ Compactus | NT-NT42-BA-B4 | NT42-BA-B4-Compactus | North Terrace | NT | NT42 | Schulz | BA | Basement | B4 | 540 | Elder Conservatorium of Music | 540 | Elder Conservatorium School Performing Arts | 13.21 | Compactus | 4 | Ancillary Area Space Group | 419 | Ancillary Area - Store Room - Generic |  | Adequate | 1,971.36 | NO
North Terrace_NT42-Schulz_Basement_B5 _ Cleaner | NT-NT42-BA-B5 | NT42-BA-B5-Cleaner | North Terrace | NT | NT42 | Schulz | BA | Basement | B5 | 99939 | Unusable Spaces | 99939 | Unusable Spaces | 39.6 | Cleaner | 4 | Ancillary Area Space Group | 403 | Ancillary Area - Workshop |  | Unknown | 0.00 | NO
North Terrace_NT42-Schulz_Basement_B6 _ A/C Workshop | NT-NT42-BA-B6 | NT42-BA-B6-A/C Workshop | North Terrace | NT | NT42 | Schulz | BA | Basement | B6 | 99939 | Unusable Spaces | 99939 | Unusable Spaces | 10.17 | A/C Workshop | 4 | Ancillary Area Space Group | 403 | Ancillary Area - Workshop |  | Unknown | 0.00 | NO
North Terrace_NT42-Schulz_Basement_B7 _ A/C Workshop | NT-NT42-BA-B7 | NT42-BA-B7-A/C Workshop | North Terrace | NT | NT42 | Schulz | BA | Basement | B7 | 99939 | Unusable Spaces | 99939 | Unusable Spaces | 9.28 | A/C Workshop | 4 | Ancillary Area Space Group | 403 | Ancillary Area - Workshop |  | Unknown | 0.00 | NO
North Terrace_NT42-Schulz_Basement_B7D _ VSR | NT-NT42-BA-B7D | NT42-BA-B7D-VSR | North Terrace | NT | NT42 | Schulz | BA | Basement | B7D | 99939 | Unusable Spaces | 99939 | Unusable Spaces | 18.25 | VSR | 8 | Non Useable Floor Area Space Group | 840 | Non-usable - Service riser |  | Unknown | 0.00 | NO
North Terrace_NT42-Schulz_Basement_B8 _ Plantroom / Stairs | NT-NT42-BA-B8 | NT42-BA-B8-Plantroom / Stairs | North Terrace | NT | NT42 | Schulz | BA | Basement | B8 | 99939 | Unusable Spaces | 99939 | Unusable Spaces | 43.55 | Plantroom / Stairs | 8 | Non Useable Floor Area Space Group | 811 | Non-usable - Plant room other |  | Unknown | 0.00 | NO
North Terrace_NT42-Schulz_Basement_B8A _ A/L | NT-NT42-BA-B8A | NT42-BA-B8A-A/L | North Terrace | NT | NT42 | Schulz | BA | Basement | B8A | 99939 | Unusable Spaces | 99939 | Unusable Spaces | 4.66 | A/L | 8 | Non Useable Floor Area Space Group | 822 | Non-usable - Toilets/Amenities - Unisex |  | Unknown | 0.00 | NO
North Terrace_NT42-Schulz_Basement_B9 _ Plantroom | NT-NT42-BA-B9 | NT42-BA-B9-Plantroom | North Terrace | NT | NT42 | Schulz | BA | Basement | B9 | 99939 | Unusable Spaces | 99939 | Unusable Spaces | 31.76 | Plantroom | 8 | Non Useable Floor Area Space Group | 811 | Non-usable - Plant room other |  | Unknown | 0.00 | NO
North Terrace_NT42-Schulz_12_G00 _ Entrance | NT-NT42-GN-G00 | NT42-GN-G00-Entrance | North Terrace | NT | NT42 | Schulz | GN | 12 | G00 | 99939 | Unusable Spaces | 99939 | Unusable Spaces | 29.91 | Entrance | 8 | Non Useable Floor Area Space Group | 805 | Non-usable - Circulation space |  | Unknown | 0.00 | NO
North Terrace_NT42-Schulz_12_G00C _ Lift - Western End | NT-NT42-GN-G00C | NT42-GN-G00C-Lift - Western End | North Terrace | NT | NT42 | Schulz | GN | 12 | G00C | 99939 | Unusable Spaces | 99939 | Unusable Spaces | 5.71 | Lift - Western End | 8 | Non Useable Floor Area Space Group | 838 | Non-usable - Lift |  | Unknown | 0.00 | NO
North Terrace_NT42-Schulz_12_G00D _ Lift - Western End | NT-NT42-GN-G00D | NT42-GN-G00D-Lift - Western End | North Terrace | NT | NT42 | Schulz | GN | 12 | G00D | 99939 | Unusable Spaces | 99939 | Unusable Spaces | 5.71 | Lift - Western End | 8 | Non Useable Floor Area Space Group | 838 | Non-usable - Lift |  | Unknown | 0.00 | NO
North Terrace_NT42-Schulz_12_G00E _ A/L | NT-NT42-GN-G00E | NT42-GN-G00E-A/L | North Terrace | NT | NT42 | Schulz | GN | 12 | G00E | 99939 | Unusable Spaces | 99939 | Unusable Spaces | 2.83 | A/L | 8 | Non Useable Floor Area Space Group | 805 | Non-usable - Circulation space |  | Unknown | 0.00 | NO
North Terrace_NT42-Schulz_12_G00F _ Fire Alarm Panel Cupboard | NT-NT42-GN-G00F | NT42-GN-G00F-Fire Alarm Panel Cupboard | North Terrace | NT | NT42 | Schulz | GN | 12 | G00F | 99939 | Unusable Spaces | 99939 | Unusable Spaces | 0.56 | Fire Alarm Panel Cupboard | 8 | Non Useable Floor Area Space Group | 840 | Non-usable - Service riser |  | Unknown | 0.00 | NO
North Terrace_NT42-Schulz_12_G00G _ Fire Alarm Panel Cupboard | NT-NT42-GN-G00G | NT42-GN-G00G-Fire Alarm Panel Cupboard | North Terrace | NT | NT42 | Schulz | GN | 12 | G00G | 99939 | Unusable Spaces | 99939 | Unusable Spaces | 0.45 | Fire Alarm Panel Cupboard | 8 | Non Useable Floor Area Space Group | 840 | Non-usable - Service riser |  | Unknown | 0.00 | NO
North Terrace_NT42-Schulz_12_G01 _ Cafeteria | NT-NT42-GN-G01 | NT42-GN-G01-Cafeteria | North Terrace | NT | NT42 | Schulz | GN | 12 | G01 | 859 | Infrastructure Office | 859 | Infrastructure | 163.55 | Cafeteria | 6 | General Facility Space Group | 611 | General Facility - Commercial/Business/Retail Facilities | INFORMAL-PRIM-S | Adequate | 31,063.38 | NO
North Terrace_NT42-Schulz_12_G01A _ Servery | NT-NT42-GN-G01A | NT42-GN-G01A-Servery | North Terrace | NT | NT42 | Schulz | GN | 12 | G01A | 859 | Infrastructure Office | 859 | Infrastructure | 93.62 | Servery | 6 | General Facility Space Group | 611 | General Facility - Commercial/Business/Retail Facilities |  | Adequate | 17,781.43 | NO
North Terrace_NT42-Schulz_12_G02 _ Retail - Store | NT-NT42-GN-G02 | NT42-GN-G02-Retail - Store | North Terrace | NT | NT42 | Schulz | GN | 12 | G02 | 99211 | Commercial - Hubba Hubba Hummus | 859 | Infrastructure | 8.97 | Retail - Store | 4 | Ancillary Area Space Group | 419 | Ancillary Area - Store Room - Generic |  | Adequate | 1,338.61 | NO
North Terrace_NT42-Schulz_12_G02A _ Retail - Kitchen | NT-NT42-GN-G02A | NT42-GN-G02A-Retail - Kitchen | North Terrace | NT | NT42 | Schulz | GN | 12 | G02A | 99211 | Commercial - Hubba Hubba Hummus | 859 | Infrastructure | 41.59 | Retail - Kitchen | 6 | General Facility Space Group | 611 | General Facility - Commercial/Business/Retail Facilities |  | Adequate | 7,899.27 | NO
North Terrace_NT42-Schulz_12_G03 _ Main Foyer | NT-NT42-GN-G03 | NT42-GN-G03-Main Foyer | North Terrace | NT | NT42 | Schulz | GN | 12 | G03 | 99939 | Unusable Spaces | 99939 | Unusable Spaces | 156.47 | Main Foyer | 8 | Non Useable Floor Area Space Group | 805 | Non-usable - Circulation space |  | Unknown | 0.00 | NO
North Terrace_NT42-Schulz_12_G03A _ A/L | NT-NT42-GN-G03A | NT42-GN-G03A-A/L | North Terrace | NT | NT42 | Schulz | GN | 12 | G03A | 99939 | Unusable Spaces | 99939 | Unusable Spaces | 6.2 | A/L | 8 | Non Useable Floor Area Space Group | 805 | Non-usable - Circulation space |  | Unknown | 0.00 | NO
North Terrace_NT42-Schulz_12_G03B _ Lift - Eastern End | NT-NT42-GN-G03B | NT42-GN-G03B-Lift - Eastern End | North Terrace | NT | NT42 | Schulz | GN | 12 | G03B | 99939 | Unusable Spaces | 99939 | Unusable Spaces | 5.45 | Lift - Eastern End | 8 | Non Useable Floor Area Space Group | 838 | Non-usable - Lift |  | Unknown | 0.00 | NO
North Terrace_NT42-Schulz_12_G03C _ Lift - Eastern End | NT-NT42-GN-G03C | NT42-GN-G03C-Lift - Eastern End | North Terrace | NT | NT42 | Schulz | GN | 12 | G03C | 99939 | Unusable Spaces | 99939 | Unusable Spaces | 5.28 | Lift - Eastern End | 8 | Non Useable Floor Area Space Group | 838 | Non-usable - Lift |  | Unknown | 0.00 | NO
North Terrace_NT42-Schulz_12_G03D _ A/L | NT-NT42-GN-G03D | NT42-GN-G03D-A/L | North Terrace | NT | NT42 | Schulz | GN | 12 | G03D | 99939 | Unusable Spaces | 99939 | Unusable Spaces | 7.04 | A/L | 8 | Non Useable Floor Area Space Group | 805 | Non-usable - Circulation space |  | Unknown | 0.00 | NO
North Terrace_NT42-Schulz_12_G03E _ VSR - East | NT-NT42-GN-G03E | NT42-GN-G03E-VSR - East | North Terrace | NT | NT42 | Schulz | GN | 12 | G03E | 99939 | Unusable Spaces | 99939 | Unusable Spaces | 11.53 | VSR - East | 8 | Non Useable Floor Area Space Group | 840 | Non-usable - Service riser |  | Unknown | 0.00 | NO
North Terrace_NT42-Schulz_12_G03F _ Planter Area | NT-NT42-GN-G03F | NT42-GN-G03F-Planter Area | North Terrace | NT | NT42 | Schulz | GN | 12 | G03F | 99939 | Unusable Spaces | 99939 | Unusable Spaces | 2.15 | Planter Area | 9 | Non Reportable Areas Space Group | 999 | Non-reportable - Not Elsewhere Classifiable |  | Unknown | 0.00 | NO
North Terrace_NT42-Schulz_12_G03G _ Ramp | NT-NT42-GN-G03G | NT42-GN-G03G-Ramp | North Terrace | NT | NT42 | Schulz | GN | 12 | G03G | 99939 | Unusable Spaces | 99939 | Unusable Spaces | 15.66 | Ramp | 8 | Non Useable Floor Area Space Group | 805 | Non-usable - Circulation space |  | Unknown | 0.00 | NO
North Terrace_NT42-Schulz_12_G03H _ Landing - Scott Theatre | NT-NT42-GN-G03H | NT42-GN-G03H-Landing - Scott Theatre | North Terrace | NT | NT42 | Schulz | GN | 12 | G03H | 99939 | Unusable Spaces | 99939 | Unusable Spaces | 19.89 | Landing - Scott Theatre | 8 | Non Useable Floor Area Space Group | 805 | Non-usable - Circulation space |  | Unknown | 0.00 | NO
North Terrace_NT42-Schulz_12_G03I _ Stair | NT-NT42-GN-G03I | NT42-GN-G03I-Stair | North Terrace | NT | NT42 | Schulz | GN | 12 | G03I | 99939 | Unusable Spaces | 99939 | Unusable Spaces | 19.01 | Stair | 8 | Non Useable Floor Area Space Group | 805 | Non-usable - Circulation space |  | Unknown | 0.00 | NO
North Terrace_NT42-Schulz_12_G03J _ VSR - Comms | NT-NT42-GN-G03J | NT42-GN-G03J-VSR - Comms | North Terrace | NT | NT42 | Schulz | GN | 12 | G03J | 850 | ITDS Branch Central Costs | 869 | Information Technology and Digital Services | 0.93 | VSR - Comms | 8 | Non Useable Floor Area Space Group | 812 | Non-usable - Comms/network system/Telephone/PABX |  | Unknown | 0.00 | NO
North Terrace_NT42-Schulz_12_G03K _ Verandah (UCA) | NT-NT42-GN-G03K | NT42-GN-G03K-Verandah (UCA) | North Terrace | NT | NT42 | Schulz | GN | 12 | G03K | 99939 | Unusable Spaces | 99939 | Unusable Spaces | 29.77 | Verandah (UCA) | 8 | Non Useable Floor Area Space Group | 839 | Non-usable - Verandah/Balcony |  | Unknown | 0.00 | NO
North Terrace_NT42-Schulz_12_G04 _ WC - F | NT-NT42-GN-G04 | NT42-GN-G04-WC - F | North Terrace | NT | NT42 | Schulz | GN | 12 | G04 | 99939 | Unusable Spaces | 99939 | Unusable Spaces | 21.74 | WC - F | 8 | Non Useable Floor Area Space Group | 820 | Non-usable - Toilets/Amenities - Female |  | Unknown | 0.00 | NO
North Terrace_NT42-Schulz_12_G04A _ WC - U - Access (LH) | NT-NT42-GN-G04A | NT42-GN-G04A-WC - U - Access (LH) | North Terrace | NT | NT42 | Schulz | GN | 12 | G04A | 99939 | Unusable Spaces | 99939 | Unusable Spaces | 4.34 | WC - U - Access (LH) | 8 | Non Useable Floor Area Space Group | 818 | Non-usable - Toilets/Amenities - Unisex Accessible |  | Unknown | 0.00 | NO
North Terrace_NT42-Schulz_12_G04B _ A/L | NT-NT42-GN-G04B | NT42-GN-G04B-A/L | North Terrace | NT | NT42 | Schulz | GN | 12 | G04B | 99939 | Unusable Spaces | 99939 | Unusable Spaces | 2.24 | A/L | 8 | Non Useable Floor Area Space Group | 822 | Non-usable - Toilets/Amenities - Unisex |  | Unknown | 0.00 | NO
North Terrace_NT42-Schulz_12_G05 _ Stair | NT-NT42-GN-G05 | NT42-GN-G05-Stair | North Terrace | NT | NT42 | Schulz | GN | 12 | G05 | 99939 | Unusable Spaces | 99939 | Unusable Spaces | 7.98 | Stair | 8 | Non Useable Floor Area Space Group | 805 | Non-usable - Circulation space |  | Unknown | 0.00 | NO
North Terrace_NT42-Schulz_12_G05A _ VSR - West | NT-NT42-GN-G05A | NT42-GN-G05A-VSR - West | North Terrace | NT | NT42 | Schulz | GN | 12 | G05A | 99939 | Unusable Spaces | 99939 | Unusable Spaces | 11.84 | VSR - West | 8 | Non Useable Floor Area Space Group | 840 | Non-usable - Service riser |  | Unknown | 0.00 | NO
North Terrace_NT42-Schulz_12_G06 _ Office / Store | NT-NT42-GN-G06 | NT42-GN-G06-Office / Store | North Terrace | NT | NT42 | Schulz | GN | 12 | G06 | 859 | Infrastructure Office | 859 | Infrastructure | 12.29 | Office / Store | 4 | Ancillary Area Space Group | 419 | Ancillary Area - Store Room - Generic |  | Adequate | 1,834.06 | NO
North Terrace_NT42-Schulz_12_G09 _ Stair | NT-NT42-GN-G09 | NT42-GN-G09-Stair | North Terrace | NT | NT42 | Schulz | GN | 12 | G09 | 99939 | Unusable Spaces | 99939 | Unusable Spaces | 11.3 | Stair | 8 | Non Useable Floor Area Space Group | 805 | Non-usable - Circulation space |  | Unknown | 0.00 | NO
North Terrace_NT42-Schulz_12_G10 _ A/L | NT-NT42-GN-G10 | NT42-GN-G10-A/L | North Terrace | NT | NT42 | Schulz | GN | 12 | G10 | 99939 | Unusable Spaces | 99939 | Unusable Spaces | 4.16 | A/L | 8 | Non Useable Floor Area Space Group | 822 | Non-usable - Toilets/Amenities - Unisex |  | Unknown | 0.00 | NO
North Terrace_NT42-Schulz_12_G10A _ WC - M | NT-NT42-GN-G10A | NT42-GN-G10A-WC - M | North Terrace | NT | NT42 | Schulz | GN | 12 | G10A | 99939 | Unusable Spaces | 99939 | Unusable Spaces | 37.39 | WC - M | 8 | Non Useable Floor Area Space Group | 821 | Non-usable - Toilets/Amenities - Male |  | Unknown | 0.00 | NO
North Terrace_NT42-Schulz_12_G16 _ Porch | NT-NT42-GN-G16 | NT42-GN-G16-Porch | North Terrace | NT | NT42 | Schulz | GN | 12 | G16 | 99939 | Unusable Spaces | 99939 | Unusable Spaces | 2.25 | Porch | 8 | Non Useable Floor Area Space Group | 805 | Non-usable - Circulation space |  | Unknown | 0.00 | NO
North Terrace_NT42-Schulz_12_G19 _ Stair - East | NT-NT42-GN-G19 | NT42-GN-G19-Stair - East | North Terrace | NT | NT42 | Schulz | GN | 12 | G19 | 99939 | Unusable Spaces | 99939 | Unusable Spaces | 16.11 | Stair - East | 8 | Non Useable Floor Area Space Group | 805 | Non-usable - Circulation space |  | Unknown | 0.00 | NO
North Terrace_NT42-Schulz_12_G20 _ Generator Room | NT-NT42-GN-G20 | NT42-GN-G20-Generator Room | North Terrace | NT | NT42 | Schulz | GN | 12 | G20 | 99939 | Unusable Spaces | 99939 | Unusable Spaces | 8.12 | Generator Room | 8 | Non Useable Floor Area Space Group | 811 | Non-usable - Plant room other |  | Unknown | 0.00 | NO
North Terrace_NT42-Schulz_12_G30 _ Verandah (UCA) | NT-NT42-GN-G30 | NT42-GN-G30-Verandah (UCA) | North Terrace | NT | NT42 | Schulz | GN | 12 | G30 | 99939 | Unusable Spaces | 99939 | Unusable Spaces | 198.77 | Verandah (UCA) | 8 | Non Useable Floor Area Space Group | 839 | Non-usable - Verandah/Balcony |  | Unknown | 0.00 | NO
North Terrace_NT44-Scott Theatre_Stage Tower and Gallery_002A _ Stage Grid | NT-NT44-01-002A | NT44-01-002A-Stage Grid | North Terrace | NT | NT44 | Scott Theatre | 01 | Stage Tower and Gallery | 002A | 99998 | Central Common Teaching Areas (In Use) | 952 | Corporate Services Division Admin | 38.91 | Stage Grid | 8 | Non Useable Floor Area Space Group | 805 | Non-usable - Circulation space |  | Excellent | 0.00 | NO
North Terrace_NT44-Scott Theatre_Stage Tower and Gallery_1001 _ Auditorium - Balcony | NT-NT44-01-1001 | NT44-01-1001-Auditorium - Balcony | North Terrace | NT | NT44 | Scott Theatre | 01 | Stage Tower and Gallery | 1001 | 99998 | Central Common Teaching Areas (In Use) | 952 | Corporate Services Division Admin | 128.43 | Auditorium - Balcony | 2 | Teaching Space Group | 202 | Lecture Theatre (> 100 seats) |  | Good | 33,213.64 | NO
North Terrace_NT44-Scott Theatre_Stage Tower and Gallery_1001A _ Corr. | NT-NT44-01-1001A | NT44-01-1001A-Corr. | North Terrace | NT | NT44 | Scott Theatre | 01 | Stage Tower and Gallery | 1001A | 99939 | Unusable Spaces | 99939 | Unusable Spaces | 6.03 | Corr. | 8 | Non Useable Floor Area Space Group | 805 | Non-usable - Circulation space |  | Unknown | 0.00 | NO
North Terrace_NT44-Scott Theatre_Stage Tower and Gallery_1001B _ Corr. | NT-NT44-01-1001B | NT44-01-1001B-Corr. | North Terrace | NT | NT44 | Scott Theatre | 01 | Stage Tower and Gallery | 1001B | 99939 | Unusable Spaces | 99939 | Unusable Spaces | 5.95 | Corr. | 8 | Non Useable Floor Area Space Group | 805 | Non-usable - Circulation space |  | Unknown | 0.00 | NO
North Terrace_NT44-Scott Theatre_Auditorium Roof Space_2001 _ Sound Control Room - Scott | NT-NT44-02-2001 | NT44-02-2001-Sound Control Room - Scott | North Terrace | NT | NT44 | Scott Theatre | 02 | Auditorium Roof Space | 2001 | 99998 | Central Common Teaching Areas (In Use) | 952 | Corporate Services Division Admin | 16.83 | Sound Control Room - Scott | 5 | Library, IT and Learning Space Group | 510 | Library and Learning - Audio Visual and Media Support |  | Excellent | 4,698.94 | NO
North Terrace_NT44-Scott Theatre_Auditorium Roof Space_2001A _ Store | NT-NT44-02-2001A | NT44-02-2001A-Store | North Terrace | NT | NT44 | Scott Theatre | 02 | Auditorium Roof Space | 2001A | 99998 | Central Common Teaching Areas (In Use) | 952 | Corporate Services Division Admin | 0.78 | Store | 4 | Ancillary Area Space Group | 419 | Ancillary Area - Store Room - Generic |  | Excellent | 171.11 | NO
North Terrace_NT44-Scott Theatre_Auditorium Roof Space_2002 _ Lighting Control - Scott | NT-NT44-02-2002 | NT44-02-2002-Lighting Control - Scott | North Terrace | NT | NT44 | Scott Theatre | 02 | Auditorium Roof Space | 2002 | 99998 | Central Common Teaching Areas (In Use) | 952 | Corporate Services Division Admin | 12.94 | Lighting Control - Scott | 5 | Library, IT and Learning Space Group | 510 | Library and Learning - Audio Visual and Media Support |  | Excellent | 3,612.85 | NO
North Terrace_NT44-Scott Theatre_Auditorium Roof Space_2003 _ Projection Room - Scott | NT-NT44-02-2003 | NT44-02-2003-Projection Room - Scott | North Terrace | NT | NT44 | Scott Theatre | 02 | Auditorium Roof Space | 2003 | 99998 | Central Common Teaching Areas (In Use) | 952 | Corporate Services Division Admin | 25.23 | Projection Room - Scott | 5 | Library, IT and Learning Space Group | 510 | Library and Learning - Audio Visual and Media Support |  | Excellent | 7,044.22 | NO
North Terrace_NT44-Scott Theatre_Auditorium Roof Space_2004 _ Rewind Room - Scott | NT-NT44-02-2004 | NT44-02-2004-Rewind Room - Scott | North Terrace | NT | NT44 | Scott Theatre | 02 | Auditorium Roof Space | 2004 | 99998 | Central Common Teaching Areas (In Use) | 952 | Corporate Services Division Admin | 7.86 | Rewind Room - Scott | 5 | Library, IT and Learning Space Group | 510 | Library and Learning - Audio Visual and Media Support |  | Excellent | 2,194.51 | NO
North Terrace_NT44-Scott Theatre_Auditorium Roof Space_2005 _ Office | NT-NT44-02-2005 | NT44-02-2005-Office | North Terrace | NT | NT44 | Scott Theatre | 02 | Auditorium Roof Space | 2005 | 99998 | Central Common Teaching Areas (In Use) | 952 | Corporate Services Division Admin | 10.11 | Office | 1 | Office Space Group | 100 | Office - Specific type not defined |  | Excellent | 2,520.28 | NO
North Terrace_NT44-Scott Theatre_Auditorium Roof Space_2006 _ Dimmer Bank | NT-NT44-02-2006 | NT44-02-2006-Dimmer Bank | North Terrace | NT | NT44 | Scott Theatre | 02 | Auditorium Roof Space | 2006 | 99998 | Central Common Teaching Areas (In Use) | 952 | Corporate Services Division Admin | 30.53 | Dimmer Bank | 6 | General Facility Space Group | 614 | General Facility - Theatre support room |  | Excellent | 8,523.98 | NO
North Terrace_NT44-Scott Theatre_Auditorium Roof Space_2006D _ Stair | NT-NT44-02-2006D | NT44-02-2006D-Stair | North Terrace | NT | NT44 | Scott Theatre | 02 | Auditorium Roof Space | 2006D | 99939 | Unusable Spaces | 99939 | Unusable Spaces | 1.9 | Stair | 8 | Non Useable Floor Area Space Group | 805 | Non-usable - Circulation space |  | Unknown | 0.00 | NO
North Terrace_NT44-Scott Theatre_Auditorium Roof Space_2006E _ Stair | NT-NT44-02-2006E | NT44-02-2006E-Stair | North Terrace | NT | NT44 | Scott Theatre | 02 | Auditorium Roof Space | 2006E | 99939 | Unusable Spaces | 99939 | Unusable Spaces | 0.42 | Stair | 8 | Non Useable Floor Area Space Group | 805 | Non-usable - Circulation space |  | Unknown | 0.00 | NO
North Terrace_NT44-Scott Theatre_Auditorium Roof Space_2007 _ Balcony (UCA) | NT-NT44-02-2007 | NT44-02-2007-Balcony (UCA) | North Terrace | NT | NT44 | Scott Theatre | 02 | Auditorium Roof Space | 2007 | 99939 | Unusable Spaces | 99939 | Unusable Spaces | 12.17 | Balcony (UCA) | 8 | Non Useable Floor Area Space Group | 839 | Non-usable - Verandah/Balcony |  | Unknown | 0.00 | NO
North Terrace_NT44-Scott Theatre_Auditorium Roof Space_2008 _ VSR - A/C | NT-NT44-02-2008 | NT44-02-2008-VSR - A/C | North Terrace | NT | NT44 | Scott Theatre | 02 | Auditorium Roof Space | 2008 | 99939 | Unusable Spaces | 99939 | Unusable Spaces | 4.73 | VSR - A/C | 8 | Non Useable Floor Area Space Group | 840 | Non-usable - Service riser |  | Unknown | 0.00 | NO
North Terrace_NT44-Scott Theatre_Stage Tower Grid_002B _ Theatre - catwalk | NT-NT44-03-002B | NT44-03-002B-Theatre - catwalk | North Terrace | NT | NT44 | Scott Theatre | 03 | Stage Tower Grid | 002B | 99939 | Unusable Spaces | 99939 | Unusable Spaces | 13.46 | Theatre - catwalk | 8 | Non Useable Floor Area Space Group | 805 | Non-usable - Circulation space |  | Unknown | 0.00 | NO
North Terrace_NT44-Scott Theatre_Stage Tower Grid_002C _ Theatre - catwalk | NT-NT44-03-002C | NT44-03-002C-Theatre - catwalk | North Terrace | NT | NT44 | Scott Theatre | 03 | Stage Tower Grid | 002C | 99939 | Unusable Spaces | 99939 | Unusable Spaces | 11.16 | Theatre - catwalk | 8 | Non Useable Floor Area Space Group | 805 | Non-usable - Circulation space |  | Unknown | 0.00 | NO
North Terrace_NT44-Scott Theatre_Stage Tower Grid_002E _ Stair | NT-NT44-03-002E | NT44-03-002E-Stair | North Terrace | NT | NT44 | Scott Theatre | 03 | Stage Tower Grid | 002E | 99939 | Unusable Spaces | 99939 | Unusable Spaces | 0.34 | Stair | 8 | Non Useable Floor Area Space Group | 805 | Non-usable - Circulation space |  | Unknown | 0.00 | NO
North Terrace_NT44-Scott Theatre_Basement_B005 _ Orchestra Pit | NT-NT44-BA-B005 | NT44-BA-B005-Orchestra Pit | North Terrace | NT | NT44 | Scott Theatre | BA | Basement | B005 | 99998 | Central Common Teaching Areas (In Use) | 952 | Corporate Services Division Admin | 59.08 | Orchestra Pit | 6 | General Facility Space Group | 614 | General Facility - Theatre support room |  | Adequate | 11,221.18 | NO
North Terrace_NT44-Scott Theatre_Ground Floor_001 _ Auditorium - Stalls | NT-NT44-GN-001 | NT44-GN-001-Auditorium - Stalls | North Terrace | NT | NT44 | Scott Theatre | GN | Ground Floor | 001 | 99998 | Central Common Teaching Areas (In Use) | 952 | Corporate Services Division Admin | 136.95 | Auditorium - Stalls | 2 | Teaching Space Group | 202 | Lecture Theatre (> 100 seats) |  | Good | 35,417.02 | NO
North Terrace_NT44-Scott Theatre_Ground Floor_001A _ Auditorium | NT-NT44-GN-001A | NT44-GN-001A-Auditorium | North Terrace | NT | NT44 | Scott Theatre | GN | Ground Floor | 001A | 99998 | Central Common Teaching Areas (In Use) | 952 | Corporate Services Division Admin | 64.23 | Auditorium | 2 | Teaching Space Group | 202 | Lecture Theatre (> 100 seats) |  | Good | 16,610.70 | NO
North Terrace_NT44-Scott Theatre_Ground Floor_001B _ Auditorium | NT-NT44-GN-001B | NT44-GN-001B-Auditorium | North Terrace | NT | NT44 | Scott Theatre | GN | Ground Floor | 001B | 99998 | Central Common Teaching Areas (In Use) | 952 | Corporate Services Division Admin | 80.89 | Auditorium | 2 | Teaching Space Group | 202 | Lecture Theatre (> 100 seats) |  | Good | 20,919.19 | NO
North Terrace_NT44-Scott Theatre_Ground Floor_001C _ Auditorium | NT-NT44-GN-001C | NT44-GN-001C-Auditorium | North Terrace | NT | NT44 | Scott Theatre | GN | Ground Floor | 001C | 99998 | Central Common Teaching Areas (In Use) | 952 | Corporate Services Division Admin | 64.23 | Auditorium | 2 | Teaching Space Group | 202 | Lecture Theatre (> 100 seats) |  | Good | 16,610.70 | NO
North Terrace_NT44-Scott Theatre_Ground Floor_002 _ Stage | NT-NT44-GN-002 | NT44-GN-002-Stage | North Terrace | NT | NT44 | Scott Theatre | GN | Ground Floor | 002 | 99998 | Central Common Teaching Areas (In Use) | 952 | Corporate Services Division Admin | 227.75 | Stage | 2 | Teaching Space Group | 202 | Lecture Theatre (> 100 seats) |  | Good | 58,899.06 | NO
North Terrace_NT44-Scott Theatre_Ground Floor_003 _ Foyer | NT-NT44-GN-003 | NT44-GN-003-Foyer | North Terrace | NT | NT44 | Scott Theatre | GN | Ground Floor | 003 | 99998 | Central Common Teaching Areas (In Use) | 952 | Corporate Services Division Admin | 7.21 | Foyer | 8 | Non Useable Floor Area Space Group | 805 | Non-usable - Circulation space |  | Excellent | 0.00 | NO
North Terrace_NT44-Scott Theatre_Ground Floor_003M _ Stair - Circular | NT-NT44-GN-003M | NT44-GN-003M-Stair - Circular | North Terrace | NT | NT44 | Scott Theatre | GN | Ground Floor | 003M | 99939 | Unusable Spaces | 99939 | Unusable Spaces | 3.44 | Stair - Circular | 8 | Non Useable Floor Area Space Group | 805 | Non-usable - Circulation space |  | Unknown | 0.00 | NO
North Terrace_NT44-Scott Theatre_Ground Floor_003N _ Stair | NT-NT44-GN-003N | NT44-GN-003N-Stair | North Terrace | NT | NT44 | Scott Theatre | GN | Ground Floor | 003N | 99939 | Unusable Spaces | 99939 | Unusable Spaces | 1.05 | Stair | 8 | Non Useable Floor Area Space Group | 805 | Non-usable - Circulation space |  | Unknown | 0.00 | NO
North Terrace_NT44-Scott Theatre_Ground Floor_004 _ Foyer | NT-NT44-GN-004 | NT44-GN-004-Foyer | North Terrace | NT | NT44 | Scott Theatre | GN | Ground Floor | 004 | 99998 | Central Common Teaching Areas (In Use) | 952 | Corporate Services Division Admin | 6.92 | Foyer | 8 | Non Useable Floor Area Space Group | 805 | Non-usable - Circulation space |  | Excellent | 0.00 | NO
North Terrace_NT44-Scott Theatre_Ground Floor_004M _ Stair | NT-NT44-GN-004M | NT44-GN-004M-Stair | North Terrace | NT | NT44 | Scott Theatre | GN | Ground Floor | 004M | 99939 | Unusable Spaces | 99939 | Unusable Spaces | 1.05 | Stair | 8 | Non Useable Floor Area Space Group | 805 | Non-usable - Circulation space |  | Unknown | 0.00 | NO
North Terrace_NT44-Scott Theatre_Ground Floor_005 _ Ticket Office | NT-NT44-GN-005 | NT44-GN-005-Ticket Office | North Terrace | NT | NT44 | Scott Theatre | GN | Ground Floor | 005 | 99998 | Central Common Teaching Areas (In Use) | 952 | Corporate Services Division Admin | 1.85 | Ticket Office | 6 | General Facility Space Group | 614 | General Facility - Theatre support room |  | Excellent | 516.52 | NO
North Terrace_NT44-Scott Theatre_Roof_R.01 _ Services Zone 1 (NUFA) | NT-NT44-RF-R.01 | NT44-RF-R.01-Services Zone 1 (NUFA) | North Terrace | NT | NT44 | Scott Theatre | RF | Roof | R.01 | 99939 | Unusable Spaces | 99939 | Unusable Spaces | 176.15 | Services Zone 1 (NUFA) | 8 | Non Useable Floor Area Space Group | 811 | Non-usable - Plant room other |  | Unknown | 0.00 | NO
North Terrace_NT44-Scott Theatre_Roof_R.02 _ Services Zone 2 (NUFA) | NT-NT44-RF-R.02 | NT44-RF-R.02-Services Zone 2 (NUFA) | North Terrace | NT | NT44 | Scott Theatre | RF | Roof | R.02 | 99939 | Unusable Spaces | 99939 | Unusable Spaces | 609.51 | Services Zone 2 (NUFA) | 8 | Non Useable Floor Area Space Group | 811 | Non-usable - Plant room other |  | Unknown | 0.00 | NO
North Terrace_NT45-Underground Car Park_Basement_B.A.01 _ Carpark | NT-NT45-01-B.A.01 | NT45-01-B.A.01-Carpark | North Terrace | NT | NT45 | Underground Car Park | 01 | Basement | B.A.01 | 99997 | Parking Spaces | 99939 | Unusable Spaces | 12.65 | Carpark | 8 | Non Useable Floor Area Space Group | 802 | Non-usable - Car park > 50% of building - Usable TEFMA |  | Unknown | 0.00 | NO
North Terrace_NT45-Underground Car Park_Basement_B.A.02 _ Carpark | NT-NT45-01-B.A.02 | NT45-01-B.A.02-Carpark | North Terrace | NT | NT45 | Underground Car Park | 01 | Basement | B.A.02 | 99997 | Parking Spaces | 99939 | Unusable Spaces | 11.64 | Carpark | 8 | Non Useable Floor Area Space Group | 802 | Non-usable - Car park > 50% of building - Usable TEFMA |  | Unknown | 0.00 | NO
North Terrace_NT45-Underground Car Park_Basement_B.A.03 _ Carpark | NT-NT45-01-B.A.03 | NT45-01-B.A.03-Carpark | North Terrace | NT | NT45 | Underground Car Park | 01 | Basement | B.A.03 | 99997 | Parking Spaces | 99939 | Unusable Spaces | 11.64 | Carpark | 8 | Non Useable Floor Area Space Group | 802 | Non-usable - Car park > 50% of building - Usable TEFMA |  | Unknown | 0.00 | NO
North Terrace_NT45-Underground Car Park_Basement_B.A.04 _ Carpark | NT-NT45-01-B.A.04 | NT45-01-B.A.04-Carpark | North Terrace | NT | NT45 | Underground Car Park | 01 | Basement | B.A.04 | 99997 | Parking Spaces | 99939 | Unusable Spaces | 11.64 | Carpark | 8 | Non Useable Floor Area Space Group | 802 | Non-usable - Car park > 50% of building - Usable TEFMA |  | Unknown | 0.00 | NO
North Terrace_NT45-Underground Car Park_Basement_B.A.05 _ Carpark | NT-NT45-01-B.A.05 | NT45-01-B.A.05-Carpark | North Terrace | NT | NT45 | Underground Car Park | 01 | Basement | B.A.05 | 99997 | Parking Spaces | 99939 | Unusable Spaces | 11.64 | Carpark | 8 | Non Useable Floor Area Space Group | 802 | Non-usable - Car park > 50% of building - Usable TEFMA |  | Unknown | 0.00 | NO
North Terrace_NT45-Underground Car Park_Basement_B.A.06 _ Carpark | NT-NT45-01-B.A.06 | NT45-01-B.A.06-Carpark | North Terrace | NT | NT45 | Underground Car Park | 01 | Basement | B.A.06 | 99997 | Parking Spaces | 99939 | Unusable Spaces | 11.64 | Carpark | 8 | Non Useable Floor Area Space Group | 802 | Non-usable - Car park > 50% of building - Usable TEFMA |  | Unknown | 0.00 | NO
North Terrace_NT45-Underground Car Park_Basement_B.A.07 _ Carpark | NT-NT45-01-B.A.07 | NT45-01-B.A.07-Carpark | North Terrace | NT | NT45 | Underground Car Park | 01 | Basement | B.A.07 | 99997 | Parking Spaces | 99939 | Unusable Spaces | 11.64 | Carpark | 8 | Non Useable Floor Area Space Group | 802 | Non-usable - Car park > 50% of building - Usable TEFMA |  | Unknown | 0.00 | NO
North Terrace_NT45-Underground Car Park_Basement_B.A.08 _ Carpark | NT-NT45-01-B.A.08 | NT45-01-B.A.08-Carpark | North Terrace | NT | NT45 | Underground Car Park | 01 | Basement | B.A.08 | 99997 | Parking Spaces | 99939 | Unusable Spaces | 11.64 | Carpark | 8 | Non Useable Floor Area Space Group | 802 | Non-usable - Car park > 50% of building - Usable TEFMA |  | Unknown | 0.00 | NO
North Terrace_NT45-Underground Car Park_Basement_B.A.09 _ Carpark | NT-NT45-01-B.A.09 | NT45-01-B.A.09-Carpark | North Terrace | NT | NT45 | Underground Car Park | 01 | Basement | B.A.09 | 99997 | Parking Spaces | 99939 | Unusable Spaces | 11.64 | Carpark | 8 | Non Useable Floor Area Space Group | 802 | Non-usable - Car park > 50% of building - Usable TEFMA |  | Unknown | 0.00 | NO
North Terrace_NT45-Underground Car Park_Basement_B.A.10 _ Carpark | NT-NT45-01-B.A.10 | NT45-01-B.A.10-Carpark | North Terrace | NT | NT45 | Underground Car Park | 01 | Basement | B.A.10 | 99997 | Parking Spaces | 99939 | Unusable Spaces | 11.64 | Carpark | 8 | Non Useable Floor Area Space Group | 802 | Non-usable - Car park > 50% of building - Usable TEFMA |  | Unknown | 0.00 | NO
North Terrace_NT45-Underground Car Park_Basement_B.A.11 _ Carpark | NT-NT45-01-B.A.11 | NT45-01-B.A.11-Carpark | North Terrace | NT | NT45 | Underground Car Park | 01 | Basement | B.A.11 | 99997 | Parking Spaces | 99939 | Unusable Spaces | 11.64 | Carpark | 8 | Non Useable Floor Area Space Group | 802 | Non-usable - Car park > 50% of building - Usable TEFMA |  | Unknown | 0.00 | NO
North Terrace_NT45-Underground Car Park_Basement_B.A.12 _ Carpark | NT-NT45-01-B.A.12 | NT45-01-B.A.12-Carpark | North Terrace | NT | NT45 | Underground Car Park | 01 | Basement | B.A.12 | 99997 | Parking Spaces | 99939 | Unusable Spaces | 11.64 | Carpark | 8 | Non Useable Floor Area Space Group | 802 | Non-usable - Car park > 50% of building - Usable TEFMA |  | Unknown | 0.00 | NO
North Terrace_NT45-Underground Car Park_Basement_B.A.13 _ Carpark | NT-NT45-01-B.A.13 | NT45-01-B.A.13-Carpark | North Terrace | NT | NT45 | Underground Car Park | 01 | Basement | B.A.13 | 99997 | Parking Spaces | 99939 | Unusable Spaces | 11.64 | Carpark | 8 | Non Useable Floor Area Space Group | 802 | Non-usable - Car park > 50% of building - Usable TEFMA |  | Unknown | 0.00 | NO
North Terrace_NT45-Underground Car Park_Basement_B.A.14 _ Carpark | NT-NT45-01-B.A.14 | NT45-01-B.A.14-Carpark | North Terrace | NT | NT45 | Underground Car Park | 01 | Basement | B.A.14 | 99997 | Parking Spaces | 99939 | Unusable Spaces | 11.64 | Carpark | 8 | Non Useable Floor Area Space Group | 802 | Non-usable - Car park > 50% of building - Usable TEFMA |  | Unknown | 0.00 | NO
North Terrace_NT45-Underground Car Park_Basement_B.A.15 _ Carpark | NT-NT45-01-B.A.15 | NT45-01-B.A.15-Carpark | North Terrace | NT | NT45 | Underground Car Park | 01 | Basement | B.A.15 | 99997 | Parking Spaces | 99939 | Unusable Spaces | 11.64 | Carpark | 8 | Non Useable Floor Area Space Group | 802 | Non-usable - Car park > 50% of building - Usable TEFMA |  | Unknown | 0.00 | NO
North Terrace_NT45-Underground Car Park_Basement_B.A.16 _ Carpark | NT-NT45-01-B.A.16 | NT45-01-B.A.16-Carpark | North Terrace | NT | NT45 | Underground Car Park | 01 | Basement | B.A.16 | 99997 | Parking Spaces | 99939 | Unusable Spaces | 11.64 | Carpark | 8 | Non Useable Floor Area Space Group | 802 | Non-usable - Car park > 50% of building - Usable TEFMA |  | Unknown | 0.00 | NO
North Terrace_NT45-Underground Car Park_Basement_B.A.17 _ Carpark | NT-NT45-01-B.A.17 | NT45-01-B.A.17-Carpark | North Terrace | NT | NT45 | Underground Car Park | 01 | Basement | B.A.17 | 99997 | Parking Spaces | 99939 | Unusable Spaces | 12.1 | Carpark | 8 | Non Useable Floor Area Space Group | 802 | Non-usable - Car park > 50% of building - Usable TEFMA |  | Unknown | 0.00 | NO
North Terrace_NT45-Underground Car Park_Basement_B.A.18 _ Carpark | NT-NT45-01-B.A.18 | NT45-01-B.A.18-Carpark | North Terrace | NT | NT45 | Underground Car Park | 01 | Basement | B.A.18 | 99997 | Parking Spaces | 99939 | Unusable Spaces | 12.1 | Carpark | 8 | Non Useable Floor Area Space Group | 802 | Non-usable - Car park > 50% of building - Usable TEFMA |  | Unknown | 0.00 | NO
North Terrace_NT45-Underground Car Park_Basement_B.A.19 _ Carpark | NT-NT45-01-B.A.19 | NT45-01-B.A.19-Carpark | North Terrace | NT | NT45 | Underground Car Park | 01 | Basement | B.A.19 | 99997 | Parking Spaces | 99939 | Unusable Spaces | 12.1 | Carpark | 8 | Non Useable Floor Area Space Group | 802 | Non-usable - Car park > 50% of building - Usable TEFMA |  | Unknown | 0.00 | NO
North Terrace_NT45-Underground Car Park_Basement_B.A.20 _ Carpark | NT-NT45-01-B.A.20 | NT45-01-B.A.20-Carpark | North Terrace | NT | NT45 | Underground Car Park | 01 | Basement | B.A.20 | 99997 | Parking Spaces | 99939 | Unusable Spaces | 12.1 | Carpark | 8 | Non Useable Floor Area Space Group | 802 | Non-usable - Car park > 50% of building - Usable TEFMA |  | Unknown | 0.00 | NO
North Terrace_NT45-Underground Car Park_Basement_B.A.21 _ Carpark | NT-NT45-01-B.A.21 | NT45-01-B.A.21-Carpark | North Terrace | NT | NT45 | Underground Car Park | 01 | Basement | B.A.21 | 99997 | Parking Spaces | 99939 | Unusable Spaces | 12.1 | Carpark | 8 | Non Useable Floor Area Space Group | 802 | Non-usable - Car park > 50% of building - Usable TEFMA |  | Unknown | 0.00 | NO
North Terrace_NT45-Underground Car Park_Basement_B.A.22 _ Carpark | NT-NT45-01-B.A.22 | NT45-01-B.A.22-Carpark | North Terrace | NT | NT45 | Underground Car Park | 01 | Basement | B.A.22 | 99997 | Parking Spaces | 99939 | Unusable Spaces | 12.1 | Carpark | 8 | Non Useable Floor Area Space Group | 802 | Non-usable - Car park > 50% of building - Usable TEFMA |  | Unknown | 0.00 | NO
North Terrace_NT45-Underground Car Park_Basement_B.A.23 _ Carpark | NT-NT45-01-B.A.23 | NT45-01-B.A.23-Carpark | North Terrace | NT | NT45 | Underground Car Park | 01 | Basement | B.A.23 | 99997 | Parking Spaces | 99939 | Unusable Spaces | 12.53 | Carpark | 8 | Non Useable Floor Area Space Group | 802 | Non-usable - Car park > 50% of building - Usable TEFMA |  | Unknown | 0.00 | NO
North Terrace_NT45-Underground Car Park_Basement_B.A.24 _ Carpark | NT-NT45-01-B.A.24 | NT45-01-B.A.24-Carpark | North Terrace | NT | NT45 | Underground Car Park | 01 | Basement | B.A.24 | 99997 | Parking Spaces | 99939 | Unusable Spaces | 12.22 | Carpark | 8 | Non Useable Floor Area Space Group | 802 | Non-usable - Car park > 50% of building - Usable TEFMA |  | Unknown | 0.00 | NO
North Terrace_NT45-Underground Car Park_Basement_B.A.25 _ Carpark | NT-NT45-01-B.A.25 | NT45-01-B.A.25-Carpark | North Terrace | NT | NT45 | Underground Car Park | 01 | Basement | B.A.25 | 99997 | Parking Spaces | 99939 | Unusable Spaces | 12.27 | Carpark | 8 | Non Useable Floor Area Space Group | 802 | Non-usable - Car park > 50% of building - Usable TEFMA |  | Unknown | 0.00 | NO
North Terrace_NT45-Underground Car Park_Basement_B.A.26 _ Carpark | NT-NT45-01-B.A.26 | NT45-01-B.A.26-Carpark | North Terrace | NT | NT45 | Underground Car Park | 01 | Basement | B.A.26 | 99997 | Parking Spaces | 99939 | Unusable Spaces | 12.22 | Carpark | 8 | Non Useable Floor Area Space Group | 802 | Non-usable - Car park > 50% of building - Usable TEFMA |  | Unknown | 0.00 | NO
North Terrace_NT45-Underground Car Park_Basement_B.A.27 _ Carpark | NT-NT45-01-B.A.27 | NT45-01-B.A.27-Carpark | North Terrace | NT | NT45 | Underground Car Park | 01 | Basement | B.A.27 | 99997 | Parking Spaces | 99939 | Unusable Spaces | 12.22 | Carpark | 8 | Non Useable Floor Area Space Group | 802 | Non-usable - Car park > 50% of building - Usable TEFMA |  | Unknown | 0.00 | NO
North Terrace_NT45-Underground Car Park_Basement_B.A.28 _ Carpark | NT-NT45-01-B.A.28 | NT45-01-B.A.28-Carpark | North Terrace | NT | NT45 | Underground Car Park | 01 | Basement | B.A.28 | 99997 | Parking Spaces | 99939 | Unusable Spaces | 12.27 | Carpark | 8 | Non Useable Floor Area Space Group | 802 | Non-usable - Car park > 50% of building - Usable TEFMA |  | Unknown | 0.00 | NO
North Terrace_NT45-Underground Car Park_Basement_B.A.29 _ Carpark | NT-NT45-01-B.A.29 | NT45-01-B.A.29-Carpark | North Terrace | NT | NT45 | Underground Car Park | 01 | Basement | B.A.29 | 99997 | Parking Spaces | 99939 | Unusable Spaces | 12.22 | Carpark | 8 | Non Useable Floor Area Space Group | 802 | Non-usable - Car park > 50% of building - Usable TEFMA |  | Unknown | 0.00 | NO
North Terrace_NT45-Underground Car Park_Basement_B.A.30 _ Carpark | NT-NT45-01-B.A.30 | NT45-01-B.A.30-Carpark | North Terrace | NT | NT45 | Underground Car Park | 01 | Basement | B.A.30 | 99997 | Parking Spaces | 99939 | Unusable Spaces | 12.22 | Carpark | 8 | Non Useable Floor Area Space Group | 802 | Non-usable - Car park > 50% of building - Usable TEFMA |  | Unknown | 0.00 | NO
North Terrace_NT45-Underground Car Park_Basement_B.A.31 _ Carpark | NT-NT45-01-B.A.31 | NT45-01-B.A.31-Carpark | North Terrace | NT | NT45 | Underground Car Park | 01 | Basement | B.A.31 | 99997 | Parking Spaces | 99939 | Unusable Spaces | 12.27 | Carpark | 8 | Non Useable Floor Area Space Group | 802 | Non-usable - Car park > 50% of building - Usable TEFMA |  | Unknown | 0.00 | NO
North Terrace_NT45-Underground Car Park_Basement_B.A.32 _ Carpark | NT-NT45-01-B.A.32 | NT45-01-B.A.32-Carpark | North Terrace | NT | NT45 | Underground Car Park | 01 | Basement | B.A.32 | 99997 | Parking Spaces | 99939 | Unusable Spaces | 12.22 | Carpark | 8 | Non Useable Floor Area Space Group | 802 | Non-usable - Car park > 50% of building - Usable TEFMA |  | Unknown | 0.00 | NO
North Terrace_NT45-Underground Car Park_Basement_B.A.33 _ Carpark | NT-NT45-01-B.A.33 | NT45-01-B.A.33-Carpark | North Terrace | NT | NT45 | Underground Car Park | 01 | Basement | B.A.33 | 99997 | Parking Spaces | 99939 | Unusable Spaces | 12.22 | Carpark | 8 | Non Useable Floor Area Space Group | 802 | Non-usable - Car park > 50% of building - Usable TEFMA |  | Unknown | 0.00 | NO
North Terrace_NT45-Underground Car Park_Basement_B.A.34 _ Carpark | NT-NT45-01-B.A.34 | NT45-01-B.A.34-Carpark | North Terrace | NT | NT45 | Underground Car Park | 01 | Basement | B.A.34 | 99997 | Parking Spaces | 99939 | Unusable Spaces | 12.27 | Carpark | 8 | Non Useable Floor Area Space Group | 802 | Non-usable - Car park > 50% of building - Usable TEFMA |  | Unknown | 0.00 | NO
North Terrace_NT45-Underground Car Park_Basement_B.A.35 _ Carpark | NT-NT45-01-B.A.35 | NT45-01-B.A.35-Carpark | North Terrace | NT | NT45 | Underground Car Park | 01 | Basement | B.A.35 | 99997 | Parking Spaces | 99939 | Unusable Spaces | 12.51 | Carpark | 8 | Non Useable Floor Area Space Group | 802 | Non-usable - Car park > 50% of building - Usable TEFMA |  | Unknown | 0.00 | NO
North Terrace_NT45-Underground Car Park_Basement_B.B.01 _ Carpark | NT-NT45-01-B.B.01 | NT45-01-B.B.01-Carpark | North Terrace | NT | NT45 | Underground Car Park | 01 | Basement | B.B.01 | 99997 | Parking Spaces | 99939 | Unusable Spaces | 12.53 | Carpark | 8 | Non Useable Floor Area Space Group | 802 | Non-usable - Car park > 50% of building - Usable TEFMA |  | Unknown | 0.00 | NO
North Terrace_NT45-Underground Car Park_Basement_B.B.02 _ Carpark | NT-NT45-01-B.B.02 | NT45-01-B.B.02-Carpark | North Terrace | NT | NT45 | Underground Car Park | 01 | Basement | B.B.02 | 99997 | Parking Spaces | 99939 | Unusable Spaces | 12.22 | Carpark | 8 | Non Useable Floor Area Space Group | 802 | Non-usable - Car park > 50% of building - Usable TEFMA |  | Unknown | 0.00 | NO
North Terrace_NT45-Underground Car Park_Basement_B.B.03 _ Carpark | NT-NT45-01-B.B.03 | NT45-01-B.B.03-Carpark | North Terrace | NT | NT45 | Underground Car Park | 01 | Basement | B.B.03 | 99997 | Parking Spaces | 99939 | Unusable Spaces | 12.27 | Carpark | 8 | Non Useable Floor Area Space Group | 802 | Non-usable - Car park > 50% of building - Usable TEFMA |  | Unknown | 0.00 | NO
North Terrace_NT45-Underground Car Park_Basement_B.B.04 _ Carpark | NT-NT45-01-B.B.04 | NT45-01-B.B.04-Carpark | North Terrace | NT | NT45 | Underground Car Park | 01 | Basement | B.B.04 | 99997 | Parking Spaces | 99939 | Unusable Spaces | 12.22 | Carpark | 8 | Non Useable Floor Area Space Group | 802 | Non-usable - Car park > 50% of building - Usable TEFMA |  | Unknown | 0.00 | NO
North Terrace_NT45-Underground Car Park_Basement_B.B.05 _ Carpark | NT-NT45-01-B.B.05 | NT45-01-B.B.05-Carpark | North Terrace | NT | NT45 | Underground Car Park | 01 | Basement | B.B.05 | 99997 | Parking Spaces | 99939 | Unusable Spaces | 12.22 | Carpark | 8 | Non Useable Floor Area Space Group | 802 | Non-usable - Car park > 50% of building - Usable TEFMA |  | Unknown | 0.00 | NO
North Terrace_NT45-Underground Car Park_Basement_B.B.06 _ Carpark | NT-NT45-01-B.B.06 | NT45-01-B.B.06-Carpark | North Terrace | NT | NT45 | Underground Car Park | 01 | Basement | B.B.06 | 99997 | Parking Spaces | 99939 | Unusable Spaces | 12.27 | Carpark | 8 | Non Useable Floor Area Space Group | 802 | Non-usable - Car park > 50% of building - Usable TEFMA |  | Unknown | 0.00 | NO
North Terrace_NT45-Underground Car Park_Basement_B.B.07 _ Carpark | NT-NT45-01-B.B.07 | NT45-01-B.B.07-Carpark | North Terrace | NT | NT45 | Underground Car Park | 01 | Basement | B.B.07 | 99997 | Parking Spaces | 99939 | Unusable Spaces | 12.22 | Carpark | 8 | Non Useable Floor Area Space Group | 802 | Non-usable - Car park > 50% of building - Usable TEFMA |  | Unknown | 0.00 | NO
North Terrace_NT45-Underground Car Park_Basement_B.B.08 _ Carpark | NT-NT45-01-B.B.08 | NT45-01-B.B.08-Carpark | North Terrace | NT | NT45 | Underground Car Park | 01 | Basement | B.B.08 | 99997 | Parking Spaces | 99939 | Unusable Spaces | 12.22 | Carpark | 8 | Non Useable Floor Area Space Group | 802 | Non-usable - Car park > 50% of building - Usable TEFMA |  | Unknown | 0.00 | NO
North Terrace_NT45-Underground Car Park_Basement_B.B.09 _ Carpark | NT-NT45-01-B.B.09 | NT45-01-B.B.09-Carpark | North Terrace | NT | NT45 | Underground Car Park | 01 | Basement | B.B.09 | 99997 | Parking Spaces | 99939 | Unusable Spaces | 12.27 | Carpark | 8 | Non Useable Floor Area Space Group | 802 | Non-usable - Car park > 50% of building - Usable TEFMA |  | Unknown | 0.00 | NO
North Terrace_NT45-Underground Car Park_Basement_B.B.10 _ Carpark | NT-NT45-01-B.B.10 | NT45-01-B.B.10-Carpark | North Terrace | NT | NT45 | Underground Car Park | 01 | Basement | B.B.10 | 99997 | Parking Spaces | 99939 | Unusable Spaces | 12.22 | Carpark | 8 | Non Useable Floor Area Space Group | 802 | Non-usable - Car park > 50% of building - Usable TEFMA |  | Unknown | 0.00 | NO
North Terrace_NT45-Underground Car Park_Basement_B.B.11 _ Carpark | NT-NT45-01-B.B.11 | NT45-01-B.B.11-Carpark | North Terrace | NT | NT45 | Underground Car Park | 01 | Basement | B.B.11 | 99997 | Parking Spaces | 99939 | Unusable Spaces | 12.22 | Carpark | 8 | Non Useable Floor Area Space Group | 802 | Non-usable - Car park > 50% of building - Usable TEFMA |  | Unknown | 0.00 | NO
North Terrace_NT45-Underground Car Park_Basement_B.B.12 _ Carpark | NT-NT45-01-B.B.12 | NT45-01-B.B.12-Carpark | North Terrace | NT | NT45 | Underground Car Park | 01 | Basement | B.B.12 | 99997 | Parking Spaces | 99939 | Unusable Spaces | 12.27 | Carpark | 8 | Non Useable Floor Area Space Group | 802 | Non-usable - Car park > 50% of building - Usable TEFMA |  | Unknown | 0.00 | NO
North Terrace_NT45-Underground Car Park_Basement_B.B.13 _ Carpark | NT-NT45-01-B.B.13 | NT45-01-B.B.13-Carpark | North Terrace | NT | NT45 | Underground Car Park | 01 | Basement | B.B.13 | 99997 | Parking Spaces | 99939 | Unusable Spaces | 12.51 | Carpark | 8 | Non Useable Floor Area Space Group | 802 | Non-usable - Car park > 50% of building - Usable TEFMA |  | Unknown | 0.00 | NO
North Terrace_NT45-Underground Car Park_Basement_B.B.14 _ Carpark | NT-NT45-01-B.B.14 | NT45-01-B.B.14-Carpark | North Terrace | NT | NT45 | Underground Car Park | 01 | Basement | B.B.14 | 99997 | Parking Spaces | 99939 | Unusable Spaces | 12.53 | Carpark | 8 | Non Useable Floor Area Space Group | 802 | Non-usable - Car park > 50% of building - Usable TEFMA |  | Unknown | 0.00 | NO
North Terrace_NT45-Underground Car Park_Basement_B.B.15 _ Carpark | NT-NT45-01-B.B.15 | NT45-01-B.B.15-Carpark | North Terrace | NT | NT45 | Underground Car Park | 01 | Basement | B.B.15 | 99997 | Parking Spaces | 99939 | Unusable Spaces | 12.22 | Carpark | 8 | Non Useable Floor Area Space Group | 802 | Non-usable - Car park > 50% of building - Usable TEFMA |  | Unknown | 0.00 | NO
North Terrace_NT45-Underground Car Park_Basement_B.B.16 _ Carpark | NT-NT45-01-B.B.16 | NT45-01-B.B.16-Carpark | North Terrace | NT | NT45 | Underground Car Park | 01 | Basement | B.B.16 | 99997 | Parking Spaces | 99939 | Unusable Spaces | 12.27 | Carpark | 8 | Non Useable Floor Area Space Group | 802 | Non-usable - Car park > 50% of building - Usable TEFMA |  | Unknown | 0.00 | NO
North Terrace_NT45-Underground Car Park_Basement_B.B.17 _ Carpark | NT-NT45-01-B.B.17 | NT45-01-B.B.17-Carpark | North Terrace | NT | NT45 | Underground Car Park | 01 | Basement | B.B.17 | 99997 | Parking Spaces | 99939 | Unusable Spaces | 12.22 | Carpark | 8 | Non Useable Floor Area Space Group | 802 | Non-usable - Car park > 50% of building - Usable TEFMA |  | Unknown | 0.00 | NO
North Terrace_NT45-Underground Car Park_Basement_B.B.18 _ Carpark | NT-NT45-01-B.B.18 | NT45-01-B.B.18-Carpark | North Terrace | NT | NT45 | Underground Car Park | 01 | Basement | B.B.18 | 99997 | Parking Spaces | 99939 | Unusable Spaces | 12.22 | Carpark | 8 | Non Useable Floor Area Space Group | 802 | Non-usable - Car park > 50% of building - Usable TEFMA |  | Unknown | 0.00 | NO
North Terrace_NT45-Underground Car Park_Basement_B.B.19 _ Carpark | NT-NT45-01-B.B.19 | NT45-01-B.B.19-Carpark | North Terrace | NT | NT45 | Underground Car Park | 01 | Basement | B.B.19 | 99997 | Parking Spaces | 99939 | Unusable Spaces | 12.27 | Carpark | 8 | Non Useable Floor Area Space Group | 802 | Non-usable - Car park > 50% of building - Usable TEFMA |  | Unknown | 0.00 | NO
North Terrace_NT45-Underground Car Park_Basement_B.B.20 _ Carpark | NT-NT45-01-B.B.20 | NT45-01-B.B.20-Carpark | North Terrace | NT | NT45 | Underground Car Park | 01 | Basement | B.B.20 | 99997 | Parking Spaces | 99939 | Unusable Spaces | 12.22 | Carpark | 8 | Non Useable Floor Area Space Group | 802 | Non-usable - Car park > 50% of building - Usable TEFMA |  | Unknown | 0.00 | NO
North Terrace_NT45-Underground Car Park_Basement_B.B.21 _ Carpark | NT-NT45-01-B.B.21 | NT45-01-B.B.21-Carpark | North Terrace | NT | NT45 | Underground Car Park | 01 | Basement | B.B.21 | 99997 | Parking Spaces | 99939 | Unusable Spaces | 12.22 | Carpark | 8 | Non Useable Floor Area Space Group | 802 | Non-usable - Car park > 50% of building - Usable TEFMA |  | Unknown | 0.00 | NO
North Terrace_NT45-Underground Car Park_Basement_B.B.22 _ Carpark | NT-NT45-01-B.B.22 | NT45-01-B.B.22-Carpark | North Terrace | NT | NT45 | Underground Car Park | 01 | Basement | B.B.22 | 99997 | Parking Spaces | 99939 | Unusable Spaces | 12.27 | Carpark | 8 | Non Useable Floor Area Space Group | 802 | Non-usable - Car park > 50% of building - Usable TEFMA |  | Unknown | 0.00 | NO
North Terrace_NT45-Underground Car Park_Basement_B.B.23 _ Carpark | NT-NT45-01-B.B.23 | NT45-01-B.B.23-Carpark | North Terrace | NT | NT45 | Underground Car Park | 01 | Basement | B.B.23 | 99997 | Parking Spaces | 99939 | Unusable Spaces | 12.22 | Carpark | 8 | Non Useable Floor Area Space Group | 802 | Non-usable - Car park > 50% of building - Usable TEFMA |  | Unknown | 0.00 | NO
North Terrace_NT45-Underground Car Park_Basement_B.B.24 _ Carpark | NT-NT45-01-B.B.24 | NT45-01-B.B.24-Carpark | North Terrace | NT | NT45 | Underground Car Park | 01 | Basement | B.B.24 | 99997 | Parking Spaces | 99939 | Unusable Spaces | 12.22 | Carpark | 8 | Non Useable Floor Area Space Group | 802 | Non-usable - Car park > 50% of building - Usable TEFMA |  | Unknown | 0.00 | NO
North Terrace_NT45-Underground Car Park_Basement_B.B.25 _ Carpark | NT-NT45-01-B.B.25 | NT45-01-B.B.25-Carpark | North Terrace | NT | NT45 | Underground Car Park | 01 | Basement | B.B.25 | 99997 | Parking Spaces | 99939 | Unusable Spaces | 12.27 | Carpark | 8 | Non Useable Floor Area Space Group | 802 | Non-usable - Car park > 50% of building - Usable TEFMA |  | Unknown | 0.00 | NO
North Terrace_NT45-Underground Car Park_Basement_B.B.26 _ Carpark | NT-NT45-01-B.B.26 | NT45-01-B.B.26-Carpark | North Terrace | NT | NT45 | Underground Car Park | 01 | Basement | B.B.26 | 99997 | Parking Spaces | 99939 | Unusable Spaces | 12.51 | Carpark | 8 | Non Useable Floor Area Space Group | 802 | Non-usable - Car park > 50% of building - Usable TEFMA |  | Unknown | 0.00 | NO
North Terrace_NT45-Underground Car Park_Basement_B.C.01 _ Carpark | NT-NT45-01-B.C.01 | NT45-01-B.C.01-Carpark | North Terrace | NT | NT45 | Underground Car Park | 01 | Basement | B.C.01 | 99997 | Parking Spaces | 99939 | Unusable Spaces | 12.53 | Carpark | 8 | Non Useable Floor Area Space Group | 802 | Non-usable - Car park > 50% of building - Usable TEFMA |  | Unknown | 0.00 | NO
North Terrace_NT45-Underground Car Park_Basement_B.C.02 _ Carpark | NT-NT45-01-B.C.02 | NT45-01-B.C.02-Carpark | North Terrace | NT | NT45 | Underground Car Park | 01 | Basement | B.C.02 | 99997 | Parking Spaces | 99939 | Unusable Spaces | 12.22 | Carpark | 8 | Non Useable Floor Area Space Group | 802 | Non-usable - Car park > 50% of building - Usable TEFMA |  | Unknown | 0.00 | NO
North Terrace_NT45-Underground Car Park_Basement_B.C.03 _ Carpark | NT-NT45-01-B.C.03 | NT45-01-B.C.03-Carpark | North Terrace | NT | NT45 | Underground Car Park | 01 | Basement | B.C.03 | 99997 | Parking Spaces | 99939 | Unusable Spaces | 12.27 | Carpark | 8 | Non Useable Floor Area Space Group | 802 | Non-usable - Car park > 50% of building - Usable TEFMA |  | Unknown | 0.00 | NO
North Terrace_NT45-Underground Car Park_Basement_B.C.04 _ Carpark | NT-NT45-01-B.C.04 | NT45-01-B.C.04-Carpark | North Terrace | NT | NT45 | Underground Car Park | 01 | Basement | B.C.04 | 99997 | Parking Spaces | 99939 | Unusable Spaces | 12.22 | Carpark | 8 | Non Useable Floor Area Space Group | 802 | Non-usable - Car park > 50% of building - Usable TEFMA |  | Unknown | 0.00 | NO
North Terrace_NT45-Underground Car Park_Basement_B.C.05 _ Carpark | NT-NT45-01-B.C.05 | NT45-01-B.C.05-Carpark | North Terrace | NT | NT45 | Underground Car Park | 01 | Basement | B.C.05 | 99997 | Parking Spaces | 99939 | Unusable Spaces | 12.22 | Carpark | 8 | Non Useable Floor Area Space Group | 802 | Non-usable - Car park > 50% of building - Usable TEFMA |  | Unknown | 0.00 | NO
North Terrace_NT45-Underground Car Park_Basement_B.C.06 _ Carpark | NT-NT45-01-B.C.06 | NT45-01-B.C.06-Carpark | North Terrace | NT | NT45 | Underground Car Park | 01 | Basement | B.C.06 | 99997 | Parking Spaces | 99939 | Unusable Spaces | 12.27 | Carpark | 8 | Non Useable Floor Area Space Group | 802 | Non-usable - Car park > 50% of building - Usable TEFMA |  | Unknown | 0.00 | NO
North Terrace_NT45-Underground Car Park_Basement_B.C.07 _ Carpark | NT-NT45-01-B.C.07 | NT45-01-B.C.07-Carpark | North Terrace | NT | NT45 | Underground Car Park | 01 | Basement | B.C.07 | 99997 | Parking Spaces | 99939 | Unusable Spaces | 12.22 | Carpark | 8 | Non Useable Floor Area Space Group | 802 | Non-usable - Car park > 50% of building - Usable TEFMA |  | Unknown | 0.00 | NO
North Terrace_NT45-Underground Car Park_Basement_B.C.08 _ Carpark | NT-NT45-01-B.C.08 | NT45-01-B.C.08-Carpark | North Terrace | NT | NT45 | Underground Car Park | 01 | Basement | B.C.08 | 99997 | Parking Spaces | 99939 | Unusable Spaces | 12.22 | Carpark | 8 | Non Useable Floor Area Space Group | 802 | Non-usable - Car park > 50% of building - Usable TEFMA |  | Unknown | 0.00 | NO
North Terrace_NT45-Underground Car Park_Basement_B.C.09 _ Carpark | NT-NT45-01-B.C.09 | NT45-01-B.C.09-Carpark | North Terrace | NT | NT45 | Underground Car Park | 01 | Basement | B.C.09 | 99997 | Parking Spaces | 99939 | Unusable Spaces | 12.27 | Carpark | 8 | Non Useable Floor Area Space Group | 802 | Non-usable - Car park > 50% of building - Usable TEFMA |  | Unknown | 0.00 | NO
North Terrace_NT45-Underground Car Park_Basement_B.C.10 _ Carpark | NT-NT45-01-B.C.10 | NT45-01-B.C.10-Carpark | North Terrace | NT | NT45 | Underground Car Park | 01 | Basement | B.C.10 | 99997 | Parking Spaces | 99939 | Unusable Spaces | 12.22 | Carpark | 8 | Non Useable Floor Area Space Group | 802 | Non-usable - Car park > 50% of building - Usable TEFMA |  | Unknown | 0.00 | NO
North Terrace_NT45-Underground Car Park_Basement_B.C.11 _ Carpark | NT-NT45-01-B.C.11 | NT45-01-B.C.11-Carpark | North Terrace | NT | NT45 | Underground Car Park | 01 | Basement | B.C.11 | 99997 | Parking Spaces | 99939 | Unusable Spaces | 12.22 | Carpark | 8 | Non Useable Floor Area Space Group | 802 | Non-usable - Car park > 50% of building - Usable TEFMA |  | Unknown | 0.00 | NO
North Terrace_NT45-Underground Car Park_Basement_B.C.12 _ Carpark | NT-NT45-01-B.C.12 | NT45-01-B.C.12-Carpark | North Terrace | NT | NT45 | Underground Car Park | 01 | Basement | B.C.12 | 99997 | Parking Spaces | 99939 | Unusable Spaces | 12.27 | Carpark | 8 | Non Useable Floor Area Space Group | 802 | Non-usable - Car park > 50% of building - Usable TEFMA |  | Unknown | 0.00 | NO
North Terrace_NT45-Underground Car Park_Basement_B.C.13 _ Carpark | NT-NT45-01-B.C.13 | NT45-01-B.C.13-Carpark | North Terrace | NT | NT45 | Underground Car Park | 01 | Basement | B.C.13 | 99997 | Parking Spaces | 99939 | Unusable Spaces | 12.51 | Carpark | 8 | Non Useable Floor Area Space Group | 802 | Non-usable - Car park > 50% of building - Usable TEFMA |  | Unknown | 0.00 | NO
North Terrace_NT45-Underground Car Park_Basement_B.C.14 _ Carpark | NT-NT45-01-B.C.14 | NT45-01-B.C.14-Carpark | North Terrace | NT | NT45 | Underground Car Park | 01 | Basement | B.C.14 | 99997 | Parking Spaces | 99939 | Unusable Spaces | 11.15 | Carpark | 8 | Non Useable Floor Area Space Group | 802 | Non-usable - Car park > 50% of building - Usable TEFMA |  | Unknown | 0.00 | NO
North Terrace_NT45-Underground Car Park_Basement_B.C.15 _ Carpark | NT-NT45-01-B.C.15 | NT45-01-B.C.15-Carpark | North Terrace | NT | NT45 | Underground Car Park | 01 | Basement | B.C.15 | 99997 | Parking Spaces | 99939 | Unusable Spaces | 11.16 | Carpark | 8 | Non Useable Floor Area Space Group | 802 | Non-usable - Car park > 50% of building - Usable TEFMA |  | Unknown | 0.00 | NO
North Terrace_NT45-Underground Car Park_Basement_B.C.16 _ Carpark | NT-NT45-01-B.C.16 | NT45-01-B.C.16-Carpark | North Terrace | NT | NT45 | Underground Car Park | 01 | Basement | B.C.16 | 99997 | Parking Spaces | 99939 | Unusable Spaces | 11.19 | Carpark | 8 | Non Useable Floor Area Space Group | 802 | Non-usable - Car park > 50% of building - Usable TEFMA |  | Unknown | 0.00 | NO
North Terrace_NT45-Underground Car Park_Basement_B.C.17 _ Carpark | NT-NT45-01-B.C.17 | NT45-01-B.C.17-Carpark | North Terrace | NT | NT45 | Underground Car Park | 01 | Basement | B.C.17 | 99997 | Parking Spaces | 99939 | Unusable Spaces | 11.15 | Carpark | 8 | Non Useable Floor Area Space Group | 802 | Non-usable - Car park > 50% of building - Usable TEFMA |  | Unknown | 0.00 | NO
North Terrace_NT45-Underground Car Park_Basement_B.C.18 _ Carpark | NT-NT45-01-B.C.18 | NT45-01-B.C.18-Carpark | North Terrace | NT | NT45 | Underground Car Park | 01 | Basement | B.C.18 | 99997 | Parking Spaces | 99939 | Unusable Spaces | 11.21 | Carpark | 8 | Non Useable Floor Area Space Group | 802 | Non-usable - Car park > 50% of building - Usable TEFMA |  | Unknown | 0.00 | NO
North Terrace_NT45-Underground Car Park_Basement_B.C.19 _ Carpark | NT-NT45-01-B.C.19 | NT45-01-B.C.19-Carpark | North Terrace | NT | NT45 | Underground Car Park | 01 | Basement | B.C.19 | 99997 | Parking Spaces | 99939 | Unusable Spaces | 11.15 | Carpark | 8 | Non Useable Floor Area Space Group | 802 | Non-usable - Car park > 50% of building - Usable TEFMA |  | Unknown | 0.00 | NO
North Terrace_NT45-Underground Car Park_Basement_B.C.20 _ Carpark | NT-NT45-01-B.C.20 | NT45-01-B.C.20-Carpark | North Terrace | NT | NT45 | Underground Car Park | 01 | Basement | B.C.20 | 99997 | Parking Spaces | 99939 | Unusable Spaces | 11.15 | Carpark | 8 | Non Useable Floor Area Space Group | 802 | Non-usable - Car park > 50% of building - Usable TEFMA |  | Unknown | 0.00 | NO
North Terrace_NT45-Underground Car Park_Basement_B.C.21 _ Carpark | NT-NT45-01-B.C.21 | NT45-01-B.C.21-Carpark | North Terrace | NT | NT45 | Underground Car Park | 01 | Basement | B.C.21 | 99997 | Parking Spaces | 99939 | Unusable Spaces | 11.21 | Carpark | 8 | Non Useable Floor Area Space Group | 802 | Non-usable - Car park > 50% of building - Usable TEFMA |  | Unknown | 0.00 | NO
North Terrace_NT45-Underground Car Park_Basement_B.C.22 _ Carpark | NT-NT45-01-B.C.22 | NT45-01-B.C.22-Carpark | North Terrace | NT | NT45 | Underground Car Park | 01 | Basement | B.C.22 | 99997 | Parking Spaces | 99939 | Unusable Spaces | 11.15 | Carpark | 8 | Non Useable Floor Area Space Group | 802 | Non-usable - Car park > 50% of building - Usable TEFMA |  | Unknown | 0.00 | NO
North Terrace_NT45-Underground Car Park_Basement_B.C.23 _ Carpark | NT-NT45-01-B.C.23 | NT45-01-B.C.23-Carpark | North Terrace | NT | NT45 | Underground Car Park | 01 | Basement | B.C.23 | 99997 | Parking Spaces | 99939 | Unusable Spaces | 11.21 | Carpark | 8 | Non Useable Floor Area Space Group | 802 | Non-usable - Car park > 50% of building - Usable TEFMA |  | Unknown | 0.00 | NO
North Terrace_NT45-Underground Car Park_Basement_B.C.24 _ Carpark | NT-NT45-01-B.C.24 | NT45-01-B.C.24-Carpark | North Terrace | NT | NT45 | Underground Car Park | 01 | Basement | B.C.24 | 99997 | Parking Spaces | 99939 | Unusable Spaces | 11.15 | Carpark | 8 | Non Useable Floor Area Space Group | 802 | Non-usable - Car park > 50% of building - Usable TEFMA |  | Unknown | 0.00 | NO
North Terrace_NT45-Underground Car Park_Basement_B.C.25 _ Carpark | NT-NT45-01-B.C.25 | NT45-01-B.C.25-Carpark | North Terrace | NT | NT45 | Underground Car Park | 01 | Basement | B.C.25 | 99997 | Parking Spaces | 99939 | Unusable Spaces | 11.11 | Carpark | 8 | Non Useable Floor Area Space Group | 802 | Non-usable - Car park > 50% of building - Usable TEFMA |  | Unknown | 0.00 | NO
North Terrace_NT45-Underground Car Park_Basement_B.C.26 _ Carpark | NT-NT45-01-B.C.26 | NT45-01-B.C.26-Carpark | North Terrace | NT | NT45 | Underground Car Park | 01 | Basement | B.C.26 | 99997 | Parking Spaces | 99939 | Unusable Spaces | 11.21 | Carpark | 8 | Non Useable Floor Area Space Group | 802 | Non-usable - Car park > 50% of building - Usable TEFMA |  | Unknown | 0.00 | NO
North Terrace_NT45-Underground Car Park_Basement_B.C.27 _ Carpark | NT-NT45-01-B.C.27 | NT45-01-B.C.27-Carpark | North Terrace | NT | NT45 | Underground Car Park | 01 | Basement | B.C.27 | 99997 | Parking Spaces | 99939 | Unusable Spaces | 11.15 | Carpark | 8 | Non Useable Floor Area Space Group | 802 | Non-usable - Car park > 50% of building - Usable TEFMA |  | Unknown | 0.00 | NO
North Terrace_NT45-Underground Car Park_Basement_B.C.28 _ Carpark | NT-NT45-01-B.C.28 | NT45-01-B.C.28-Carpark | North Terrace | NT | NT45 | Underground Car Park | 01 | Basement | B.C.28 | 99997 | Parking Spaces | 99939 | Unusable Spaces | 11.16 | Carpark | 8 | Non Useable Floor Area Space Group | 802 | Non-usable - Car park > 50% of building - Usable TEFMA |  | Unknown | 0.00 | NO
North Terrace_NT45-Underground Car Park_Basement_B.C.29 _ Carpark | NT-NT45-01-B.C.29 | NT45-01-B.C.29-Carpark | North Terrace | NT | NT45 | Underground Car Park | 01 | Basement | B.C.29 | 99997 | Parking Spaces | 99939 | Unusable Spaces | 11.19 | Carpark | 8 | Non Useable Floor Area Space Group | 802 | Non-usable - Car park > 50% of building - Usable TEFMA |  | Unknown | 0.00 | NO
North Terrace_NT45-Underground Car Park_Basement_B.C.30 _ Carpark | NT-NT45-01-B.C.30 | NT45-01-B.C.30-Carpark | North Terrace | NT | NT45 | Underground Car Park | 01 | Basement | B.C.30 | 99997 | Parking Spaces | 99939 | Unusable Spaces | 11.15 | Carpark | 8 | Non Useable Floor Area Space Group | 802 | Non-usable - Car park > 50% of building - Usable TEFMA |  | Unknown | 0.00 | NO
North Terrace_NT45-Underground Car Park_Basement_B.C.31 _ Carpark | NT-NT45-01-B.C.31 | NT45-01-B.C.31-Carpark | North Terrace | NT | NT45 | Underground Car Park | 01 | Basement | B.C.31 | 99997 | Parking Spaces | 99939 | Unusable Spaces | 11.2 | Carpark | 8 | Non Useable Floor Area Space Group | 802 | Non-usable - Car park > 50% of building - Usable TEFMA |  | Unknown | 0.00 | NO
North Terrace_NT45-Underground Car Park_Basement_B.C.32 _ Carpark | NT-NT45-01-B.C.32 | NT45-01-B.C.32-Carpark | North Terrace | NT | NT45 | Underground Car Park | 01 | Basement | B.C.32 | 99997 | Parking Spaces | 99939 | Unusable Spaces | 11.55 | Carpark | 8 | Non Useable Floor Area Space Group | 802 | Non-usable - Car park > 50% of building - Usable TEFMA |  | Unknown | 0.00 | NO
North Terrace_NT45-Underground Car Park_Basement_B.C.33 _ Carpark | NT-NT45-01-B.C.33 | NT45-01-B.C.33-Carpark | North Terrace | NT | NT45 | Underground Car Park | 01 | Basement | B.C.33 | 99997 | Parking Spaces | 99939 | Unusable Spaces | 11.55 | Carpark | 8 | Non Useable Floor Area Space Group | 802 | Non-usable - Car park > 50% of building - Usable TEFMA |  | Unknown | 0.00 | NO
North Terrace_NT45-Underground Car Park_Basement_B.C.34 _ Carpark | NT-NT45-01-B.C.34 | NT45-01-B.C.34-Carpark | North Terrace | NT | NT45 | Underground Car Park | 01 | Basement | B.C.34 | 99997 | Parking Spaces | 99939 | Unusable Spaces | 11.55 | Carpark | 8 | Non Useable Floor Area Space Group | 802 | Non-usable - Car park > 50% of building - Usable TEFMA |  | Unknown | 0.00 | NO
North Terrace_NT45-Underground Car Park_Basement_B.C.35 _ Carpark | NT-NT45-01-B.C.35 | NT45-01-B.C.35-Carpark | North Terrace | NT | NT45 | Underground Car Park | 01 | Basement | B.C.35 | 99997 | Parking Spaces | 99939 | Unusable Spaces | 11.55 | Carpark | 8 | Non Useable Floor Area Space Group | 802 | Non-usable - Car park > 50% of building - Usable TEFMA |  | Unknown | 0.00 | NO
North Terrace_NT45-Underground Car Park_Basement_B.C.36 _ Carpark | NT-NT45-01-B.C.36 | NT45-01-B.C.36-Carpark | North Terrace | NT | NT45 | Underground Car Park | 01 | Basement | B.C.36 | 99997 | Parking Spaces | 99939 | Unusable Spaces | 11.55 | Carpark | 8 | Non Useable Floor Area Space Group | 802 | Non-usable - Car park > 50% of building - Usable TEFMA |  | Unknown | 0.00 | NO
North Terrace_NT45-Underground Car Park_Basement_B.C.37 _ Carpark | NT-NT45-01-B.C.37 | NT45-01-B.C.37-Carpark | North Terrace | NT | NT45 | Underground Car Park | 01 | Basement | B.C.37 | 99997 | Parking Spaces | 99939 | Unusable Spaces | 11.55 | Carpark | 8 | Non Useable Floor Area Space Group | 802 | Non-usable - Car park > 50% of building - Usable TEFMA |  | Unknown | 0.00 | NO
North Terrace_NT45-Underground Car Park_Basement_B.C.38 _ Carpark | NT-NT45-01-B.C.38 | NT45-01-B.C.38-Carpark | North Terrace | NT | NT45 | Underground Car Park | 01 | Basement | B.C.38 | 99997 | Parking Spaces | 99939 | Unusable Spaces | 11.55 | Carpark | 8 | Non Useable Floor Area Space Group | 802 | Non-usable - Car park > 50% of building - Usable TEFMA |  | Unknown | 0.00 | NO
North Terrace_NT45-Underground Car Park_Basement_B.D.01 _ Carpark | NT-NT45-01-B.D.01 | NT45-01-B.D.01-Carpark | North Terrace | NT | NT45 | Underground Car Park | 01 | Basement | B.D.01 | 99997 | Parking Spaces | 99939 | Unusable Spaces | 11.97 | Carpark | 8 | Non Useable Floor Area Space Group | 802 | Non-usable - Car park > 50% of building - Usable TEFMA |  | Unknown | 0.00 | NO
North Terrace_NT45-Underground Car Park_Basement_B.D.02 _ Carpark | NT-NT45-01-B.D.02 | NT45-01-B.D.02-Carpark | North Terrace | NT | NT45 | Underground Car Park | 01 | Basement | B.D.02 | 99997 | Parking Spaces | 99939 | Unusable Spaces | 11.34 | Carpark | 8 | Non Useable Floor Area Space Group | 802 | Non-usable - Car park > 50% of building - Usable TEFMA |  | Unknown | 0.00 | NO
North Terrace_NT45-Underground Car Park_Basement_B.D.03 _ Carpark | NT-NT45-01-B.D.03 | NT45-01-B.D.03-Carpark | North Terrace | NT | NT45 | Underground Car Park | 01 | Basement | B.D.03 | 99997 | Parking Spaces | 99939 | Unusable Spaces | 11.3 | Carpark | 8 | Non Useable Floor Area Space Group | 802 | Non-usable - Car park > 50% of building - Usable TEFMA |  | Unknown | 0.00 | NO
North Terrace_NT45-Underground Car Park_Basement_B.D.04 _ Carpark | NT-NT45-01-B.D.04 | NT45-01-B.D.04-Carpark | North Terrace | NT | NT45 | Underground Car Park | 01 | Basement | B.D.04 | 99997 | Parking Spaces | 99939 | Unusable Spaces | 11.38 | Carpark | 8 | Non Useable Floor Area Space Group | 802 | Non-usable - Car park > 50% of building - Usable TEFMA |  | Unknown | 0.00 | NO
North Terrace_NT45-Underground Car Park_Basement_B.D.05 _ Carpark | NT-NT45-01-B.D.05 | NT45-01-B.D.05-Carpark | North Terrace | NT | NT45 | Underground Car Park | 01 | Basement | B.D.05 | 99997 | Parking Spaces | 99939 | Unusable Spaces | 11.38 | Carpark | 8 | Non Useable Floor Area Space Group | 802 | Non-usable - Car park > 50% of building - Usable TEFMA |  | Unknown | 0.00 | NO
North Terrace_NT45-Underground Car Park_Basement_B.D.06 _ Carpark | NT-NT45-01-B.D.06 | NT45-01-B.D.06-Carpark | North Terrace | NT | NT45 | Underground Car Park | 01 | Basement | B.D.06 | 99997 | Parking Spaces | 99939 | Unusable Spaces | 11.38 | Carpark | 8 | Non Useable Floor Area Space Group | 802 | Non-usable - Car park > 50% of building - Usable TEFMA |  | Unknown | 0.00 | NO
North Terrace_NT45-Underground Car Park_Basement_B.D.07 _ Carpark | NT-NT45-01-B.D.07 | NT45-01-B.D.07-Carpark | North Terrace | NT | NT45 | Underground Car Park | 01 | Basement | B.D.07 | 99997 | Parking Spaces | 99939 | Unusable Spaces | 11.66 | Carpark | 8 | Non Useable Floor Area Space Group | 802 | Non-usable - Car park > 50% of building - Usable TEFMA |  | Unknown | 0.00 | NO
North Terrace_NT45-Underground Car Park_Basement_B.D.08 _ Carpark | NT-NT45-01-B.D.08 | NT45-01-B.D.08-Carpark | North Terrace | NT | NT45 | Underground Car Park | 01 | Basement | B.D.08 | 99997 | Parking Spaces | 99939 | Unusable Spaces | 11.69 | Carpark | 8 | Non Useable Floor Area Space Group | 802 | Non-usable - Car park > 50% of building - Usable TEFMA |  | Unknown | 0.00 | NO
North Terrace_NT45-Underground Car Park_Basement_B.D.09 _ Carpark | NT-NT45-01-B.D.09 | NT45-01-B.D.09-Carpark | North Terrace | NT | NT45 | Underground Car Park | 01 | Basement | B.D.09 | 99997 | Parking Spaces | 99939 | Unusable Spaces | 11.73 | Carpark | 8 | Non Useable Floor Area Space Group | 802 | Non-usable - Car park > 50% of building - Usable TEFMA |  | Unknown | 0.00 | NO
North Terrace_NT45-Underground Car Park_Basement_B.D.10 _ Carpark | NT-NT45-01-B.D.10 | NT45-01-B.D.10-Carpark | North Terrace | NT | NT45 | Underground Car Park | 01 | Basement | B.D.10 | 99997 | Parking Spaces | 99939 | Unusable Spaces | 11.36 | Carpark | 8 | Non Useable Floor Area Space Group | 802 | Non-usable - Car park > 50% of building - Usable TEFMA |  | Unknown | 0.00 | NO
North Terrace_NT45-Underground Car Park_Basement_B.D.11 _ Carpark | NT-NT45-01-B.D.11 | NT45-01-B.D.11-Carpark | North Terrace | NT | NT45 | Underground Car Park | 01 | Basement | B.D.11 | 99997 | Parking Spaces | 99939 | Unusable Spaces | 12.42 | Carpark | 8 | Non Useable Floor Area Space Group | 802 | Non-usable - Car park > 50% of building - Usable TEFMA |  | Unknown | 0.00 | NO
North Terrace_NT45-Underground Car Park_Basement_B.E.01 _ Carpark | NT-NT45-01-B.E.01 | NT45-01-B.E.01-Carpark | North Terrace | NT | NT45 | Underground Car Park | 01 | Basement | B.E.01 | 99997 | Parking Spaces | 99939 | Unusable Spaces | 11.84 | Carpark | 8 | Non Useable Floor Area Space Group | 802 | Non-usable - Car park > 50% of building - Usable TEFMA |  | Unknown | 0.00 | NO
North Terrace_NT45-Underground Car Park_Basement_B.E.02 _ Carpark | NT-NT45-01-B.E.02 | NT45-01-B.E.02-Carpark | North Terrace | NT | NT45 | Underground Car Park | 01 | Basement | B.E.02 | 99997 | Parking Spaces | 99939 | Unusable Spaces | 11.26 | Carpark | 8 | Non Useable Floor Area Space Group | 802 | Non-usable - Car park > 50% of building - Usable TEFMA |  | Unknown | 0.00 | NO
North Terrace_NT45-Underground Car Park_Basement_B.E.03 _ Carpark | NT-NT45-01-B.E.03 | NT45-01-B.E.03-Carpark | North Terrace | NT | NT45 | Underground Car Park | 01 | Basement | B.E.03 | 99997 | Parking Spaces | 99939 | Unusable Spaces | 11.26 | Carpark | 8 | Non Useable Floor Area Space Group | 802 | Non-usable - Car park > 50% of building - Usable TEFMA |  | Unknown | 0.00 | NO
North Terrace_NT45-Underground Car Park_Basement_B.E.04 _ Carpark | NT-NT45-01-B.E.04 | NT45-01-B.E.04-Carpark | North Terrace | NT | NT45 | Underground Car Park | 01 | Basement | B.E.04 | 99997 | Parking Spaces | 99939 | Unusable Spaces | 11.26 | Carpark | 8 | Non Useable Floor Area Space Group | 802 | Non-usable - Car park > 50% of building - Usable TEFMA |  | Unknown | 0.00 | NO
North Terrace_NT45-Underground Car Park_Basement_B.E.05 _ Carpark | NT-NT45-01-B.E.05 | NT45-01-B.E.05-Carpark | North Terrace | NT | NT45 | Underground Car Park | 01 | Basement | B.E.05 | 99997 | Parking Spaces | 99939 | Unusable Spaces | 11.26 | Carpark | 8 | Non Useable Floor Area Space Group | 802 | Non-usable - Car park > 50% of building - Usable TEFMA |  | Unknown | 0.00 | NO
North Terrace_NT45-Underground Car Park_Basement_B.E.06 _ Carpark | NT-NT45-01-B.E.06 | NT45-01-B.E.06-Carpark | North Terrace | NT | NT45 | Underground Car Park | 01 | Basement | B.E.06 | 99997 | Parking Spaces | 99939 | Unusable Spaces | 11.26 | Carpark | 8 | Non Useable Floor Area Space Group | 802 | Non-usable - Car park > 50% of building - Usable TEFMA |  | Unknown | 0.00 | NO
North Terrace_NT45-Underground Car Park_Basement_B.E.07 _ Carpark | NT-NT45-01-B.E.07 | NT45-01-B.E.07-Carpark | North Terrace | NT | NT45 | Underground Car Park | 01 | Basement | B.E.07 | 99997 | Parking Spaces | 99939 | Unusable Spaces | 11.63 | Carpark | 8 | Non Useable Floor Area Space Group | 802 | Non-usable - Car park > 50% of building - Usable TEFMA |  | Unknown | 0.00 | NO
North Terrace_NT45-Underground Car Park_Basement_B.E.08 _ Carpark | NT-NT45-01-B.E.08 | NT45-01-B.E.08-Carpark | North Terrace | NT | NT45 | Underground Car Park | 01 | Basement | B.E.08 | 99997 | Parking Spaces | 99939 | Unusable Spaces | 11.67 | Carpark | 8 | Non Useable Floor Area Space Group | 802 | Non-usable - Car park > 50% of building - Usable TEFMA |  | Unknown | 0.00 | NO
North Terrace_NT45-Underground Car Park_Basement_B.E.09 _ Carpark | NT-NT45-01-B.E.09 | NT45-01-B.E.09-Carpark | North Terrace | NT | NT45 | Underground Car Park | 01 | Basement | B.E.09 | 99997 | Parking Spaces | 99939 | Unusable Spaces | 11.73 | Carpark | 8 | Non Useable Floor Area Space Group | 802 | Non-usable - Car park > 50% of building - Usable TEFMA |  | Unknown | 0.00 | NO
North Terrace_NT45-Underground Car Park_Basement_B.E.10 _ Carpark | NT-NT45-01-B.E.10 | NT45-01-B.E.10-Carpark | North Terrace | NT | NT45 | Underground Car Park | 01 | Basement | B.E.10 | 99997 | Parking Spaces | 99939 | Unusable Spaces | 11.67 | Carpark | 8 | Non Useable Floor Area Space Group | 802 | Non-usable - Car park > 50% of building - Usable TEFMA |  | Unknown | 0.00 | NO
North Terrace_NT45-Underground Car Park_Basement_B.E.11 _ Carpark | NT-NT45-01-B.E.11 | NT45-01-B.E.11-Carpark | North Terrace | NT | NT45 | Underground Car Park | 01 | Basement | B.E.11 | 99997 | Parking Spaces | 99939 | Unusable Spaces | 12.35 | Carpark | 8 | Non Useable Floor Area Space Group | 802 | Non-usable - Car park > 50% of building - Usable TEFMA |  | Unknown | 0.00 | NO
North Terrace_NT45-Underground Car Park_Basement_B.E.12 _ Carpark | NT-NT45-01-B.E.12 | NT45-01-B.E.12-Carpark | North Terrace | NT | NT45 | Underground Car Park | 01 | Basement | B.E.12 | 99997 | Parking Spaces | 99939 | Unusable Spaces | 12.1 | Carpark | 8 | Non Useable Floor Area Space Group | 802 | Non-usable - Car park > 50% of building - Usable TEFMA |  | Unknown | 0.00 | NO
North Terrace_NT45-Underground Car Park_Basement_B.E.13 _ Carpark | NT-NT45-01-B.E.13 | NT45-01-B.E.13-Carpark | North Terrace | NT | NT45 | Underground Car Park | 01 | Basement | B.E.13 | 99997 | Parking Spaces | 99939 | Unusable Spaces | 14.13 | Carpark | 8 | Non Useable Floor Area Space Group | 802 | Non-usable - Car park > 50% of building - Usable TEFMA |  | Unknown | 0.00 | NO
North Terrace_NT45-Underground Car Park_Basement_B.E.14 _ Carpark | NT-NT45-01-B.E.14 | NT45-01-B.E.14-Carpark | North Terrace | NT | NT45 | Underground Car Park | 01 | Basement | B.E.14 | 99997 | Parking Spaces | 99939 | Unusable Spaces | 14.13 | Carpark | 8 | Non Useable Floor Area Space Group | 802 | Non-usable - Car park > 50% of building - Usable TEFMA |  | Unknown | 0.00 | NO
North Terrace_NT45-Underground Car Park_Basement_B.E.15 _ Carpark | NT-NT45-01-B.E.15 | NT45-01-B.E.15-Carpark | North Terrace | NT | NT45 | Underground Car Park | 01 | Basement | B.E.15 | 99997 | Parking Spaces | 99939 | Unusable Spaces | 14.13 | Carpark | 8 | Non Useable Floor Area Space Group | 802 | Non-usable - Car park > 50% of building - Usable TEFMA |  | Unknown | 0.00 | NO
North Terrace_NT45-Underground Car Park_Basement_B.E.16 _ Carpark | NT-NT45-01-B.E.16 | NT45-01-B.E.16-Carpark | North Terrace | NT | NT45 | Underground Car Park | 01 | Basement | B.E.16 | 99997 | Parking Spaces | 99939 | Unusable Spaces | 14.13 | Carpark | 8 | Non Useable Floor Area Space Group | 802 | Non-usable - Car park > 50% of building - Usable TEFMA |  | Unknown | 0.00 | NO
North Terrace_NT45-Underground Car Park_Basement_B.E.17 _ Carpark | NT-NT45-01-B.E.17 | NT45-01-B.E.17-Carpark | North Terrace | NT | NT45 | Underground Car Park | 01 | Basement | B.E.17 | 99997 | Parking Spaces | 99939 | Unusable Spaces | 14.13 | Carpark | 8 | Non Useable Floor Area Space Group | 802 | Non-usable - Car park > 50% of building - Usable TEFMA |  | Unknown | 0.00 | NO
North Terrace_NT45-Underground Car Park_Basement_B000 _ Ramp | NT-NT45-01-B000 | NT45-01-B000-Ramp | North Terrace | NT | NT45 | Underground Car Park | 01 | Basement | B000 | 99997 | Parking Spaces | 99939 | Unusable Spaces | 61.02 | Ramp | 8 | Non Useable Floor Area Space Group | 802 | Non-usable - Car park > 50% of building - Usable TEFMA |  | Unknown | 0.00 | NO
North Terrace_NT45-Underground Car Park_Basement_B001 _ Vehicle Corridor | NT-NT45-01-B001 | NT45-01-B001-Vehicle Corridor | North Terrace | NT | NT45 | Underground Car Park | 01 | Basement | B001 | 99997 | Parking Spaces | 99939 | Unusable Spaces | 89.74 | Vehicle Corridor | 8 | Non Useable Floor Area Space Group | 802 | Non-usable - Car park > 50% of building - Usable TEFMA |  | Unknown | 0.00 | NO
North Terrace_NT45-Underground Car Park_Basement_B002 _ Vehicle Corridor | NT-NT45-01-B002 | NT45-01-B002-Vehicle Corridor | North Terrace | NT | NT45 | Underground Car Park | 01 | Basement | B002 | 99997 | Parking Spaces | 99939 | Unusable Spaces | 190.21 | Vehicle Corridor | 8 | Non Useable Floor Area Space Group | 802 | Non-usable - Car park > 50% of building - Usable TEFMA |  | Unknown | 0.00 | NO
North Terrace_NT45-Underground Car Park_Basement_B003 _ Vehicle Corridor | NT-NT45-01-B003 | NT45-01-B003-Vehicle Corridor | North Terrace | NT | NT45 | Underground Car Park | 01 | Basement | B003 | 99997 | Parking Spaces | 99939 | Unusable Spaces | 138.83 | Vehicle Corridor | 8 | Non Useable Floor Area Space Group | 802 | Non-usable - Car park > 50% of building - Usable TEFMA |  | Unknown | 0.00 | NO
North Terrace_NT45-Underground Car Park_Basement_B004 _ Vehicle Corridor | NT-NT45-01-B004 | NT45-01-B004-Vehicle Corridor | North Terrace | NT | NT45 | Underground Car Park | 01 | Basement | B004 | 99997 | Parking Spaces | 99939 | Unusable Spaces | 218.1 | Vehicle Corridor | 8 | Non Useable Floor Area Space Group | 802 | Non-usable - Car park > 50% of building - Usable TEFMA |  | Unknown | 0.00 | NO
North Terrace_NT45-Underground Car Park_Basement_B005 _ Vehicle Corridor | NT-NT45-01-B005 | NT45-01-B005-Vehicle Corridor | North Terrace | NT | NT45 | Underground Car Park | 01 | Basement | B005 | 99997 | Parking Spaces | 99939 | Unusable Spaces | 229.2 | Vehicle Corridor | 8 | Non Useable Floor Area Space Group | 802 | Non-usable - Car park > 50% of building - Usable TEFMA |  | Unknown | 0.00 | NO
North Terrace_NT45-Underground Car Park_Basement_B006 _ Vehicle Corridor | NT-NT45-01-B006 | NT45-01-B006-Vehicle Corridor | North Terrace | NT | NT45 | Underground Car Park | 01 | Basement | B006 | 99997 | Parking Spaces | 99939 | Unusable Spaces | 200.85 | Vehicle Corridor | 8 | Non Useable Floor Area Space Group | 802 | Non-usable - Car park > 50% of building - Usable TEFMA |  | Unknown | 0.00 | NO
North Terrace_NT45-Underground Car Park_Basement_B007 _ Vehicle Corridor | NT-NT45-01-B007 | NT45-01-B007-Vehicle Corridor | North Terrace | NT | NT45 | Underground Car Park | 01 | Basement | B007 | 99997 | Parking Spaces | 99939 | Unusable Spaces | 120.68 | Vehicle Corridor | 8 | Non Useable Floor Area Space Group | 802 | Non-usable - Car park > 50% of building - Usable TEFMA |  | Unknown | 0.00 | NO
North Terrace_NT45-Underground Car Park_Basement_B008 _ Vehicle Corridor | NT-NT45-01-B008 | NT45-01-B008-Vehicle Corridor | North Terrace | NT | NT45 | Underground Car Park | 01 | Basement | B008 | 99997 | Parking Spaces | 99939 | Unusable Spaces | 268.26 | Vehicle Corridor | 8 | Non Useable Floor Area Space Group | 802 | Non-usable - Car park > 50% of building - Usable TEFMA |  | Unknown | 0.00 | NO
North Terrace_NT45-Underground Car Park_Basement_B1 _ Workshop | NT-NT45-01-B1 | NT45-01-B1-Workshop | North Terrace | NT | NT45 | Underground Car Park | 01 | Basement | B1 | 99997 | Parking Spaces | 99939 | Unusable Spaces | 85.29 | Workshop | 8 | Non Useable Floor Area Space Group | 802 | Non-usable - Car park > 50% of building - Usable TEFMA |  | Unknown | 0.00 | NO
North Terrace_NT45-Underground Car Park_Basement_B2 _ Plantroom - Fire Services | NT-NT45-01-B2 | NT45-01-B2-Plantroom - Fire Services | North Terrace | NT | NT45 | Underground Car Park | 01 | Basement | B2 | 99997 | Parking Spaces | 99939 | Unusable Spaces | 25 | Plantroom - Fire Services | 8 | Non Useable Floor Area Space Group | 811 | Non-usable - Plant room other |  | Unknown | 0.00 | NO
North Terrace_NT45-Underground Car Park_Basement_B3 _ Stair | NT-NT45-01-B3 | NT45-01-B3-Stair | North Terrace | NT | NT45 | Underground Car Park | 01 | Basement | B3 | 99939 | Unusable Spaces | 99939 | Unusable Spaces | 7.53 | Stair | 8 | Non Useable Floor Area Space Group | 805 | Non-usable - Circulation space |  | Unknown | 0.00 | NO
North Terrace_NT45-Underground Car Park_Ground Floor_G.A.01 _ Carpark | NT-NT45-02-G.A.01 | NT45-02-G.A.01-Carpark | North Terrace | NT | NT45 | Underground Car Park | 02 | Ground Floor | G.A.01 | 99997 | Parking Spaces | 99939 | Unusable Spaces | 12.65 | Carpark | 8 | Non Useable Floor Area Space Group | 802 | Non-usable - Car park > 50% of building - Usable TEFMA |  | Unknown | 0.00 | NO
North Terrace_NT45-Underground Car Park_Ground Floor_G.A.02 _ Carpark | NT-NT45-02-G.A.02 | NT45-02-G.A.02-Carpark | North Terrace | NT | NT45 | Underground Car Park | 02 | Ground Floor | G.A.02 | 99997 | Parking Spaces | 99939 | Unusable Spaces | 12.7 | Carpark | 8 | Non Useable Floor Area Space Group | 802 | Non-usable - Car park > 50% of building - Usable TEFMA |  | Unknown | 0.00 | NO
North Terrace_NT45-Underground Car Park_Ground Floor_G.A.03 _ Carpark | NT-NT45-02-G.A.03 | NT45-02-G.A.03-Carpark | North Terrace | NT | NT45 | Underground Car Park | 02 | Ground Floor | G.A.03 | 99997 | Parking Spaces | 99939 | Unusable Spaces | 12.39 | Carpark | 8 | Non Useable Floor Area Space Group | 802 | Non-usable - Car park > 50% of building - Usable TEFMA |  | Unknown | 0.00 | NO
North Terrace_NT45-Underground Car Park_Ground Floor_G.A.04 _ Carpark | NT-NT45-02-G.A.04 | NT45-02-G.A.04-Carpark | North Terrace | NT | NT45 | Underground Car Park | 02 | Ground Floor | G.A.04 | 99997 | Parking Spaces | 99939 | Unusable Spaces | 12.39 | Carpark | 8 | Non Useable Floor Area Space Group | 802 | Non-usable - Car park > 50% of building - Usable TEFMA |  | Unknown | 0.00 | NO
North Terrace_NT45-Underground Car Park_Ground Floor_G.A.05 _ Carpark | NT-NT45-02-G.A.05 | NT45-02-G.A.05-Carpark | North Terrace | NT | NT45 | Underground Car Park | 02 | Ground Floor | G.A.05 | 99997 | Parking Spaces | 99939 | Unusable Spaces | 12.39 | Carpark | 8 | Non Useable Floor Area Space Group | 802 | Non-usable - Car park > 50% of building - Usable TEFMA |  | Unknown | 0.00 | NO
North Terrace_NT45-Underground Car Park_Ground Floor_G.A.06 _ Carpark | NT-NT45-02-G.A.06 | NT45-02-G.A.06-Carpark | North Terrace | NT | NT45 | Underground Car Park | 02 | Ground Floor | G.A.06 | 99997 | Parking Spaces | 99939 | Unusable Spaces | 12.39 | Carpark | 8 | Non Useable Floor Area Space Group | 802 | Non-usable - Car park > 50% of building - Usable TEFMA |  | Unknown | 0.00 | NO
North Terrace_NT45-Underground Car Park_Ground Floor_G.A.07 _ Carpark | NT-NT45-02-G.A.07 | NT45-02-G.A.07-Carpark | North Terrace | NT | NT45 | Underground Car Park | 02 | Ground Floor | G.A.07 | 99997 | Parking Spaces | 99939 | Unusable Spaces | 12.39 | Carpark | 8 | Non Useable Floor Area Space Group | 802 | Non-usable - Car park > 50% of building - Usable TEFMA |  | Unknown | 0.00 | NO
North Terrace_NT45-Underground Car Park_Ground Floor_G.A.08 _ Carpark | NT-NT45-02-G.A.08 | NT45-02-G.A.08-Carpark | North Terrace | NT | NT45 | Underground Car Park | 02 | Ground Floor | G.A.08 | 99997 | Parking Spaces | 99939 | Unusable Spaces | 12.39 | Carpark | 8 | Non Useable Floor Area Space Group | 802 | Non-usable - Car park > 50% of building - Usable TEFMA |  | Unknown | 0.00 | NO
North Terrace_NT45-Underground Car Park_Ground Floor_G.A.09 _ Carpark | NT-NT45-02-G.A.09 | NT45-02-G.A.09-Carpark | North Terrace | NT | NT45 | Underground Car Park | 02 | Ground Floor | G.A.09 | 99997 | Parking Spaces | 99939 | Unusable Spaces | 12.39 | Carpark | 8 | Non Useable Floor Area Space Group | 802 | Non-usable - Car park > 50% of building - Usable TEFMA |  | Unknown | 0.00 | NO
North Terrace_NT45-Underground Car Park_Ground Floor_G.A.10 _ Carpark | NT-NT45-02-G.A.10 | NT45-02-G.A.10-Carpark | North Terrace | NT | NT45 | Underground Car Park | 02 | Ground Floor | G.A.10 | 99997 | Parking Spaces | 99939 | Unusable Spaces | 12.39 | Carpark | 8 | Non Useable Floor Area Space Group | 802 | Non-usable - Car park > 50% of building - Usable TEFMA |  | Unknown | 0.00 | NO
North Terrace_NT45-Underground Car Park_Ground Floor_G.A.11 _ Carpark | NT-NT45-02-G.A.11 | NT45-02-G.A.11-Carpark | North Terrace | NT | NT45 | Underground Car Park | 02 | Ground Floor | G.A.11 | 99997 | Parking Spaces | 99939 | Unusable Spaces | 12.39 | Carpark | 8 | Non Useable Floor Area Space Group | 802 | Non-usable - Car park > 50% of building - Usable TEFMA |  | Unknown | 0.00 | NO
North Terrace_NT45-Underground Car Park_Ground Floor_G.A.12 _ Carpark | NT-NT45-02-G.A.12 | NT45-02-G.A.12-Carpark | North Terrace | NT | NT45 | Underground Car Park | 02 | Ground Floor | G.A.12 | 99997 | Parking Spaces | 99939 | Unusable Spaces | 12.39 | Carpark | 8 | Non Useable Floor Area Space Group | 802 | Non-usable - Car park > 50% of building - Usable TEFMA |  | Unknown | 0.00 | NO
North Terrace_NT45-Underground Car Park_Ground Floor_G.A.13 _ Carpark | NT-NT45-02-G.A.13 | NT45-02-G.A.13-Carpark | North Terrace | NT | NT45 | Underground Car Park | 02 | Ground Floor | G.A.13 | 99997 | Parking Spaces | 99939 | Unusable Spaces | 12.7 | Carpark | 8 | Non Useable Floor Area Space Group | 802 | Non-usable - Car park > 50% of building - Usable TEFMA |  | Unknown | 0.00 | NO
North Terrace_NT45-Underground Car Park_Ground Floor_G.A.14 _ Carpark | NT-NT45-02-G.A.14 | NT45-02-G.A.14-Carpark | North Terrace | NT | NT45 | Underground Car Park | 02 | Ground Floor | G.A.14 | 99997 | Parking Spaces | 99939 | Unusable Spaces | 11.72 | Carpark | 8 | Non Useable Floor Area Space Group | 802 | Non-usable - Car park > 50% of building - Usable TEFMA |  | Unknown | 0.00 | NO
North Terrace_NT45-Underground Car Park_Ground Floor_G.A.15 _ Carpark | NT-NT45-02-G.A.15 | NT45-02-G.A.15-Carpark | North Terrace | NT | NT45 | Underground Car Park | 02 | Ground Floor | G.A.15 | 99997 | Parking Spaces | 99939 | Unusable Spaces | 12.34 | Carpark | 8 | Non Useable Floor Area Space Group | 802 | Non-usable - Car park > 50% of building - Usable TEFMA |  | Unknown | 0.00 | NO
North Terrace_NT45-Underground Car Park_Ground Floor_G.A.16 _ Carpark | NT-NT45-02-G.A.16 | NT45-02-G.A.16-Carpark | North Terrace | NT | NT45 | Underground Car Park | 02 | Ground Floor | G.A.16 | 99997 | Parking Spaces | 99939 | Unusable Spaces | 12.91 | Carpark | 8 | Non Useable Floor Area Space Group | 802 | Non-usable - Car park > 50% of building - Usable TEFMA |  | Unknown | 0.00 | NO
North Terrace_NT45-Underground Car Park_Ground Floor_G.A.17 _ Carpark | NT-NT45-02-G.A.17 | NT45-02-G.A.17-Carpark | North Terrace | NT | NT45 | Underground Car Park | 02 | Ground Floor | G.A.17 | 99997 | Parking Spaces | 99939 | Unusable Spaces | 12.3 | Carpark | 8 | Non Useable Floor Area Space Group | 802 | Non-usable - Car park > 50% of building - Usable TEFMA |  | Unknown | 0.00 | NO
North Terrace_NT45-Underground Car Park_Ground Floor_G.A.18 _ Carpark | NT-NT45-02-G.A.18 | NT45-02-G.A.18-Carpark | North Terrace | NT | NT45 | Underground Car Park | 02 | Ground Floor | G.A.18 | 99997 | Parking Spaces | 99939 | Unusable Spaces | 12.3 | Carpark | 8 | Non Useable Floor Area Space Group | 802 | Non-usable - Car park > 50% of building - Usable TEFMA |  | Unknown | 0.00 | NO
North Terrace_NT45-Underground Car Park_Ground Floor_G.A.19 _ Carpark | NT-NT45-02-G.A.19 | NT45-02-G.A.19-Carpark | North Terrace | NT | NT45 | Underground Car Park | 02 | Ground Floor | G.A.19 | 99997 | Parking Spaces | 99939 | Unusable Spaces | 12.3 | Carpark | 8 | Non Useable Floor Area Space Group | 802 | Non-usable - Car park > 50% of building - Usable TEFMA |  | Unknown | 0.00 | NO
North Terrace_NT45-Underground Car Park_Ground Floor_G.A.20 _ Carpark | NT-NT45-02-G.A.20 | NT45-02-G.A.20-Carpark | North Terrace | NT | NT45 | Underground Car Park | 02 | Ground Floor | G.A.20 | 99997 | Parking Spaces | 99939 | Unusable Spaces | 12.3 | Carpark | 8 | Non Useable Floor Area Space Group | 802 | Non-usable - Car park > 50% of building - Usable TEFMA |  | Unknown | 0.00 | NO
North Terrace_NT45-Underground Car Park_Ground Floor_G.A.21 _ Carpark | NT-NT45-02-G.A.21 | NT45-02-G.A.21-Carpark | North Terrace | NT | NT45 | Underground Car Park | 02 | Ground Floor | G.A.21 | 99997 | Parking Spaces | 99939 | Unusable Spaces | 12.91 | Carpark | 8 | Non Useable Floor Area Space Group | 802 | Non-usable - Car park > 50% of building - Usable TEFMA |  | Unknown | 0.00 | NO
North Terrace_NT45-Underground Car Park_Ground Floor_G.A.22 _ Carpark | NT-NT45-02-G.A.22 | NT45-02-G.A.22-Carpark | North Terrace | NT | NT45 | Underground Car Park | 02 | Ground Floor | G.A.22 | 99997 | Parking Spaces | 99939 | Unusable Spaces | 12.53 | Carpark | 8 | Non Useable Floor Area Space Group | 802 | Non-usable - Car park > 50% of building - Usable TEFMA |  | Unknown | 0.00 | NO
North Terrace_NT45-Underground Car Park_Ground Floor_G.A.23 _ Carpark | NT-NT45-02-G.A.23 | NT45-02-G.A.23-Carpark | North Terrace | NT | NT45 | Underground Car Park | 02 | Ground Floor | G.A.23 | 99997 | Parking Spaces | 99939 | Unusable Spaces | 12.22 | Carpark | 8 | Non Useable Floor Area Space Group | 802 | Non-usable - Car park > 50% of building - Usable TEFMA |  | Unknown | 0.00 | NO
North Terrace_NT45-Underground Car Park_Ground Floor_G.A.24 _ Carpark | NT-NT45-02-G.A.24 | NT45-02-G.A.24-Carpark | North Terrace | NT | NT45 | Underground Car Park | 02 | Ground Floor | G.A.24 | 99997 | Parking Spaces | 99939 | Unusable Spaces | 12.27 | Carpark | 8 | Non Useable Floor Area Space Group | 802 | Non-usable - Car park > 50% of building - Usable TEFMA |  | Unknown | 0.00 | NO
North Terrace_NT45-Underground Car Park_Ground Floor_G.A.25 _ Carpark | NT-NT45-02-G.A.25 | NT45-02-G.A.25-Carpark | North Terrace | NT | NT45 | Underground Car Park | 02 | Ground Floor | G.A.25 | 99997 | Parking Spaces | 99939 | Unusable Spaces | 12.22 | Carpark | 8 | Non Useable Floor Area Space Group | 802 | Non-usable - Car park > 50% of building - Usable TEFMA |  | Unknown | 0.00 | NO
North Terrace_NT45-Underground Car Park_Ground Floor_G.A.26 _ Carpark | NT-NT45-02-G.A.26 | NT45-02-G.A.26-Carpark | North Terrace | NT | NT45 | Underground Car Park | 02 | Ground Floor | G.A.26 | 99997 | Parking Spaces | 99939 | Unusable Spaces | 12.22 | Carpark | 8 | Non Useable Floor Area Space Group | 802 | Non-usable - Car park > 50% of building - Usable TEFMA |  | Unknown | 0.00 | NO
North Terrace_NT45-Underground Car Park_Ground Floor_G.A.27 _ Carpark | NT-NT45-02-G.A.27 | NT45-02-G.A.27-Carpark | North Terrace | NT | NT45 | Underground Car Park | 02 | Ground Floor | G.A.27 | 99997 | Parking Spaces | 99939 | Unusable Spaces | 12.27 | Carpark | 8 | Non Useable Floor Area Space Group | 802 | Non-usable - Car park > 50% of building - Usable TEFMA |  | Unknown | 0.00 | NO
North Terrace_NT45-Underground Car Park_Ground Floor_G.A.28 _ Carpark | NT-NT45-02-G.A.28 | NT45-02-G.A.28-Carpark | North Terrace | NT | NT45 | Underground Car Park | 02 | Ground Floor | G.A.28 | 99997 | Parking Spaces | 99939 | Unusable Spaces | 12.22 | Carpark | 8 | Non Useable Floor Area Space Group | 802 | Non-usable - Car park > 50% of building - Usable TEFMA |  | Unknown | 0.00 | NO
North Terrace_NT45-Underground Car Park_Ground Floor_G.A.29 _ Carpark | NT-NT45-02-G.A.29 | NT45-02-G.A.29-Carpark | North Terrace | NT | NT45 | Underground Car Park | 02 | Ground Floor | G.A.29 | 99997 | Parking Spaces | 99939 | Unusable Spaces | 12.22 | Carpark | 8 | Non Useable Floor Area Space Group | 802 | Non-usable - Car park > 50% of building - Usable TEFMA |  | Unknown | 0.00 | NO
North Terrace_NT45-Underground Car Park_Ground Floor_G.A.30 _ Carpark | NT-NT45-02-G.A.30 | NT45-02-G.A.30-Carpark | North Terrace | NT | NT45 | Underground Car Park | 02 | Ground Floor | G.A.30 | 99997 | Parking Spaces | 99939 | Unusable Spaces | 12.27 | Carpark | 8 | Non Useable Floor Area Space Group | 802 | Non-usable - Car park > 50% of building - Usable TEFMA |  | Unknown | 0.00 | NO
North Terrace_NT45-Underground Car Park_Ground Floor_G.A.31 _ Carpark | NT-NT45-02-G.A.31 | NT45-02-G.A.31-Carpark | North Terrace | NT | NT45 | Underground Car Park | 02 | Ground Floor | G.A.31 | 99997 | Parking Spaces | 99939 | Unusable Spaces | 12.22 | Carpark | 8 | Non Useable Floor Area Space Group | 802 | Non-usable - Car park > 50% of building - Usable TEFMA |  | Unknown | 0.00 | NO
North Terrace_NT45-Underground Car Park_Ground Floor_G.A.32 _ Carpark | NT-NT45-02-G.A.32 | NT45-02-G.A.32-Carpark | North Terrace | NT | NT45 | Underground Car Park | 02 | Ground Floor | G.A.32 | 99997 | Parking Spaces | 99939 | Unusable Spaces | 12.22 | Carpark | 8 | Non Useable Floor Area Space Group | 802 | Non-usable - Car park > 50% of building - Usable TEFMA |  | Unknown | 0.00 | NO
North Terrace_NT45-Underground Car Park_Ground Floor_G.A.33 _ Carpark | NT-NT45-02-G.A.33 | NT45-02-G.A.33-Carpark | North Terrace | NT | NT45 | Underground Car Park | 02 | Ground Floor | G.A.33 | 99997 | Parking Spaces | 99939 | Unusable Spaces | 12.27 | Carpark | 8 | Non Useable Floor Area Space Group | 802 | Non-usable - Car park > 50% of building - Usable TEFMA |  | Unknown | 0.00 | NO
North Terrace_NT45-Underground Car Park_Ground Floor_G.A.34 _ Carpark | NT-NT45-02-G.A.34 | NT45-02-G.A.34-Carpark | North Terrace | NT | NT45 | Underground Car Park | 02 | Ground Floor | G.A.34 | 99997 | Parking Spaces | 99939 | Unusable Spaces | 12.51 | Carpark | 8 | Non Useable Floor Area Space Group | 802 | Non-usable - Car park > 50% of building - Usable TEFMA |  | Unknown | 0.00 | NO
North Terrace_NT45-Underground Car Park_Ground Floor_G.B.01 _ Carpark | NT-NT45-02-G.B.01 | NT45-02-G.B.01-Carpark | North Terrace | NT | NT45 | Underground Car Park | 02 | Ground Floor | G.B.01 | 99997 | Parking Spaces | 99939 | Unusable Spaces | 12.53 | Carpark | 8 | Non Useable Floor Area Space Group | 802 | Non-usable - Car park > 50% of building - Usable TEFMA |  | Unknown | 0.00 | NO
North Terrace_NT45-Underground Car Park_Ground Floor_G.B.02 _ Carpark | NT-NT45-02-G.B.02 | NT45-02-G.B.02-Carpark | North Terrace | NT | NT45 | Underground Car Park | 02 | Ground Floor | G.B.02 | 99997 | Parking Spaces | 99939 | Unusable Spaces | 12.22 | Carpark | 8 | Non Useable Floor Area Space Group | 802 | Non-usable - Car park > 50% of building - Usable TEFMA |  | Unknown | 0.00 | NO
North Terrace_NT45-Underground Car Park_Ground Floor_G.B.03 _ Carpark | NT-NT45-02-G.B.03 | NT45-02-G.B.03-Carpark | North Terrace | NT | NT45 | Underground Car Park | 02 | Ground Floor | G.B.03 | 99997 | Parking Spaces | 99939 | Unusable Spaces | 12.27 | Carpark | 8 | Non Useable Floor Area Space Group | 802 | Non-usable - Car park > 50% of building - Usable TEFMA |  | Unknown | 0.00 | NO
North Terrace_NT45-Underground Car Park_Ground Floor_G.B.04 _ Carpark | NT-NT45-02-G.B.04 | NT45-02-G.B.04-Carpark | North Terrace | NT | NT45 | Underground Car Park | 02 | Ground Floor | G.B.04 | 99997 | Parking Spaces | 99939 | Unusable Spaces | 12.22 | Carpark | 8 | Non Useable Floor Area Space Group | 802 | Non-usable - Car park > 50% of building - Usable TEFMA |  | Unknown | 0.00 | NO
North Terrace_NT45-Underground Car Park_Ground Floor_G.B.05 _ Carpark | NT-NT45-02-G.B.05 | NT45-02-G.B.05-Carpark | North Terrace | NT | NT45 | Underground Car Park | 02 | Ground Floor | G.B.05 | 99997 | Parking Spaces | 99939 | Unusable Spaces | 12.22 | Carpark | 8 | Non Useable Floor Area Space Group | 802 | Non-usable - Car park > 50% of building - Usable TEFMA |  | Unknown | 0.00 | NO
North Terrace_NT45-Underground Car Park_Ground Floor_G.B.06 _ Carpark | NT-NT45-02-G.B.06 | NT45-02-G.B.06-Carpark | North Terrace | NT | NT45 | Underground Car Park | 02 | Ground Floor | G.B.06 | 99997 | Parking Spaces | 99939 | Unusable Spaces | 12.27 | Carpark | 8 | Non Useable Floor Area Space Group | 802 | Non-usable - Car park > 50% of building - Usable TEFMA |  | Unknown | 0.00 | NO
North Terrace_NT45-Underground Car Park_Ground Floor_G.B.07 _ Carpark | NT-NT45-02-G.B.07 | NT45-02-G.B.07-Carpark | North Terrace | NT | NT45 | Underground Car Park | 02 | Ground Floor | G.B.07 | 99997 | Parking Spaces | 99939 | Unusable Spaces | 12.22 | Carpark | 8 | Non Useable Floor Area Space Group | 802 | Non-usable - Car park > 50% of building - Usable TEFMA |  | Unknown | 0.00 | NO
North Terrace_NT45-Underground Car Park_Ground Floor_G.B.08 _ Carpark | NT-NT45-02-G.B.08 | NT45-02-G.B.08-Carpark | North Terrace | NT | NT45 | Underground Car Park | 02 | Ground Floor | G.B.08 | 99997 | Parking Spaces | 99939 | Unusable Spaces | 12.22 | Carpark | 8 | Non Useable Floor Area Space Group | 802 | Non-usable - Car park > 50% of building - Usable TEFMA |  | Unknown | 0.00 | NO
North Terrace_NT45-Underground Car Park_Ground Floor_G.B.09 _ Carpark | NT-NT45-02-G.B.09 | NT45-02-G.B.09-Carpark | North Terrace | NT | NT45 | Underground Car Park | 02 | Ground Floor | G.B.09 | 99997 | Parking Spaces | 99939 | Unusable Spaces | 12.27 | Carpark | 8 | Non Useable Floor Area Space Group | 802 | Non-usable - Car park > 50% of building - Usable TEFMA |  | Unknown | 0.00 | NO
North Terrace_NT45-Underground Car Park_Ground Floor_G.B.10 _ Carpark | NT-NT45-02-G.B.10 | NT45-02-G.B.10-Carpark | North Terrace | NT | NT45 | Underground Car Park | 02 | Ground Floor | G.B.10 | 99997 | Parking Spaces | 99939 | Unusable Spaces | 12.22 | Carpark | 8 | Non Useable Floor Area Space Group | 802 | Non-usable - Car park > 50% of building - Usable TEFMA |  | Unknown | 0.00 | NO
North Terrace_NT45-Underground Car Park_Ground Floor_G.B.11 _ Carpark | NT-NT45-02-G.B.11 | NT45-02-G.B.11-Carpark | North Terrace | NT | NT45 | Underground Car Park | 02 | Ground Floor | G.B.11 | 99997 | Parking Spaces | 99939 | Unusable Spaces | 12.22 | Carpark | 8 | Non Useable Floor Area Space Group | 802 | Non-usable - Car park > 50% of building - Usable TEFMA |  | Unknown | 0.00 | NO
North Terrace_NT45-Underground Car Park_Ground Floor_G.B.12 _ Carpark | NT-NT45-02-G.B.12 | NT45-02-G.B.12-Carpark | North Terrace | NT | NT45 | Underground Car Park | 02 | Ground Floor | G.B.12 | 99997 | Parking Spaces | 99939 | Unusable Spaces | 12.27 | Carpark | 8 | Non Useable Floor Area Space Group | 802 | Non-usable - Car park > 50% of building - Usable TEFMA |  | Unknown | 0.00 | NO
North Terrace_NT45-Underground Car Park_Ground Floor_G.B.13 _ Carpark | NT-NT45-02-G.B.13 | NT45-02-G.B.13-Carpark | North Terrace | NT | NT45 | Underground Car Park | 02 | Ground Floor | G.B.13 | 99997 | Parking Spaces | 99939 | Unusable Spaces | 12.51 | Carpark | 8 | Non Useable Floor Area Space Group | 802 | Non-usable - Car park > 50% of building - Usable TEFMA |  | Unknown | 0.00 | NO
North Terrace_NT45-Underground Car Park_Ground Floor_G.B.14 _ Carpark | NT-NT45-02-G.B.14 | NT45-02-G.B.14-Carpark | North Terrace | NT | NT45 | Underground Car Park | 02 | Ground Floor | G.B.14 | 99997 | Parking Spaces | 99939 | Unusable Spaces | 12.53 | Carpark | 8 | Non Useable Floor Area Space Group | 802 | Non-usable - Car park > 50% of building - Usable TEFMA |  | Unknown | 0.00 | NO
North Terrace_NT45-Underground Car Park_Ground Floor_G.B.15 _ Carpark | NT-NT45-02-G.B.15 | NT45-02-G.B.15-Carpark | North Terrace | NT | NT45 | Underground Car Park | 02 | Ground Floor | G.B.15 | 99997 | Parking Spaces | 99939 | Unusable Spaces | 12.22 | Carpark | 8 | Non Useable Floor Area Space Group | 802 | Non-usable - Car park > 50% of building - Usable TEFMA |  | Unknown | 0.00 | NO
North Terrace_NT45-Underground Car Park_Ground Floor_G.B.16 _ Carpark | NT-NT45-02-G.B.16 | NT45-02-G.B.16-Carpark | North Terrace | NT | NT45 | Underground Car Park | 02 | Ground Floor | G.B.16 | 99997 | Parking Spaces | 99939 | Unusable Spaces | 12.27 | Carpark | 8 | Non Useable Floor Area Space Group | 802 | Non-usable - Car park > 50% of building - Usable TEFMA |  | Unknown | 0.00 | NO
North Terrace_NT45-Underground Car Park_Ground Floor_G.B.17 _ Carpark | NT-NT45-02-G.B.17 | NT45-02-G.B.17-Carpark | North Terrace | NT | NT45 | Underground Car Park | 02 | Ground Floor | G.B.17 | 99997 | Parking Spaces | 99939 | Unusable Spaces | 12.22 | Carpark | 8 | Non Useable Floor Area Space Group | 802 | Non-usable - Car park > 50% of building - Usable TEFMA |  | Unknown | 0.00 | NO
North Terrace_NT45-Underground Car Park_Ground Floor_G.B.18 _ Carpark | NT-NT45-02-G.B.18 | NT45-02-G.B.18-Carpark | North Terrace | NT | NT45 | Underground Car Park | 02 | Ground Floor | G.B.18 | 99997 | Parking Spaces | 99939 | Unusable Spaces | 12.22 | Carpark | 8 | Non Useable Floor Area Space Group | 802 | Non-usable - Car park > 50% of building - Usable TEFMA |  | Unknown | 0.00 | NO
North Terrace_NT45-Underground Car Park_Ground Floor_G.B.19 _ Carpark | NT-NT45-02-G.B.19 | NT45-02-G.B.19-Carpark | North Terrace | NT | NT45 | Underground Car Park | 02 | Ground Floor | G.B.19 | 99997 | Parking Spaces | 99939 | Unusable Spaces | 12.27 | Carpark | 8 | Non Useable Floor Area Space Group | 802 | Non-usable - Car park > 50% of building - Usable TEFMA |  | Unknown | 0.00 | NO
North Terrace_NT45-Underground Car Park_Ground Floor_G.B.20 _ Carpark | NT-NT45-02-G.B.20 | NT45-02-G.B.20-Carpark | North Terrace | NT | NT45 | Underground Car Park | 02 | Ground Floor | G.B.20 | 99997 | Parking Spaces | 99939 | Unusable Spaces | 12.22 | Carpark | 8 | Non Useable Floor Area Space Group | 802 | Non-usable - Car park > 50% of building - Usable TEFMA |  | Unknown | 0.00 | NO
North Terrace_NT45-Underground Car Park_Ground Floor_G.B.21 _ Carpark | NT-NT45-02-G.B.21 | NT45-02-G.B.21-Carpark | North Terrace | NT | NT45 | Underground Car Park | 02 | Ground Floor | G.B.21 | 99997 | Parking Spaces | 99939 | Unusable Spaces | 12.22 | Carpark | 8 | Non Useable Floor Area Space Group | 802 | Non-usable - Car park > 50% of building - Usable TEFMA |  | Unknown | 0.00 | NO
North Terrace_NT45-Underground Car Park_Ground Floor_G.B.22 _ Carpark | NT-NT45-02-G.B.22 | NT45-02-G.B.22-Carpark | North Terrace | NT | NT45 | Underground Car Park | 02 | Ground Floor | G.B.22 | 99997 | Parking Spaces | 99939 | Unusable Spaces | 12.27 | Carpark | 8 | Non Useable Floor Area Space Group | 802 | Non-usable - Car park > 50% of building - Usable TEFMA |  | Unknown | 0.00 | NO
North Terrace_NT45-Underground Car Park_Ground Floor_G.B.23 _ Carpark | NT-NT45-02-G.B.23 | NT45-02-G.B.23-Carpark | North Terrace | NT | NT45 | Underground Car Park | 02 | Ground Floor | G.B.23 | 99997 | Parking Spaces | 99939 | Unusable Spaces | 12.22 | Carpark | 8 | Non Useable Floor Area Space Group | 802 | Non-usable - Car park > 50% of building - Usable TEFMA |  | Unknown | 0.00 | NO
North Terrace_NT45-Underground Car Park_Ground Floor_G.B.24 _ Carpark | NT-NT45-02-G.B.24 | NT45-02-G.B.24-Carpark | North Terrace | NT | NT45 | Underground Car Park | 02 | Ground Floor | G.B.24 | 99997 | Parking Spaces | 99939 | Unusable Spaces | 12.22 | Carpark | 8 | Non Useable Floor Area Space Group | 802 | Non-usable - Car park > 50% of building - Usable TEFMA |  | Unknown | 0.00 | NO
North Terrace_NT45-Underground Car Park_Ground Floor_G.B.25 _ Carpark | NT-NT45-02-G.B.25 | NT45-02-G.B.25-Carpark | North Terrace | NT | NT45 | Underground Car Park | 02 | Ground Floor | G.B.25 | 99997 | Parking Spaces | 99939 | Unusable Spaces | 12.27 | Carpark | 8 | Non Useable Floor Area Space Group | 802 | Non-usable - Car park > 50% of building - Usable TEFMA |  | Unknown | 0.00 | NO
North Terrace_NT45-Underground Car Park_Ground Floor_G.B.26 _ Carpark | NT-NT45-02-G.B.26 | NT45-02-G.B.26-Carpark | North Terrace | NT | NT45 | Underground Car Park | 02 | Ground Floor | G.B.26 | 99997 | Parking Spaces | 99939 | Unusable Spaces | 12.51 | Carpark | 8 | Non Useable Floor Area Space Group | 802 | Non-usable - Car park > 50% of building - Usable TEFMA |  | Unknown | 0.00 | NO
North Terrace_NT45-Underground Car Park_Ground Floor_G.C.01 _ Carpark | NT-NT45-02-G.C.01 | NT45-02-G.C.01-Carpark | North Terrace | NT | NT45 | Underground Car Park | 02 | Ground Floor | G.C.01 | 99997 | Parking Spaces | 99939 | Unusable Spaces | 12.53 | Carpark | 8 | Non Useable Floor Area Space Group | 802 | Non-usable - Car park > 50% of building - Usable TEFMA |  | Unknown | 0.00 | NO
North Terrace_NT45-Underground Car Park_Ground Floor_G.C.02 _ Carpark | NT-NT45-02-G.C.02 | NT45-02-G.C.02-Carpark | North Terrace | NT | NT45 | Underground Car Park | 02 | Ground Floor | G.C.02 | 99997 | Parking Spaces | 99939 | Unusable Spaces | 12.22 | Carpark | 8 | Non Useable Floor Area Space Group | 802 | Non-usable - Car park > 50% of building - Usable TEFMA |  | Unknown | 0.00 | NO
North Terrace_NT45-Underground Car Park_Ground Floor_G.C.03 _ Carpark | NT-NT45-02-G.C.03 | NT45-02-G.C.03-Carpark | North Terrace | NT | NT45 | Underground Car Park | 02 | Ground Floor | G.C.03 | 99997 | Parking Spaces | 99939 | Unusable Spaces | 12.27 | Carpark | 8 | Non Useable Floor Area Space Group | 802 | Non-usable - Car park > 50% of building - Usable TEFMA |  | Unknown | 0.00 | NO
North Terrace_NT45-Underground Car Park_Ground Floor_G.C.04 _ Carpark | NT-NT45-02-G.C.04 | NT45-02-G.C.04-Carpark | North Terrace | NT | NT45 | Underground Car Park | 02 | Ground Floor | G.C.04 | 99997 | Parking Spaces | 99939 | Unusable Spaces | 12.22 | Carpark | 8 | Non Useable Floor Area Space Group | 802 | Non-usable - Car park > 50% of building - Usable TEFMA |  | Unknown | 0.00 | NO
North Terrace_NT45-Underground Car Park_Ground Floor_G.C.05 _ Carpark | NT-NT45-02-G.C.05 | NT45-02-G.C.05-Carpark | North Terrace | NT | NT45 | Underground Car Park | 02 | Ground Floor | G.C.05 | 99997 | Parking Spaces | 99939 | Unusable Spaces | 12.22 | Carpark | 8 | Non Useable Floor Area Space Group | 802 | Non-usable - Car park > 50% of building - Usable TEFMA |  | Unknown | 0.00 | NO
North Terrace_NT45-Underground Car Park_Ground Floor_G.C.06 _ Carpark | NT-NT45-02-G.C.06 | NT45-02-G.C.06-Carpark | North Terrace | NT | NT45 | Underground Car Park | 02 | Ground Floor | G.C.06 | 99997 | Parking Spaces | 99939 | Unusable Spaces | 12.27 | Carpark | 8 | Non Useable Floor Area Space Group | 802 | Non-usable - Car park > 50% of building - Usable TEFMA |  | Unknown | 0.00 | NO
North Terrace_NT45-Underground Car Park_Ground Floor_G.C.07 _ Carpark | NT-NT45-02-G.C.07 | NT45-02-G.C.07-Carpark | North Terrace | NT | NT45 | Underground Car Park | 02 | Ground Floor | G.C.07 | 99997 | Parking Spaces | 99939 | Unusable Spaces | 12.22 | Carpark | 8 | Non Useable Floor Area Space Group | 802 | Non-usable - Car park > 50% of building - Usable TEFMA |  | Unknown | 0.00 | NO
North Terrace_NT45-Underground Car Park_Ground Floor_G.C.08 _ Carpark | NT-NT45-02-G.C.08 | NT45-02-G.C.08-Carpark | North Terrace | NT | NT45 | Underground Car Park | 02 | Ground Floor | G.C.08 | 99997 | Parking Spaces | 99939 | Unusable Spaces | 12.22 | Carpark | 8 | Non Useable Floor Area Space Group | 802 | Non-usable - Car park > 50% of building - Usable TEFMA |  | Unknown | 0.00 | NO
North Terrace_NT45-Underground Car Park_Ground Floor_G.C.09 _ Carpark | NT-NT45-02-G.C.09 | NT45-02-G.C.09-Carpark | North Terrace | NT | NT45 | Underground Car Park | 02 | Ground Floor | G.C.09 | 99997 | Parking Spaces | 99939 | Unusable Spaces | 12.27 | Carpark | 8 | Non Useable Floor Area Space Group | 802 | Non-usable - Car park > 50% of building - Usable TEFMA |  | Unknown | 0.00 | NO
North Terrace_NT45-Underground Car Park_Ground Floor_G.C.10 _ Carpark | NT-NT45-02-G.C.10 | NT45-02-G.C.10-Carpark | North Terrace | NT | NT45 | Underground Car Park | 02 | Ground Floor | G.C.10 | 99997 | Parking Spaces | 99939 | Unusable Spaces | 12.22 | Carpark | 8 | Non Useable Floor Area Space Group | 802 | Non-usable - Car park > 50% of building - Usable TEFMA |  | Unknown | 0.00 | NO
North Terrace_NT45-Underground Car Park_Ground Floor_G.C.11 _ Carpark | NT-NT45-02-G.C.11 | NT45-02-G.C.11-Carpark | North Terrace | NT | NT45 | Underground Car Park | 02 | Ground Floor | G.C.11 | 99997 | Parking Spaces | 99939 | Unusable Spaces | 12.22 | Carpark | 8 | Non Useable Floor Area Space Group | 802 | Non-usable - Car park > 50% of building - Usable TEFMA |  | Unknown | 0.00 | NO
North Terrace_NT45-Underground Car Park_Ground Floor_G.C.12 _ Carpark | NT-NT45-02-G.C.12 | NT45-02-G.C.12-Carpark | North Terrace | NT | NT45 | Underground Car Park | 02 | Ground Floor | G.C.12 | 99997 | Parking Spaces | 99939 | Unusable Spaces | 12.27 | Carpark | 8 | Non Useable Floor Area Space Group | 802 | Non-usable - Car park > 50% of building - Usable TEFMA |  | Unknown | 0.00 | NO
North Terrace_NT45-Underground Car Park_Ground Floor_G.C.13 _ Carpark | NT-NT45-02-G.C.13 | NT45-02-G.C.13-Carpark | North Terrace | NT | NT45 | Underground Car Park | 02 | Ground Floor | G.C.13 | 99997 | Parking Spaces | 99939 | Unusable Spaces | 12.51 | Carpark | 8 | Non Useable Floor Area Space Group | 802 | Non-usable - Car park > 50% of building - Usable TEFMA |  | Unknown | 0.00 | NO
North Terrace_NT45-Underground Car Park_Ground Floor_G.C.14 _ Carpark | NT-NT45-02-G.C.14 | NT45-02-G.C.14-Carpark | North Terrace | NT | NT45 | Underground Car Park | 02 | Ground Floor | G.C.14 | 99997 | Parking Spaces | 99939 | Unusable Spaces | 12.59 | Carpark | 8 | Non Useable Floor Area Space Group | 802 | Non-usable - Car park > 50% of building - Usable TEFMA |  | Unknown | 0.00 | NO
North Terrace_NT45-Underground Car Park_Ground Floor_G.C.15 _ Carpark | NT-NT45-02-G.C.15 | NT45-02-G.C.15-Carpark | North Terrace | NT | NT45 | Underground Car Park | 02 | Ground Floor | G.C.15 | 99997 | Parking Spaces | 99939 | Unusable Spaces | 15.91 | Carpark | 8 | Non Useable Floor Area Space Group | 802 | Non-usable - Car park > 50% of building - Usable TEFMA |  | Unknown | 0.00 | NO
North Terrace_NT45-Underground Car Park_Ground Floor_G.C.16 _ Carpark | NT-NT45-02-G.C.16 | NT45-02-G.C.16-Carpark | North Terrace | NT | NT45 | Underground Car Park | 02 | Ground Floor | G.C.16 | 99997 | Parking Spaces | 99939 | Unusable Spaces | 15.91 | Carpark | 8 | Non Useable Floor Area Space Group | 802 | Non-usable - Car park > 50% of building - Usable TEFMA |  | Unknown | 0.00 | NO
North Terrace_NT45-Underground Car Park_Ground Floor_G.C.17 _ Carpark | NT-NT45-02-G.C.17 | NT45-02-G.C.17-Carpark | North Terrace | NT | NT45 | Underground Car Park | 02 | Ground Floor | G.C.17 | 99997 | Parking Spaces | 99939 | Unusable Spaces | 15.91 | Carpark | 8 | Non Useable Floor Area Space Group | 802 | Non-usable - Car park > 50% of building - Usable TEFMA |  | Unknown | 0.00 | NO
North Terrace_NT45-Underground Car Park_Ground Floor_G.C.18 _ Carpark | NT-NT45-02-G.C.18 | NT45-02-G.C.18-Carpark | North Terrace | NT | NT45 | Underground Car Park | 02 | Ground Floor | G.C.18 | 99997 | Parking Spaces | 99939 | Unusable Spaces | 14.75 | Carpark | 8 | Non Useable Floor Area Space Group | 802 | Non-usable - Car park > 50% of building - Usable TEFMA |  | Unknown | 0.00 | NO
North Terrace_NT45-Underground Car Park_Ground Floor_G.C.19 _ Carpark | NT-NT45-02-G.C.19 | NT45-02-G.C.19-Carpark | North Terrace | NT | NT45 | Underground Car Park | 02 | Ground Floor | G.C.19 | 99997 | Parking Spaces | 99939 | Unusable Spaces | 14.75 | Carpark | 8 | Non Useable Floor Area Space Group | 802 | Non-usable - Car park > 50% of building - Usable TEFMA |  | Unknown | 0.00 | NO
North Terrace_NT45-Underground Car Park_Ground Floor_G.D.01 _ Carpark | NT-NT45-02-G.D.01 | NT45-02-G.D.01-Carpark | North Terrace | NT | NT45 | Underground Car Park | 02 | Ground Floor | G.D.01 | 99997 | Parking Spaces | 99939 | Unusable Spaces | 12.44 | Carpark | 8 | Non Useable Floor Area Space Group | 802 | Non-usable - Car park > 50% of building - Usable TEFMA |  | Unknown | 0.00 | NO
North Terrace_NT45-Underground Car Park_Ground Floor_G.D.02 _ Carpark | NT-NT45-02-G.D.02 | NT45-02-G.D.02-Carpark | North Terrace | NT | NT45 | Underground Car Park | 02 | Ground Floor | G.D.02 | 99997 | Parking Spaces | 99939 | Unusable Spaces | 11.65 | Carpark | 8 | Non Useable Floor Area Space Group | 802 | Non-usable - Car park > 50% of building - Usable TEFMA |  | Unknown | 0.00 | NO
North Terrace_NT45-Underground Car Park_Ground Floor_G.D.03 _ Carpark | NT-NT45-02-G.D.03 | NT45-02-G.D.03-Carpark | North Terrace | NT | NT45 | Underground Car Park | 02 | Ground Floor | G.D.03 | 99997 | Parking Spaces | 99939 | Unusable Spaces | 11.65 | Carpark | 8 | Non Useable Floor Area Space Group | 802 | Non-usable - Car park > 50% of building - Usable TEFMA |  | Unknown | 0.00 | NO
North Terrace_NT45-Underground Car Park_Ground Floor_G.D.04 _ Carpark | NT-NT45-02-G.D.04 | NT45-02-G.D.04-Carpark | North Terrace | NT | NT45 | Underground Car Park | 02 | Ground Floor | G.D.04 | 99997 | Parking Spaces | 99939 | Unusable Spaces | 11.69 | Carpark | 8 | Non Useable Floor Area Space Group | 802 | Non-usable - Car park > 50% of building - Usable TEFMA |  | Unknown | 0.00 | NO
North Terrace_NT45-Underground Car Park_Ground Floor_G.D.05 _ Carpark | NT-NT45-02-G.D.05 | NT45-02-G.D.05-Carpark | North Terrace | NT | NT45 | Underground Car Park | 02 | Ground Floor | G.D.05 | 99997 | Parking Spaces | 99939 | Unusable Spaces | 11.69 | Carpark | 8 | Non Useable Floor Area Space Group | 802 | Non-usable - Car park > 50% of building - Usable TEFMA |  | Unknown | 0.00 | NO
North Terrace_NT45-Underground Car Park_Ground Floor_G.D.06 _ Carpark | NT-NT45-02-G.D.06 | NT45-02-G.D.06-Carpark | North Terrace | NT | NT45 | Underground Car Park | 02 | Ground Floor | G.D.06 | 99997 | Parking Spaces | 99939 | Unusable Spaces | 11.73 | Carpark | 8 | Non Useable Floor Area Space Group | 802 | Non-usable - Car park > 50% of building - Usable TEFMA |  | Unknown | 0.00 | NO
North Terrace_NT45-Underground Car Park_Ground Floor_G.D.07 _ Carpark | NT-NT45-02-G.D.07 | NT45-02-G.D.07-Carpark | North Terrace | NT | NT45 | Underground Car Park | 02 | Ground Floor | G.D.07 | 99997 | Parking Spaces | 99939 | Unusable Spaces | 11.69 | Carpark | 8 | Non Useable Floor Area Space Group | 802 | Non-usable - Car park > 50% of building - Usable TEFMA |  | Unknown | 0.00 | NO
North Terrace_NT45-Underground Car Park_Ground Floor_G.D.08 _ Carpark | NT-NT45-02-G.D.08 | NT45-02-G.D.08-Carpark | North Terrace | NT | NT45 | Underground Car Park | 02 | Ground Floor | G.D.08 | 99997 | Parking Spaces | 99939 | Unusable Spaces | 11.69 | Carpark | 8 | Non Useable Floor Area Space Group | 802 | Non-usable - Car park > 50% of building - Usable TEFMA |  | Unknown | 0.00 | NO
North Terrace_NT45-Underground Car Park_Ground Floor_G.D.09 _ Carpark | NT-NT45-02-G.D.09 | NT45-02-G.D.09-Carpark | North Terrace | NT | NT45 | Underground Car Park | 02 | Ground Floor | G.D.09 | 99997 | Parking Spaces | 99939 | Unusable Spaces | 11.73 | Carpark | 8 | Non Useable Floor Area Space Group | 802 | Non-usable - Car park > 50% of building - Usable TEFMA |  | Unknown | 0.00 | NO
North Terrace_NT45-Underground Car Park_Ground Floor_G.D.10 _ Carpark | NT-NT45-02-G.D.10 | NT45-02-G.D.10-Carpark | North Terrace | NT | NT45 | Underground Car Park | 02 | Ground Floor | G.D.10 | 99997 | Parking Spaces | 99939 | Unusable Spaces | 11.55 | Carpark | 8 | Non Useable Floor Area Space Group | 802 | Non-usable - Car park > 50% of building - Usable TEFMA |  | Unknown | 0.00 | NO
North Terrace_NT45-Underground Car Park_Ground Floor_G.D.11 _ Carpark | NT-NT45-02-G.D.11 | NT45-02-G.D.11-Carpark | North Terrace | NT | NT45 | Underground Car Park | 02 | Ground Floor | G.D.11 | 99997 | Parking Spaces | 99939 | Unusable Spaces | 12.42 | Carpark | 8 | Non Useable Floor Area Space Group | 802 | Non-usable - Car park > 50% of building - Usable TEFMA |  | Unknown | 0.00 | NO
North Terrace_NT45-Underground Car Park_Ground Floor_G.E.01 _ Carpark | NT-NT45-02-G.E.01 | NT45-02-G.E.01-Carpark | North Terrace | NT | NT45 | Underground Car Park | 02 | Ground Floor | G.E.01 | 99997 | Parking Spaces | 99939 | Unusable Spaces | 12.39 | Carpark | 8 | Non Useable Floor Area Space Group | 802 | Non-usable - Car park > 50% of building - Usable TEFMA |  | Unknown | 0.00 | NO
North Terrace_NT45-Underground Car Park_Ground Floor_G.E.02 _ Carpark | NT-NT45-02-G.E.02 | NT45-02-G.E.02-Carpark | North Terrace | NT | NT45 | Underground Car Park | 02 | Ground Floor | G.E.02 | 99997 | Parking Spaces | 99939 | Unusable Spaces | 11.67 | Carpark | 8 | Non Useable Floor Area Space Group | 802 | Non-usable - Car park > 50% of building - Usable TEFMA |  | Unknown | 0.00 | NO
North Terrace_NT45-Underground Car Park_Ground Floor_G.E.03 _ Carpark | NT-NT45-02-G.E.03 | NT45-02-G.E.03-Carpark | North Terrace | NT | NT45 | Underground Car Park | 02 | Ground Floor | G.E.03 | 99997 | Parking Spaces | 99939 | Unusable Spaces | 11.73 | Carpark | 8 | Non Useable Floor Area Space Group | 802 | Non-usable - Car park > 50% of building - Usable TEFMA |  | Unknown | 0.00 | NO
North Terrace_NT45-Underground Car Park_Ground Floor_G.E.04 _ Carpark | NT-NT45-02-G.E.04 | NT45-02-G.E.04-Carpark | North Terrace | NT | NT45 | Underground Car Park | 02 | Ground Floor | G.E.04 | 99997 | Parking Spaces | 99939 | Unusable Spaces | 11.67 | Carpark | 8 | Non Useable Floor Area Space Group | 802 | Non-usable - Car park > 50% of building - Usable TEFMA |  | Unknown | 0.00 | NO
North Terrace_NT45-Underground Car Park_Ground Floor_G.E.05 _ Carpark | NT-NT45-02-G.E.05 | NT45-02-G.E.05-Carpark | North Terrace | NT | NT45 | Underground Car Park | 02 | Ground Floor | G.E.05 | 99997 | Parking Spaces | 99939 | Unusable Spaces | 11.67 | Carpark | 8 | Non Useable Floor Area Space Group | 802 | Non-usable - Car park > 50% of building - Usable TEFMA |  | Unknown | 0.00 | NO
North Terrace_NT45-Underground Car Park_Ground Floor_G.E.06 _ Carpark | NT-NT45-02-G.E.06 | NT45-02-G.E.06-Carpark | North Terrace | NT | NT45 | Underground Car Park | 02 | Ground Floor | G.E.06 | 99997 | Parking Spaces | 99939 | Unusable Spaces | 11.73 | Carpark | 8 | Non Useable Floor Area Space Group | 802 | Non-usable - Car park > 50% of building - Usable TEFMA |  | Unknown | 0.00 | NO
North Terrace_NT45-Underground Car Park_Ground Floor_G.E.07 _ Carpark | NT-NT45-02-G.E.07 | NT45-02-G.E.07-Carpark | North Terrace | NT | NT45 | Underground Car Park | 02 | Ground Floor | G.E.07 | 99997 | Parking Spaces | 99939 | Unusable Spaces | 11.67 | Carpark | 8 | Non Useable Floor Area Space Group | 802 | Non-usable - Car park > 50% of building - Usable TEFMA |  | Unknown | 0.00 | NO
North Terrace_NT45-Underground Car Park_Ground Floor_G.E.08 _ Carpark | NT-NT45-02-G.E.08 | NT45-02-G.E.08-Carpark | North Terrace | NT | NT45 | Underground Car Park | 02 | Ground Floor | G.E.08 | 99997 | Parking Spaces | 99939 | Unusable Spaces | 11.67 | Carpark | 8 | Non Useable Floor Area Space Group | 802 | Non-usable - Car park > 50% of building - Usable TEFMA |  | Unknown | 0.00 | NO
North Terrace_NT45-Underground Car Park_Ground Floor_G.E.09 _ Carpark | NT-NT45-02-G.E.09 | NT45-02-G.E.09-Carpark | North Terrace | NT | NT45 | Underground Car Park | 02 | Ground Floor | G.E.09 | 99997 | Parking Spaces | 99939 | Unusable Spaces | 11.73 | Carpark | 8 | Non Useable Floor Area Space Group | 802 | Non-usable - Car park > 50% of building - Usable TEFMA |  | Unknown | 0.00 | NO
North Terrace_NT45-Underground Car Park_Ground Floor_G.E.10 _ Carpark | NT-NT45-02-G.E.10 | NT45-02-G.E.10-Carpark | North Terrace | NT | NT45 | Underground Car Park | 02 | Ground Floor | G.E.10 | 99997 | Parking Spaces | 99939 | Unusable Spaces | 11.67 | Carpark | 8 | Non Useable Floor Area Space Group | 802 | Non-usable - Car park > 50% of building - Usable TEFMA |  | Unknown | 0.00 | NO
North Terrace_NT45-Underground Car Park_Ground Floor_G.E.11 _ Carpark | NT-NT45-02-G.E.11 | NT45-02-G.E.11-Carpark | North Terrace | NT | NT45 | Underground Car Park | 02 | Ground Floor | G.E.11 | 99997 | Parking Spaces | 99939 | Unusable Spaces | 12.35 | Carpark | 8 | Non Useable Floor Area Space Group | 802 | Non-usable - Car park > 50% of building - Usable TEFMA |  | Unknown | 0.00 | NO
North Terrace_NT45-Underground Car Park_Ground Floor_G.E.12 _ Carpark | NT-NT45-02-G.E.12 | NT45-02-G.E.12-Carpark | North Terrace | NT | NT45 | Underground Car Park | 02 | Ground Floor | G.E.12 | 99997 | Parking Spaces | 99939 | Unusable Spaces | 13.46 | Carpark | 8 | Non Useable Floor Area Space Group | 802 | Non-usable - Car park > 50% of building - Usable TEFMA |  | Unknown | 0.00 | NO
North Terrace_NT45-Underground Car Park_Ground Floor_G.E.13 _ Carpark | NT-NT45-02-G.E.13 | NT45-02-G.E.13-Carpark | North Terrace | NT | NT45 | Underground Car Park | 02 | Ground Floor | G.E.13 | 99997 | Parking Spaces | 99939 | Unusable Spaces | 13.31 | Carpark | 8 | Non Useable Floor Area Space Group | 802 | Non-usable - Car park > 50% of building - Usable TEFMA |  | Unknown | 0.00 | NO
North Terrace_NT45-Underground Car Park_Ground Floor_G.E.14 _ Carpark | NT-NT45-02-G.E.14 | NT45-02-G.E.14-Carpark | North Terrace | NT | NT45 | Underground Car Park | 02 | Ground Floor | G.E.14 | 99997 | Parking Spaces | 99939 | Unusable Spaces | 13.31 | Carpark | 8 | Non Useable Floor Area Space Group | 802 | Non-usable - Car park > 50% of building - Usable TEFMA |  | Unknown | 0.00 | NO
North Terrace_NT45-Underground Car Park_Ground Floor_G.E.15 _ Carpark | NT-NT45-02-G.E.15 | NT45-02-G.E.15-Carpark | North Terrace | NT | NT45 | Underground Car Park | 02 | Ground Floor | G.E.15 | 99997 | Parking Spaces | 99939 | Unusable Spaces | 13.31 | Carpark | 8 | Non Useable Floor Area Space Group | 802 | Non-usable - Car park > 50% of building - Usable TEFMA |  | Unknown | 0.00 | NO
North Terrace_NT45-Underground Car Park_Ground Floor_G.E.16 _ Carpark | NT-NT45-02-G.E.16 | NT45-02-G.E.16-Carpark | North Terrace | NT | NT45 | Underground Car Park | 02 | Ground Floor | G.E.16 | 99997 | Parking Spaces | 99939 | Unusable Spaces | 13.46 | Carpark | 8 | Non Useable Floor Area Space Group | 802 | Non-usable - Car park > 50% of building - Usable TEFMA |  | Unknown | 0.00 | NO
North Terrace_NT45-Underground Car Park_Ground Floor_G000 _ Vehicle Corridor | NT-NT45-02-G000 | NT45-02-G000-Vehicle Corridor | North Terrace | NT | NT45 | Underground Car Park | 02 | Ground Floor | G000 | 99997 | Parking Spaces | 99939 | Unusable Spaces | 217.98 | Vehicle Corridor | 8 | Non Useable Floor Area Space Group | 802 | Non-usable - Car park > 50% of building - Usable TEFMA |  | Unknown | 0.00 | NO
North Terrace_NT45-Underground Car Park_Ground Floor_G000A _ Ramp | NT-NT45-02-G000A | NT45-02-G000A-Ramp | North Terrace | NT | NT45 | Underground Car Park | 02 | Ground Floor | G000A | 99997 | Parking Spaces | 99939 | Unusable Spaces | 76.48 | Ramp | 8 | Non Useable Floor Area Space Group | 802 | Non-usable - Car park > 50% of building - Usable TEFMA |  | Unknown | 0.00 | NO
North Terrace_NT45-Underground Car Park_Ground Floor_G001 _ Vehicle Corridor | NT-NT45-02-G001 | NT45-02-G001-Vehicle Corridor | North Terrace | NT | NT45 | Underground Car Park | 02 | Ground Floor | G001 | 99997 | Parking Spaces | 99939 | Unusable Spaces | 128.85 | Vehicle Corridor | 8 | Non Useable Floor Area Space Group | 802 | Non-usable - Car park > 50% of building - Usable TEFMA |  | Unknown | 0.00 | NO
North Terrace_NT45-Underground Car Park_Ground Floor_G002 _ Vehicle Corridor | NT-NT45-02-G002 | NT45-02-G002-Vehicle Corridor | North Terrace | NT | NT45 | Underground Car Park | 02 | Ground Floor | G002 | 99997 | Parking Spaces | 99939 | Unusable Spaces | 110.27 | Vehicle Corridor | 8 | Non Useable Floor Area Space Group | 802 | Non-usable - Car park > 50% of building - Usable TEFMA |  | Unknown | 0.00 | NO
North Terrace_NT45-Underground Car Park_Ground Floor_G002A _ Ramp | NT-NT45-02-G002A | NT45-02-G002A-Ramp | North Terrace | NT | NT45 | Underground Car Park | 02 | Ground Floor | G002A | 99997 | Parking Spaces | 99939 | Unusable Spaces | 56.47 | Ramp | 8 | Non Useable Floor Area Space Group | 802 | Non-usable - Car park > 50% of building - Usable TEFMA |  | Unknown | 0.00 | NO
North Terrace_NT45-Underground Car Park_Ground Floor_G003 _ Vehicle Corridor | NT-NT45-02-G003 | NT45-02-G003-Vehicle Corridor | North Terrace | NT | NT45 | Underground Car Park | 02 | Ground Floor | G003 | 99997 | Parking Spaces | 99939 | Unusable Spaces | 267.5 | Vehicle Corridor | 8 | Non Useable Floor Area Space Group | 802 | Non-usable - Car park > 50% of building - Usable TEFMA |  | Unknown | 0.00 | NO
North Terrace_NT45-Underground Car Park_Ground Floor_G004 _ Vehicle Corridor | NT-NT45-02-G004 | NT45-02-G004-Vehicle Corridor | North Terrace | NT | NT45 | Underground Car Park | 02 | Ground Floor | G004 | 99997 | Parking Spaces | 99939 | Unusable Spaces | 274.38 | Vehicle Corridor | 8 | Non Useable Floor Area Space Group | 802 | Non-usable - Car park > 50% of building - Usable TEFMA |  | Unknown | 0.00 | NO
North Terrace_NT45-Underground Car Park_Ground Floor_G005 _ Vehicle Corridor | NT-NT45-02-G005 | NT45-02-G005-Vehicle Corridor | North Terrace | NT | NT45 | Underground Car Park | 02 | Ground Floor | G005 | 99997 | Parking Spaces | 99939 | Unusable Spaces | 200.85 | Vehicle Corridor | 8 | Non Useable Floor Area Space Group | 802 | Non-usable - Car park > 50% of building - Usable TEFMA |  | Unknown | 0.00 | NO
North Terrace_NT45-Underground Car Park_Ground Floor_G006 _ Vehicle Corridor | NT-NT45-02-G006 | NT45-02-G006-Vehicle Corridor | North Terrace | NT | NT45 | Underground Car Park | 02 | Ground Floor | G006 | 99997 | Parking Spaces | 99939 | Unusable Spaces | 120.68 | Vehicle Corridor | 8 | Non Useable Floor Area Space Group | 802 | Non-usable - Car park > 50% of building - Usable TEFMA |  | Unknown | 0.00 | NO
North Terrace_NT45-Underground Car Park_Ground Floor_G007 _ Vehicle Corridor | NT-NT45-02-G007 | NT45-02-G007-Vehicle Corridor | North Terrace | NT | NT45 | Underground Car Park | 02 | Ground Floor | G007 | 99997 | Parking Spaces | 99939 | Unusable Spaces | 230.06 | Vehicle Corridor | 8 | Non Useable Floor Area Space Group | 802 | Non-usable - Car park > 50% of building - Usable TEFMA |  | Unknown | 0.00 | NO
North Terrace_NT45-Underground Car Park_Ground Floor_G1 _ Facilities Store | NT-NT45-02-G1 | NT45-02-G1-Facilities Store | North Terrace | NT | NT45 | Underground Car Park | 02 | Ground Floor | G1 | 859 | Infrastructure Office | 859 | Infrastructure | 21.75 | Facilities Store | 4 | Ancillary Area Space Group | 419 | Ancillary Area - Store Room - Generic |  | Barely Adequate | 3,115.97 | NO
North Terrace_NT45-Underground Car Park_Ground Floor_G2 _ Plantroom | NT-NT45-02-G2 | NT45-02-G2-Plantroom | North Terrace | NT | NT45 | Underground Car Park | 02 | Ground Floor | G2 | 99939 | Unusable Spaces | 99939 | Unusable Spaces | 14.62 | Plantroom | 8 | Non Useable Floor Area Space Group | 811 | Non-usable - Plant room other |  | Unknown | 0.00 | NO
North Terrace_NT45-Underground Car Park_Ground Floor_G3 _ Gardeners Store | NT-NT45-02-G3 | NT45-02-G3-Gardeners Store | North Terrace | NT | NT45 | Underground Car Park | 02 | Ground Floor | G3 | 859 | Infrastructure Office | 859 | Infrastructure | 8.22 | Gardeners Store | 4 | Ancillary Area Space Group | 419 | Ancillary Area - Store Room - Generic |  | Barely Adequate | 1,177.62 | NO
North Terrace_NT45-Underground Car Park_Ground Floor_G4 _ Store - Asbestos | NT-NT45-02-G4 | NT45-02-G4-Store - Asbestos | North Terrace | NT | NT45 | Underground Car Park | 02 | Ground Floor | G4 | 859 | Infrastructure Office | 859 | Infrastructure | 4.72 | Store - Asbestos | 4 | Ancillary Area Space Group | 418 | Ancillary Area - Dangerous goods storage |  | Barely Adequate | 676.20 | NO
North Terrace_NT45-Underground Car Park_Ground Floor_G4D _ Corr. | NT-NT45-02-G4D | NT45-02-G4D-Corr. | North Terrace | NT | NT45 | Underground Car Park | 02 | Ground Floor | G4D | 99939 | Unusable Spaces | 99939 | Unusable Spaces | 7.31 | Corr. | 8 | Non Useable Floor Area Space Group | 805 | Non-usable - Circulation space |  | Unknown | 0.00 | NO
North Terrace_NT45-Underground Car Park_Ground Floor_G5 _ Stair | NT-NT45-02-G5 | NT45-02-G5-Stair | North Terrace | NT | NT45 | Underground Car Park | 02 | Ground Floor | G5 | 99939 | Unusable Spaces | 99939 | Unusable Spaces | 28.08 | Stair | 8 | Non Useable Floor Area Space Group | 805 | Non-usable - Circulation space |  | Unknown | 0.00 | NO
North Terrace_NT45-Underground Car Park_Ground Floor_G6 _ Stair | NT-NT45-02-G6 | NT45-02-G6-Stair | North Terrace | NT | NT45 | Underground Car Park | 02 | Ground Floor | G6 | 99939 | Unusable Spaces | 99939 | Unusable Spaces | 9.06 | Stair | 8 | Non Useable Floor Area Space Group | 805 | Non-usable - Circulation space |  | Unknown | 0.00 | NO
North Terrace_NT45-Underground Car Park_Ground Floor_G7 _ Secure Bicycle Park | NT-NT45-02-G7 | NT45-02-G7-Secure Bicycle Park | North Terrace | NT | NT45 | Underground Car Park | 02 | Ground Floor | G7 | 99997 | Parking Spaces | 99939 | Unusable Spaces | 111.46 | Secure Bicycle Park | 8 | Non Useable Floor Area Space Group | 801 | Non-usable - Bicycle storage |  | Unknown | 0.00 | NO
North Terrace_NT45-Underground Car Park_Ground Floor_G8 _ Plantroom | NT-NT45-02-G8 | NT45-02-G8-Plantroom | North Terrace | NT | NT45 | Underground Car Park | 02 | Ground Floor | G8 | 99939 | Unusable Spaces | 99939 | Unusable Spaces | 17.32 | Plantroom | 8 | Non Useable Floor Area Space Group | 811 | Non-usable - Plant room other |  | Unknown | 0.00 | NO
North Terrace_NT46-Union House_Level One_115 _ Corr. | NT-NT46-01-115 | NT46-01-115-Corr. | North Terrace | NT | NT46 | Union House | 01 | Level One | 115 | 99939 | Unusable Spaces | 99939 | Unusable Spaces | 9.51 | Corr. | 8 | Non Useable Floor Area Space Group | 805 | Non-usable - Circulation space |  | Unknown | 0.00 | NO
North Terrace_NT46-Union House_Level One_115A _ Stair | NT-NT46-01-115A | NT46-01-115A-Stair | North Terrace | NT | NT46 | Union House | 01 | Level One | 115A | 99939 | Unusable Spaces | 99939 | Unusable Spaces | 1.48 | Stair | 8 | Non Useable Floor Area Space Group | 805 | Non-usable - Circulation space |  | Unknown | 0.00 | NO
North Terrace_NT46-Union House_Level One_115B _ Little Theatre | NT-NT46-01-115B | NT46-01-115B-Little Theatre | North Terrace | NT | NT46 | Union House | 01 | Level One | 115B | 859 | Infrastructure Office | 859 | Infrastructure | 76.82 | Little Theatre | 6 | General Facility Space Group | 612 | General Facility - Theatre |  | Barely Adequate | 14,006.95 | NO
North Terrace_NT46-Union House_Level One_115C _ Corr. | NT-NT46-01-115C | NT46-01-115C-Corr. | North Terrace | NT | NT46 | Union House | 01 | Level One | 115C | 99939 | Unusable Spaces | 99939 | Unusable Spaces | 9.6 | Corr. | 8 | Non Useable Floor Area Space Group | 805 | Non-usable - Circulation space |  | Barely Adequate | 0.00 | NO
North Terrace_NT46-Union House_Level One_115D _ Stair | NT-NT46-01-115D | NT46-01-115D-Stair | North Terrace | NT | NT46 | Union House | 01 | Level One | 115D | 99939 | Unusable Spaces | 99939 | Unusable Spaces | 1.48 | Stair | 8 | Non Useable Floor Area Space Group | 805 | Non-usable - Circulation space |  | Barely Adequate | 0.00 | NO
North Terrace_NT46-Union House_Level One_116 _ Dressing Room | NT-NT46-01-116 | NT46-01-116-Dressing Room | North Terrace | NT | NT46 | Union House | 01 | Level One | 116 | 859 | Infrastructure Office | 859 | Infrastructure | 34.71 | Dressing Room | 6 | General Facility Space Group | 614 | General Facility - Theatre support room |  | Barely Adequate | 6,328.84 | NO
North Terrace_NT46-Union House_Level One_116A _ Dressing Room | NT-NT46-01-116A | NT46-01-116A-Dressing Room | North Terrace | NT | NT46 | Union House | 01 | Level One | 116A | 859 | Infrastructure Office | 859 | Infrastructure | 35.49 | Dressing Room | 6 | General Facility Space Group | 614 | General Facility - Theatre support room |  | Barely Adequate | 6,471.06 | NO
North Terrace_NT46-Union House_Level One_117 _ WC | NT-NT46-01-117 | NT46-01-117-WC | North Terrace | NT | NT46 | Union House | 01 | Level One | 117 | 99939 | Unusable Spaces | 99939 | Unusable Spaces | 11.63 | WC | 8 | Non Useable Floor Area Space Group | 822 | Non-usable - Toilets/Amenities - Unisex |  | Unknown | 0.00 | NO
North Terrace_NT46-Union House_Level One_118 _ Prep Room | NT-NT46-01-118 | NT46-01-118-Prep Room | North Terrace | NT | NT46 | Union House | 01 | Level One | 118 | 859 | Infrastructure Office | 859 | Infrastructure | 2.59 | Prep Room | 6 | General Facility Space Group | 614 | General Facility - Theatre support room |  | Barely Adequate | 472.25 | NO
North Terrace_NT46-Union House_Level One_119 _ Prep Room | NT-NT46-01-119 | NT46-01-119-Prep Room | North Terrace | NT | NT46 | Union House | 01 | Level One | 119 | 859 | Infrastructure Office | 859 | Infrastructure | 4.35 | Prep Room | 6 | General Facility Space Group | 614 | General Facility - Theatre support room |  | Barely Adequate | 793.16 | NO
North Terrace_NT46-Union House_Level One_120 _ Prep Room | NT-NT46-01-120 | NT46-01-120-Prep Room | North Terrace | NT | NT46 | Union House | 01 | Level One | 120 | 859 | Infrastructure Office | 859 | Infrastructure | 3.63 | Prep Room | 6 | General Facility Space Group | 614 | General Facility - Theatre support room |  | Barely Adequate | 661.88 | NO
North Terrace_NT46-Union House_Level One_GM101 _ Foyer | NT-NT46-01-GM101 | NT46-01-GM101-Foyer | North Terrace | NT | NT46 | Union House | 01 | Level One | GM101 | 99939 | Unusable Spaces | 99939 | Unusable Spaces | 10.07 | Foyer | 8 | Non Useable Floor Area Space Group | 805 | Non-usable - Circulation space |  | Unknown | 0.00 | NO
North Terrace_NT46-Union House_Level One_GM101A _ Store | NT-NT46-01-GM101A | NT46-01-GM101A-Store | North Terrace | NT | NT46 | Union House | 01 | Level One | GM101A | 99977 | Other Commercial Relationship | 859 | Infrastructure | 6.61 | Store | 4 | Ancillary Area Space Group | 419 | Ancillary Area - Store Room - Generic |  | Barely Adequate | 946.97 | NO
North Terrace_NT46-Union House_Level One_GM101B _ Stair | NT-NT46-01-GM101B | NT46-01-GM101B-Stair | North Terrace | NT | NT46 | Union House | 01 | Level One | GM101B | 99939 | Unusable Spaces | 99939 | Unusable Spaces | 16.93 | Stair | 8 | Non Useable Floor Area Space Group | 805 | Non-usable - Circulation space |  | Unknown | 0.00 | NO
North Terrace_NT46-Union House_Level One_GM101E _ Stair | NT-NT46-01-GM101E | NT46-01-GM101E-Stair | North Terrace | NT | NT46 | Union House | 01 | Level One | GM101E | 99939 | Unusable Spaces | 99939 | Unusable Spaces | 4.36 | Stair | 8 | Non Useable Floor Area Space Group | 805 | Non-usable - Circulation space |  | Unknown | 0.00 | NO
North Terrace_NT46-Union House_Level One_GM102 _ WC | NT-NT46-01-GM102 | NT46-01-GM102-WC | North Terrace | NT | NT46 | Union House | 01 | Level One | GM102 | 99939 | Unusable Spaces | 99939 | Unusable Spaces | 26.93 | WC | 8 | Non Useable Floor Area Space Group | 822 | Non-usable - Toilets/Amenities - Unisex |  | Unknown | 0.00 | NO
North Terrace_NT46-Union House_Level One_GM103 _ Cleaners Store | NT-NT46-01-GM103 | NT46-01-GM103-Cleaners Store | North Terrace | NT | NT46 | Union House | 01 | Level One | GM103 | 99939 | Unusable Spaces | 99939 | Unusable Spaces | 15.18 | Cleaners Store | 8 | Non Useable Floor Area Space Group | 806 | Non-usable - Cleaners room |  | Unknown | 0.00 | NO
North Terrace_NT46-Union House_Level One_GM104 _ WC - M | NT-NT46-01-GM104 | NT46-01-GM104-WC - M | North Terrace | NT | NT46 | Union House | 01 | Level One | GM104 | 99939 | Unusable Spaces | 99939 | Unusable Spaces | 59.71 | WC - M | 8 | Non Useable Floor Area Space Group | 821 | Non-usable - Toilets/Amenities - Male |  | Unknown | 0.00 | NO
North Terrace_NT46-Union House_Level One_GM107 _ Store / Kitchen | NT-NT46-01-GM107 | NT46-01-GM107-Store / Kitchen | North Terrace | NT | NT46 | Union House | 01 | Level One | GM107 | 99996 | Vacant | 859 | Infrastructure | 17.15 | Store / Kitchen | 4 | Ancillary Area Space Group | 419 | Ancillary Area - Store Room - Generic |  | Barely Adequate | 2,456.96 | NO
North Terrace_NT46-Union House_Level One_GM107A _ Meeting | NT-NT46-01-GM107A | NT46-01-GM107A-Meeting | North Terrace | NT | NT46 | Union House | 01 | Level One | GM107A | 99996 | Vacant | 859 | Infrastructure | 30.69 | Meeting | 6 | General Facility Space Group | 601 | General Facility - Committee/Conference/Meeting room |  | Barely Adequate | 5,595.85 | NO
North Terrace_NT46-Union House_Level One_GM108 _ Corr. | NT-NT46-01-GM108 | NT46-01-GM108-Corr. | North Terrace | NT | NT46 | Union House | 01 | Level One | GM108 | 99939 | Unusable Spaces | 99939 | Unusable Spaces | 7.92 | Corr. | 8 | Non Useable Floor Area Space Group | 805 | Non-usable - Circulation space |  | Unknown | 0.00 | NO
North Terrace_NT46-Union House_Level One_GM109 _ Store | NT-NT46-01-GM109 | NT46-01-GM109-Store | North Terrace | NT | NT46 | Union House | 01 | Level One | GM109 | 99982 | Uni of Adelaide Club | 859 | Infrastructure | 3.73 | Store | 4 | Ancillary Area Space Group | 419 | Ancillary Area - Store Room - Generic |  | Barely Adequate | 534.37 | NO
North Terrace_NT46-Union House_Level One_GM110 _ A/L | NT-NT46-01-GM110 | NT46-01-GM110-A/L | North Terrace | NT | NT46 | Union House | 01 | Level One | GM110 | 99939 | Unusable Spaces | 99939 | Unusable Spaces | 2.95 | A/L | 8 | Non Useable Floor Area Space Group | 822 | Non-usable - Toilets/Amenities - Unisex |  | Unknown | 0.00 | NO
North Terrace_NT46-Union House_Level One_GM110A _ Store | NT-NT46-01-GM110A | NT46-01-GM110A-Store | North Terrace | NT | NT46 | Union House | 01 | Level One | GM110A | 99946 | Vacant not occupiable | 99939 | Unusable Spaces | 10.06 | Store | 4 | Ancillary Area Space Group | 419 | Ancillary Area - Store Room - Generic |  | Unknown | 0.00 | NO
North Terrace_NT46-Union House_Level One_GM110B _ Cleaner | NT-NT46-01-GM110B | NT46-01-GM110B-Cleaner | North Terrace | NT | NT46 | Union House | 01 | Level One | GM110B | 99939 | Unusable Spaces | 99939 | Unusable Spaces | 2.6 | Cleaner | 8 | Non Useable Floor Area Space Group | 806 | Non-usable - Cleaners room |  | Unknown | 0.00 | NO
North Terrace_NT46-Union House_Level One_GM110C _ WC - F | NT-NT46-01-GM110C | NT46-01-GM110C-WC - F | North Terrace | NT | NT46 | Union House | 01 | Level One | GM110C | 99939 | Unusable Spaces | 99939 | Unusable Spaces | 6.89 | WC - F | 8 | Non Useable Floor Area Space Group | 820 | Non-usable - Toilets/Amenities - Female |  | Unknown | 0.00 | NO
North Terrace_NT46-Union House_Level One_GM111 _ Work Area | NT-NT46-01-GM111 | NT46-01-GM111-Work Area | North Terrace | NT | NT46 | Union House | 01 | Level One | GM111 | 99946 | Vacant not occupiable | 99939 | Unusable Spaces | 23.54 | Work Area | 4 | Ancillary Area Space Group | 403 | Ancillary Area - Workshop |  | Unknown | 0.00 | NO
North Terrace_NT46-Union House_Level One_GM111A _ Stair | NT-NT46-01-GM111A | NT46-01-GM111A-Stair | North Terrace | NT | NT46 | Union House | 01 | Level One | GM111A | 99939 | Unusable Spaces | 99939 | Unusable Spaces | 6.17 | Stair | 8 | Non Useable Floor Area Space Group | 805 | Non-usable - Circulation space |  | Unknown | 0.00 | NO
North Terrace_NT46-Union House_Level One_GM112 _ Common Room - Mature Students As | NT-NT46-01-GM112 | NT46-01-GM112-Common Room - Mature Students As | North Terrace | NT | NT46 | Union House | 01 | Level One | GM112 | 99994 | Uni of Adelaide Student Union Association | 859 | Infrastructure | 19.13 | Common Room - Mature Students As | 6 | General Facility Space Group | 606 | General Facility - Common Room Student access |  | Barely Adequate | 3,488.06 | NO
North Terrace_NT46-Union House_Level One_GM112A _ Common Room - Mature Students As | NT-NT46-01-GM112A | NT46-01-GM112A-Common Room - Mature Students As | North Terrace | NT | NT46 | Union House | 01 | Level One | GM112A | 99994 | Uni of Adelaide Student Union Association | 859 | Infrastructure | 55.16 | Common Room - Mature Students As | 6 | General Facility Space Group | 606 | General Facility - Common Room Student access |  | Barely Adequate | 10,057.58 | NO
North Terrace_NT46-Union House_Level One_GM112C _ Lift | NT-NT46-01-GM112C | NT46-01-GM112C-Lift | North Terrace | NT | NT46 | Union House | 01 | Level One | GM112C | 99939 | Unusable Spaces | 99939 | Unusable Spaces | 1.69 | Lift | 8 | Non Useable Floor Area Space Group | 838 | Non-usable - Lift |  | Unknown | 0.00 | NO
North Terrace_NT46-Union House_Level One_GM112D _ Plantroom | NT-NT46-01-GM112D | NT46-01-GM112D-Plantroom | North Terrace | NT | NT46 | Union House | 01 | Level One | GM112D | 99939 | Unusable Spaces | 99939 | Unusable Spaces | 14.41 | Plantroom | 8 | Non Useable Floor Area Space Group | 811 | Non-usable - Plant room other |  | Unknown | 0.00 | NO
North Terrace_NT46-Union House_Level One_GM112E _ Stair | NT-NT46-01-GM112E | NT46-01-GM112E-Stair | North Terrace | NT | NT46 | Union House | 01 | Level One | GM112E | 99939 | Unusable Spaces | 99939 | Unusable Spaces | 8.83 | Stair | 8 | Non Useable Floor Area Space Group | 805 | Non-usable - Circulation space |  | Unknown | 0.00 | NO
North Terrace_NT46-Union House_Level One_GM113 _ Common Room - Mature Students As | NT-NT46-01-GM113 | NT46-01-GM113-Common Room - Mature Students As | North Terrace | NT | NT46 | Union House | 01 | Level One | GM113 | 99994 | Uni of Adelaide Student Union Association | 859 | Infrastructure | 42.16 | Common Room - Mature Students As | 6 | General Facility Space Group | 606 | General Facility - Common Room Student access |  | Barely Adequate | 7,687.23 | NO
North Terrace_NT46-Union House_Level One_GM113A _ Common Room - Mature Students As | NT-NT46-01-GM113A | NT46-01-GM113A-Common Room - Mature Students As | North Terrace | NT | NT46 | Union House | 01 | Level One | GM113A | 99994 | Uni of Adelaide Student Union Association | 859 | Infrastructure | 32.93 | Common Room - Mature Students As | 6 | General Facility Space Group | 606 | General Facility - Common Room Student access |  | Barely Adequate | 6,004.28 | NO
North Terrace_NT46-Union House_Level One_GM113B _ Common Room - Mature Students As | NT-NT46-01-GM113B | NT46-01-GM113B-Common Room - Mature Students As | North Terrace | NT | NT46 | Union House | 01 | Level One | GM113B | 99994 | Uni of Adelaide Student Union Association | 859 | Infrastructure | 25.29 | Common Room - Mature Students As | 6 | General Facility Space Group | 606 | General Facility - Common Room Student access |  | Barely Adequate | 4,611.24 | NO
North Terrace_NT46-Union House_Level One_LS101 _ Lobby | NT-NT46-01-LS101 | NT46-01-LS101-Lobby | North Terrace | NT | NT46 | Union House | 01 | Level One | LS101 | 99939 | Unusable Spaces | 99939 | Unusable Spaces | 8.46 | Lobby | 8 | Non Useable Floor Area Space Group | 805 | Non-usable - Circulation space |  | Good | 0.00 | NO
North Terrace_NT46-Union House_Level One_LS101A _ Plant | NT-NT46-01-LS101A | NT46-01-LS101A-Plant | North Terrace | NT | NT46 | Union House | 01 | Level One | LS101A | 99939 | Unusable Spaces | 99939 | Unusable Spaces | 3.9 | Plant | 8 | Non Useable Floor Area Space Group | 811 | Non-usable - Plant room other |  | Adequate | 0.00 | NO
North Terrace_NT46-Union House_Level One_LS102 _ Stair | NT-NT46-01-LS102 | NT46-01-LS102-Stair | North Terrace | NT | NT46 | Union House | 01 | Level One | LS102 | 99939 | Unusable Spaces | 99939 | Unusable Spaces | 9.72 | Stair | 8 | Non Useable Floor Area Space Group | 805 | Non-usable - Circulation space |  | Good | 0.00 | NO
North Terrace_NT46-Union House_Level One_LS103 _ Comms | NT-NT46-01-LS103 | NT46-01-LS103-Comms | North Terrace | NT | NT46 | Union House | 01 | Level One | LS103 | 850 | ITDS Branch Central Costs | 869 | Information Technology and Digital Services | 8.49 | Comms | 8 | Non Useable Floor Area Space Group | 815 | Non-usable - Switch room |  | Excellent | 0.00 | NO
North Terrace_NT46-Union House_Level One_LS104 _ Lockers | NT-NT46-01-LS104 | NT46-01-LS104-Lockers | North Terrace | NT | NT46 | Union House | 01 | Level One | LS104 | 99939 | Unusable Spaces | 99939 | Unusable Spaces | 7.66 | Lockers | 4 | Ancillary Area Space Group | 416 | Ancillary Area - Locker Storage/Room |  | Excellent | 1,680.39 | NO
North Terrace_NT46-Union House_Level One_LS105 _ Corr. | NT-NT46-01-LS105 | NT46-01-LS105-Corr. | North Terrace | NT | NT46 | Union House | 01 | Level One | LS105 | 99939 | Unusable Spaces | 99939 | Unusable Spaces | 15.65 | Corr. | 8 | Non Useable Floor Area Space Group | 805 | Non-usable - Circulation space |  | Excellent | 0.00 | NO
North Terrace_NT46-Union House_Level One_LS106 _ Shower - U | NT-NT46-01-LS106 | NT46-01-LS106-Shower - U | North Terrace | NT | NT46 | Union House | 01 | Level One | LS106 | 99939 | Unusable Spaces | 99939 | Unusable Spaces | 5.07 | Shower - U | 8 | Non Useable Floor Area Space Group | 819 | Non-usable - End of journey shower/change facility |  | Excellent | 0.00 | NO
North Terrace_NT46-Union House_Level One_LS107 _ WC - F | NT-NT46-01-LS107 | NT46-01-LS107-WC - F | North Terrace | NT | NT46 | Union House | 01 | Level One | LS107 | 99939 | Unusable Spaces | 99939 | Unusable Spaces | 21.6 | WC - F | 8 | Non Useable Floor Area Space Group | 820 | Non-usable - Toilets/Amenities - Female |  | Excellent | 0.00 | NO
North Terrace_NT46-Union House_Level One_LS108 _ Change - F | NT-NT46-01-LS108 | NT46-01-LS108-Change - F | North Terrace | NT | NT46 | Union House | 01 | Level One | LS108 | 99939 | Unusable Spaces | 99939 | Unusable Spaces | 13.29 | Change - F | 8 | Non Useable Floor Area Space Group | 820 | Non-usable - Toilets/Amenities - Female |  | Excellent | 0.00 | NO
North Terrace_NT46-Union House_Level One_LS109 _ Cleaners | NT-NT46-01-LS109 | NT46-01-LS109-Cleaners | North Terrace | NT | NT46 | Union House | 01 | Level One | LS109 | 99939 | Unusable Spaces | 99939 | Unusable Spaces | 3.55 | Cleaners | 8 | Non Useable Floor Area Space Group | 806 | Non-usable - Cleaners room |  | Excellent | 0.00 | NO
North Terrace_NT46-Union House_Level One_LS110 _ Bookable Space - "E-Sports" | NT-NT46-01-LS110 | NT46-01-LS110-Bookable Space - "E-Sports" | North Terrace | NT | NT46 | Union House | 01 | Level One | LS110 | 859 | Infrastructure Office | 859 | Infrastructure | 66.82 | Bookable Space - "E-Sports" | 3 | Specialist Teaching or Research Space Group | 328 | Studio - Multimedia - Undergraduate/Postgraduate |  | Excellent | 22,154.17 | NO
North Terrace_NT46-Union House_Level One_LS111 _ Shower - U | NT-NT46-01-LS111 | NT46-01-LS111-Shower - U | North Terrace | NT | NT46 | Union House | 01 | Level One | LS111 | 99939 | Unusable Spaces | 99939 | Unusable Spaces | 4.83 | Shower - U | 8 | Non Useable Floor Area Space Group | 819 | Non-usable - End of journey shower/change facility |  | Excellent | 0.00 | NO
North Terrace_NT46-Union House_Level One_LS112 _ WC - M | NT-NT46-01-LS112 | NT46-01-LS112-WC - M | North Terrace | NT | NT46 | Union House | 01 | Level One | LS112 | 99939 | Unusable Spaces | 99939 | Unusable Spaces | 19.17 | WC - M | 8 | Non Useable Floor Area Space Group | 821 | Non-usable - Toilets/Amenities - Male |  | Excellent | 0.00 | NO
North Terrace_NT46-Union House_Level One_LS113 _ Change - M | NT-NT46-01-LS113 | NT46-01-LS113-Change - M | North Terrace | NT | NT46 | Union House | 01 | Level One | LS113 | 99939 | Unusable Spaces | 99939 | Unusable Spaces | 13.21 | Change - M | 8 | Non Useable Floor Area Space Group | 821 | Non-usable - Toilets/Amenities - Male |  | Excellent | 0.00 | NO
North Terrace_NT46-Union House_Level One_LS114 _ WC - U - Access (RH+S) | NT-NT46-01-LS114 | NT46-01-LS114-WC - U - Access (RH+S) | North Terrace | NT | NT46 | Union House | 01 | Level One | LS114 | 99939 | Unusable Spaces | 99939 | Unusable Spaces | 7.74 | WC - U - Access (RH+S) | 8 | Non Useable Floor Area Space Group | 818 | Non-usable - Toilets/Amenities - Unisex Accessible |  | Excellent | 0.00 | NO
North Terrace_NT46-Union House_Level Two_200 _ Cloisters (UCA) | NT-NT46-02-200 | NT46-02-200-Cloisters (UCA) | North Terrace | NT | NT46 | Union House | 02 | Level Two | 200 | 99939 | Unusable Spaces | 99939 | Unusable Spaces | 256.38 | Cloisters (UCA) | 8 | Non Useable Floor Area Space Group | 839 | Non-usable - Verandah/Balcony |  | Unknown | 0.00 | NO
North Terrace_NT46-Union House_Level Two_200A _ Cloisters Courtyard - Area A (NUFA) | NT-NT46-02-200A | NT46-02-200A-Cloisters Courtyard - Area A (NUFA) | North Terrace | NT | NT46 | Union House | 02 | Level Two | 200A | 99939 | Unusable Spaces | 99939 | Unusable Spaces | 287.2 | Cloisters Courtyard - Area A (NUFA) | 8 | Non Useable Floor Area Space Group | 839 | Non-usable - Verandah/Balcony |  | Unknown | 0.00 | NO
North Terrace_NT46-Union House_Level Two_200B _ Cloisters Courtyard - Area B (NUFA) | NT-NT46-02-200B | NT46-02-200B-Cloisters Courtyard - Area B (NUFA) | North Terrace | NT | NT46 | Union House | 02 | Level Two | 200B | 99939 | Unusable Spaces | 99939 | Unusable Spaces | 287.21 | Cloisters Courtyard - Area B (NUFA) | 8 | Non Useable Floor Area Space Group | 839 | Non-usable - Verandah/Balcony |  | Unknown | 0.00 | NO
North Terrace_NT46-Union House_Level Two_200C _ Cloisters Grass - Area C (NUFA) | NT-NT46-02-200C | NT46-02-200C-Cloisters Grass - Area C (NUFA) | North Terrace | NT | NT46 | Union House | 02 | Level Two | 200C | 99939 | Unusable Spaces | 99939 | Unusable Spaces | 251.43 | Cloisters Grass - Area C (NUFA) | 8 | Non Useable Floor Area Space Group | 839 | Non-usable - Verandah/Balcony |  | Unknown | 0.00 | NO
North Terrace_NT46-Union House_Level Two_201 _ Cloisters - Verandah (UCA) | NT-NT46-02-201 | NT46-02-201-Cloisters - Verandah (UCA) | North Terrace | NT | NT46 | Union House | 02 | Level Two | 201 | 99939 | Unusable Spaces | 99939 | Unusable Spaces | 152.75 | Cloisters - Verandah (UCA) | 8 | Non Useable Floor Area Space Group | 839 | Non-usable - Verandah/Balcony |  | Unknown | 0.00 | NO
North Terrace_NT46-Union House_Level Two_202 _ Union House - East Courtyard (NUFA) | NT-NT46-02-202 | NT46-02-202-Union House - East Courtyard (NUFA) | North Terrace | NT | NT46 | Union House | 02 | Level Two | 202 | 99939 | Unusable Spaces | 99939 | Unusable Spaces | 300.33 | Union House - East Courtyard (NUFA) | 8 | Non Useable Floor Area Space Group | 839 | Non-usable - Verandah/Balcony |  | Unknown | 0.00 | NO
North Terrace_NT46-Union House_Level Two_202A _ Union House - Courtyard (NUFA) | NT-NT46-02-202A | NT46-02-202A-Union House - Courtyard (NUFA) | North Terrace | NT | NT46 | Union House | 02 | Level Two | 202A | 99939 | Unusable Spaces | 99939 | Unusable Spaces | 117.75 | Union House - Courtyard (NUFA) | 8 | Non Useable Floor Area Space Group | 839 | Non-usable - Verandah/Balcony |  | Unknown | 0.00 | NO
North Terrace_NT46-Union House_Level Two_202B _ Union House - East Verandah (UCA) | NT-NT46-02-202B | NT46-02-202B-Union House - East Verandah (UCA) | North Terrace | NT | NT46 | Union House | 02 | Level Two | 202B | 99939 | Unusable Spaces | 99939 | Unusable Spaces | 109 | Union House - East Verandah (UCA) | 8 | Non Useable Floor Area Space Group | 839 | Non-usable - Verandah/Balcony |  | Unknown | 0.00 | NO
North Terrace_NT46-Union House_Level Two_202C _ Breezeway | NT-NT46-02-202C | NT46-02-202C-Breezeway | North Terrace | NT | NT46 | Union House | 02 | Level Two | 202C | 99939 | Unusable Spaces | 99939 | Unusable Spaces | 50.3 | Breezeway | 8 | Non Useable Floor Area Space Group | 805 | Non-usable - Circulation space |  | Unknown | 0.00 | NO
North Terrace_NT46-Union House_Level Two_205 _ Stair 4 | NT-NT46-02-205 | NT46-02-205-Stair 4 | North Terrace | NT | NT46 | Union House | 02 | Level Two | 205 | 99939 | Unusable Spaces | 99939 | Unusable Spaces | 29.93 | Stair 4 | 8 | Non Useable Floor Area Space Group | 805 | Non-usable - Circulation space |  | Barely Adequate | 0.00 | NO
North Terrace_NT46-Union House_Level Two_205B _ Foyer | NT-NT46-02-205B | NT46-02-205B-Foyer | North Terrace | NT | NT46 | Union House | 02 | Level Two | 205B | 859 | Infrastructure Office | 859 | Infrastructure | 10.64 | Foyer | 8 | Non Useable Floor Area Space Group | 805 | Non-usable - Circulation space |  | Barely Adequate | 0.00 | NO
North Terrace_NT46-Union House_Level Two_206 _ Foyer | NT-NT46-02-206 | NT46-02-206-Foyer | North Terrace | NT | NT46 | Union House | 02 | Level Two | 206 | 99939 | Unusable Spaces | 99939 | Unusable Spaces | 26.75 | Foyer | 8 | Non Useable Floor Area Space Group | 805 | Non-usable - Circulation space |  | Barely Adequate | 0.00 | NO
North Terrace_NT46-Union House_Level Two_206A _ Lobby | NT-NT46-02-206A | NT46-02-206A-Lobby | North Terrace | NT | NT46 | Union House | 02 | Level Two | 206A | 99939 | Unusable Spaces | 99939 | Unusable Spaces | 56.95 | Lobby | 8 | Non Useable Floor Area Space Group | 805 | Non-usable - Circulation space |  | Barely Adequate | 0.00 | NO
North Terrace_NT46-Union House_Level Two_206B _ Vending Machine - Cold Drink | NT-NT46-02-206B | NT46-02-206B-Vending Machine - Cold Drink | North Terrace | NT | NT46 | Union House | 02 | Level Two | 206B | 99994 | Uni of Adelaide Student Union Association | 859 | Infrastructure | 2.25 | Vending Machine - Cold Drink | 6 | General Facility Space Group | 611 | General Facility - Commercial/Business/Retail Facilities |  | Barely Adequate | 410.25 | NO
North Terrace_NT46-Union House_Level Two_206C _ Vending Machine - Cold Drink | NT-NT46-02-206C | NT46-02-206C-Vending Machine - Cold Drink | North Terrace | NT | NT46 | Union House | 02 | Level Two | 206C | 99994 | Uni of Adelaide Student Union Association | 859 | Infrastructure | 2.25 | Vending Machine - Cold Drink | 6 | General Facility Space Group | 611 | General Facility - Commercial/Business/Retail Facilities |  | Barely Adequate | 410.25 | NO
North Terrace_NT46-Union House_Level Two_206D _ Vending Machine - Cold Drink | NT-NT46-02-206D | NT46-02-206D-Vending Machine - Cold Drink | North Terrace | NT | NT46 | Union House | 02 | Level Two | 206D | 99994 | Uni of Adelaide Student Union Association | 859 | Infrastructure | 2.25 | Vending Machine - Cold Drink | 6 | General Facility Space Group | 611 | General Facility - Commercial/Business/Retail Facilities |  | Barely Adequate | 410.25 | NO
North Terrace_NT46-Union House_Level Two_206E _ Vending Machine - Snack | NT-NT46-02-206E | NT46-02-206E-Vending Machine - Snack | North Terrace | NT | NT46 | Union House | 02 | Level Two | 206E | 99994 | Uni of Adelaide Student Union Association | 859 | Infrastructure | 1.5 | Vending Machine - Snack | 6 | General Facility Space Group | 611 | General Facility - Commercial/Business/Retail Facilities |  | Barely Adequate | 273.50 | NO
North Terrace_NT46-Union House_Level Two_206F _ Vending Machine - Hot Drink | NT-NT46-02-206F | NT46-02-206F-Vending Machine - Hot Drink | North Terrace | NT | NT46 | Union House | 02 | Level Two | 206F | 99994 | Uni of Adelaide Student Union Association | 859 | Infrastructure | 1.5 | Vending Machine - Hot Drink | 6 | General Facility Space Group | 611 | General Facility - Commercial/Business/Retail Facilities |  | Barely Adequate | 273.50 | NO
North Terrace_NT46-Union House_Level Two_206G _ Vending Machine - Cold Drink | NT-NT46-02-206G | NT46-02-206G-Vending Machine - Cold Drink | North Terrace | NT | NT46 | Union House | 02 | Level Two | 206G | 99994 | Uni of Adelaide Student Union Association | 859 | Infrastructure | 1.5 | Vending Machine - Cold Drink | 6 | General Facility Space Group | 611 | General Facility - Commercial/Business/Retail Facilities |  | Barely Adequate | 273.50 | NO
North Terrace_NT46-Union House_Level Two_207 _ Computer /Study Zone | NT-NT46-02-207 | NT46-02-207-Computer /Study Zone | North Terrace | NT | NT46 | Union House | 02 | Level Two | 207 | 99950 | Hub and study spaces (ex-DVCA) | 952 | Corporate Services Division Admin | 64.32 | Computer /Study Zone | 3 | Specialist Teaching or Research Space Group | 310 | Laboratory - Computing - Open Access | INFORMAL-PRIM-I | Barely Adequate | 13,926.73 | NO
North Terrace_NT46-Union House_Level Two_207A _ ATM | NT-NT46-02-207A | NT46-02-207A-ATM | North Terrace | NT | NT46 | Union House | 02 | Level Two | 207A | 859 | Infrastructure Office | 859 | Infrastructure | 3.56 | ATM | 6 | General Facility Space Group | 611 | General Facility - Commercial/Business/Retail Facilities |  | Barely Adequate | 649.11 | NO
North Terrace_NT46-Union House_Level Two_207B _ Office | NT-NT46-02-207B | NT46-02-207B-Office | North Terrace | NT | NT46 | Union House | 02 | Level Two | 207B | 859 | Infrastructure Office | 859 | Infrastructure | 4.76 | Office | 1 | Office Space Group | 108 | Office - Professional/General Staff |  | Barely Adequate | 774.92 | NO
North Terrace_NT46-Union House_Level Two_208 _ Excercise Studio | NT-NT46-02-208 | NT46-02-208-Excercise Studio | North Terrace | NT | NT46 | Union House | 02 | Level Two | 208 | 99998 | Central Common Teaching Areas (In Use) | 952 | Corporate Services Division Admin | 259.89 | Excercise Studio | 6 | General Facility Space Group | 613 | General Facility - Assembly Hall/Auditorium |  | Excellent | 72,561.30 | NO
North Terrace_NT46-Union House_Level Two_209 _ Stair | NT-NT46-02-209 | NT46-02-209-Stair | North Terrace | NT | NT46 | Union House | 02 | Level Two | 209 | 99939 | Unusable Spaces | 99939 | Unusable Spaces | 4.02 | Stair | 8 | Non Useable Floor Area Space Group | 805 | Non-usable - Circulation space |  | Barely Adequate | 0.00 | NO
North Terrace_NT46-Union House_Level Two_209A _ Corr. | NT-NT46-02-209A | NT46-02-209A-Corr. | North Terrace | NT | NT46 | Union House | 02 | Level Two | 209A | 99939 | Unusable Spaces | 99939 | Unusable Spaces | 1.17 | Corr. | 8 | Non Useable Floor Area Space Group | 805 | Non-usable - Circulation space |  | Barely Adequate | 0.00 | NO
North Terrace_NT46-Union House_Level Two_210 _ Excercise Studio - Change - 2 | NT-NT46-02-210 | NT46-02-210-Excercise Studio - Change - 2 | North Terrace | NT | NT46 | Union House | 02 | Level Two | 210 | 99998 | Central Common Teaching Areas (In Use) | 952 | Corporate Services Division Admin | 18 | Excercise Studio - Change - 2 | 8 | Non Useable Floor Area Space Group | 835 | Non-usable - Toilets/Amenities - Other |  | Excellent | 0.00 | NO
North Terrace_NT46-Union House_Level Two_210A _ A/L - 2 | NT-NT46-02-210A | NT46-02-210A-A/L - 2 | North Terrace | NT | NT46 | Union House | 02 | Level Two | 210A | 99939 | Unusable Spaces | 99939 | Unusable Spaces | 3.78 | A/L - 2 | 8 | Non Useable Floor Area Space Group | 805 | Non-usable - Circulation space |  | Excellent | 0.00 | NO
North Terrace_NT46-Union House_Level Two_210B _ A/L - 1 | NT-NT46-02-210B | NT46-02-210B-A/L - 1 | North Terrace | NT | NT46 | Union House | 02 | Level Two | 210B | 99939 | Unusable Spaces | 99939 | Unusable Spaces | 3.78 | A/L - 1 | 8 | Non Useable Floor Area Space Group | 805 | Non-usable - Circulation space |  | Excellent | 0.00 | NO
North Terrace_NT46-Union House_Level Two_210C _ Excercise Studio - Change - 1 | NT-NT46-02-210C | NT46-02-210C-Excercise Studio - Change - 1 | North Terrace | NT | NT46 | Union House | 02 | Level Two | 210C | 99998 | Central Common Teaching Areas (In Use) | 952 | Corporate Services Division Admin | 17.99 | Excercise Studio - Change - 1 | 8 | Non Useable Floor Area Space Group | 835 | Non-usable - Toilets/Amenities - Other |  | Excellent | 0.00 | NO
North Terrace_NT46-Union House_Level Two_211 _ Servery | NT-NT46-02-211 | NT46-02-211-Servery | North Terrace | NT | NT46 | Union House | 02 | Level Two | 211 | 99982 | Uni of Adelaide Club | 859 | Infrastructure | 16.67 | Servery | 6 | General Facility Space Group | 608 | General Facility - Kitchen/Servery/Food Storage |  | Barely Adequate | 3,039.52 | NO
North Terrace_NT46-Union House_Level Two_211A _ Store | NT-NT46-02-211A | NT46-02-211A-Store | North Terrace | NT | NT46 | Union House | 02 | Level Two | 211A | 99998 | Central Common Teaching Areas (In Use) | 952 | Corporate Services Division Admin | 29.35 | Store | 4 | Ancillary Area Space Group | 417 | Ancillary Area - Studio support room |  | Excellent | 6,438.55 | NO
North Terrace_NT46-Union House_Level Two_212 _ Store No. 1 | NT-NT46-02-212 | NT46-02-212-Store No. 1 | North Terrace | NT | NT46 | Union House | 02 | Level Two | 212 | 99982 | Uni of Adelaide Club | 859 | Infrastructure | 11.54 | Store No. 1 | 4 | Ancillary Area Space Group | 419 | Ancillary Area - Store Room - Generic |  | Barely Adequate | 1,653.25 | NO
North Terrace_NT46-Union House_Level Two_213 _ Store No. 2 | NT-NT46-02-213 | NT46-02-213-Store No. 2 | North Terrace | NT | NT46 | Union House | 02 | Level Two | 213 | 99982 | Uni of Adelaide Club | 859 | Infrastructure | 11.09 | Store No. 2 | 4 | Ancillary Area Space Group | 419 | Ancillary Area - Store Room - Generic |  | Barely Adequate | 1,588.79 | NO
North Terrace_NT46-Union House_Level Two_214 _ Kitchen | NT-NT46-02-214 | NT46-02-214-Kitchen | North Terrace | NT | NT46 | Union House | 02 | Level Two | 214 | 99982 | Uni of Adelaide Club | 859 | Infrastructure | 179.8 | Kitchen | 6 | General Facility Space Group | 608 | General Facility - Kitchen/Servery/Food Storage |  | Barely Adequate | 32,783.78 | NO
North Terrace_NT46-Union House_Level Two_214A _ Cold Room | NT-NT46-02-214A | NT46-02-214A-Cold Room | North Terrace | NT | NT46 | Union House | 02 | Level Two | 214A | 99982 | Uni of Adelaide Club | 859 | Infrastructure | 5.06 | Cold Room | 4 | Ancillary Area Space Group | 405 | Ancillary Area - Constant Temperature/ Freezer/Cold/Warm Rooms |  | Barely Adequate | 724.91 | NO
North Terrace_NT46-Union House_Level Two_214B _ Bakery | NT-NT46-02-214B | NT46-02-214B-Bakery | North Terrace | NT | NT46 | Union House | 02 | Level Two | 214B | 99982 | Uni of Adelaide Club | 859 | Infrastructure | 34.72 | Bakery | 6 | General Facility Space Group | 611 | General Facility - Commercial/Business/Retail Facilities |  | Barely Adequate | 6,330.66 | NO
North Terrace_NT46-Union House_Level Two_214C _ Corr. | NT-NT46-02-214C | NT46-02-214C-Corr. | North Terrace | NT | NT46 | Union House | 02 | Level Two | 214C | 99982 | Uni of Adelaide Club | 859 | Infrastructure | 36.04 | Corr. | 8 | Non Useable Floor Area Space Group | 805 | Non-usable - Circulation space |  | Barely Adequate | 0.00 | NO
North Terrace_NT46-Union House_Level Two_214D _ Corr. | NT-NT46-02-214D | NT46-02-214D-Corr. | North Terrace | NT | NT46 | Union House | 02 | Level Two | 214D | 99939 | Unusable Spaces | 99939 | Unusable Spaces | 23.59 | Corr. | 8 | Non Useable Floor Area Space Group | 805 | Non-usable - Circulation space |  | Unknown | 0.00 | NO
North Terrace_NT46-Union House_Level Two_214E _ Elec DB | NT-NT46-02-214E | NT46-02-214E-Elec DB | North Terrace | NT | NT46 | Union House | 02 | Level Two | 214E | 99939 | Unusable Spaces | 99939 | Unusable Spaces | 0.08 | Elec DB | 8 | Non Useable Floor Area Space Group | 840 | Non-usable - Service riser |  | Unknown | 0.00 | NO
North Terrace_NT46-Union House_Level Two_214G _ Stair | NT-NT46-02-214G | NT46-02-214G-Stair | North Terrace | NT | NT46 | Union House | 02 | Level Two | 214G | 99939 | Unusable Spaces | 99939 | Unusable Spaces | 2.41 | Stair | 8 | Non Useable Floor Area Space Group | 805 | Non-usable - Circulation space |  | Unknown | 0.00 | NO
North Terrace_NT46-Union House_Level Two_214H _ Stair | NT-NT46-02-214H | NT46-02-214H-Stair | North Terrace | NT | NT46 | Union House | 02 | Level Two | 214H | 99939 | Unusable Spaces | 99939 | Unusable Spaces | 2.41 | Stair | 8 | Non Useable Floor Area Space Group | 805 | Non-usable - Circulation space |  | Unknown | 0.00 | NO
North Terrace_NT46-Union House_Level Two_214J _ Kitchen / Entrance | NT-NT46-02-214J | NT46-02-214J-Kitchen / Entrance | North Terrace | NT | NT46 | Union House | 02 | Level Two | 214J | 99982 | Uni of Adelaide Club | 859 | Infrastructure | 12.92 | Kitchen / Entrance | 6 | General Facility Space Group | 608 | General Facility - Kitchen/Servery/Food Storage |  | Barely Adequate | 2,355.76 | NO
North Terrace_NT46-Union House_Level Two_215 _ Store No. 5 | NT-NT46-02-215 | NT46-02-215-Store No. 5 | North Terrace | NT | NT46 | Union House | 02 | Level Two | 215 | 99982 | Uni of Adelaide Club | 859 | Infrastructure | 18.21 | Store No. 5 | 4 | Ancillary Area Space Group | 419 | Ancillary Area - Store Room - Generic |  | Barely Adequate | 2,608.82 | NO
North Terrace_NT46-Union House_Level Two_216 _ Cold Room | NT-NT46-02-216 | NT46-02-216-Cold Room | North Terrace | NT | NT46 | Union House | 02 | Level Two | 216 | 99982 | Uni of Adelaide Club | 859 | Infrastructure | 9.64 | Cold Room | 4 | Ancillary Area Space Group | 405 | Ancillary Area - Constant Temperature/ Freezer/Cold/Warm Rooms |  | Barely Adequate | 1,381.06 | NO
North Terrace_NT46-Union House_Level Two_217 _ Prep. Room | NT-NT46-02-217 | NT46-02-217-Prep. Room | North Terrace | NT | NT46 | Union House | 02 | Level Two | 217 | 99982 | Uni of Adelaide Club | 859 | Infrastructure | 6 | Prep. Room | 6 | General Facility Space Group | 608 | General Facility - Kitchen/Servery/Food Storage |  | Barely Adequate | 1,094.01 | NO
North Terrace_NT46-Union House_Level Two_218 _ Office - Catering | NT-NT46-02-218 | NT46-02-218-Office - Catering | North Terrace | NT | NT46 | Union House | 02 | Level Two | 218 | 99982 | Uni of Adelaide Club | 859 | Infrastructure | 14.42 | Office - Catering | 1 | Office Space Group | 108 | Office - Professional/General Staff |  | Barely Adequate | 2,347.56 | NO
North Terrace_NT46-Union House_Level Two_218A _ Office | NT-NT46-02-218A | NT46-02-218A-Office | North Terrace | NT | NT46 | Union House | 02 | Level Two | 218A | 99982 | Uni of Adelaide Club | 859 | Infrastructure | 12.48 | Office | 1 | Office Space Group | 108 | Office - Professional/General Staff |  | Barely Adequate | 2,031.73 | NO
North Terrace_NT46-Union House_Level Two_218B _ Office | NT-NT46-02-218B | NT46-02-218B-Office | North Terrace | NT | NT46 | Union House | 02 | Level Two | 218B | 99982 | Uni of Adelaide Club | 859 | Infrastructure | 12.95 | Office | 1 | Office Space Group | 108 | Office - Professional/General Staff |  | Barely Adequate | 2,108.25 | NO
North Terrace_NT46-Union House_Level Two_218C _ Electrical Plantroom | NT-NT46-02-218C | NT46-02-218C-Electrical Plantroom | North Terrace | NT | NT46 | Union House | 02 | Level Two | 218C | 99939 | Unusable Spaces | 99939 | Unusable Spaces | 7.81 | Electrical Plantroom | 8 | Non Useable Floor Area Space Group | 811 | Non-usable - Plant room other |  | Unknown | 0.00 | NO
North Terrace_NT46-Union House_Level Two_218D _ Office | NT-NT46-02-218D | NT46-02-218D-Office | North Terrace | NT | NT46 | Union House | 02 | Level Two | 218D | 99982 | Uni of Adelaide Club | 859 | Infrastructure | 10.44 | Office | 1 | Office Space Group | 108 | Office - Professional/General Staff |  | Barely Adequate | 1,699.62 | NO
North Terrace_NT46-Union House_Level Two_219 _ Cold Room | NT-NT46-02-219 | NT46-02-219-Cold Room | North Terrace | NT | NT46 | Union House | 02 | Level Two | 219 | 859 | Infrastructure Office | 859 | Infrastructure | 12.86 | Cold Room | 4 | Ancillary Area Space Group | 405 | Ancillary Area - Constant Temperature/ Freezer/Cold/Warm Rooms |  | Barely Adequate | 1,842.36 | NO
North Terrace_NT46-Union House_Level Two_219A _ Freezer | NT-NT46-02-219A | NT46-02-219A-Freezer | North Terrace | NT | NT46 | Union House | 02 | Level Two | 219A | 859 | Infrastructure Office | 859 | Infrastructure | 5.53 | Freezer | 4 | Ancillary Area Space Group | 405 | Ancillary Area - Constant Temperature/ Freezer/Cold/Warm Rooms |  | Barely Adequate | 792.24 | NO
North Terrace_NT46-Union House_Level Two_220 _ Office | NT-NT46-02-220 | NT46-02-220-Office | North Terrace | NT | NT46 | Union House | 02 | Level Two | 220 | 859 | Infrastructure Office | 859 | Infrastructure | 9.07 | Office | 1 | Office Space Group | 108 | Office - Professional/General Staff |  | Barely Adequate | 1,476.59 | NO
North Terrace_NT46-Union House_Level Two_221 _ Store No. 4 | NT-NT46-02-221 | NT46-02-221-Store No. 4 | North Terrace | NT | NT46 | Union House | 02 | Level Two | 221 | 859 | Infrastructure Office | 859 | Infrastructure | 48.01 | Store No. 4 | 4 | Ancillary Area Space Group | 419 | Ancillary Area - Store Room - Generic |  | Barely Adequate | 6,878.06 | NO
North Terrace_NT46-Union House_Level Two_222 _ Gas Meter | NT-NT46-02-222 | NT46-02-222-Gas Meter | North Terrace | NT | NT46 | Union House | 02 | Level Two | 222 | 99939 | Unusable Spaces | 99939 | Unusable Spaces | 4.93 | Gas Meter | 4 | Ancillary Area Space Group | 418 | Ancillary Area - Dangerous goods storage |  | Unknown | 0.00 | NO
North Terrace_NT46-Union House_Level Two_223 _ Softener Room | NT-NT46-02-223 | NT46-02-223-Softener Room | North Terrace | NT | NT46 | Union House | 02 | Level Two | 223 | 859 | Infrastructure Office | 859 | Infrastructure | 14.35 | Softener Room | 4 | Ancillary Area Space Group | 401 | Ancillary Area - Laboratory Service and Preparation |  | Barely Adequate | 2,055.82 | NO
North Terrace_NT46-Union House_Level Two_224 _ Store | NT-NT46-02-224 | NT46-02-224-Store | North Terrace | NT | NT46 | Union House | 02 | Level Two | 224 | 859 | Infrastructure Office | 859 | Infrastructure | 15.16 | Store | 4 | Ancillary Area Space Group | 419 | Ancillary Area - Store Room - Generic |  | Barely Adequate | 2,171.87 | NO
North Terrace_NT46-Union House_Level Two_224A _ Store | NT-NT46-02-224A | NT46-02-224A-Store | North Terrace | NT | NT46 | Union House | 02 | Level Two | 224A | 859 | Infrastructure Office | 859 | Infrastructure | 1.57 | Store | 4 | Ancillary Area Space Group | 419 | Ancillary Area - Store Room - Generic |  | Barely Adequate | 224.92 | NO
North Terrace_NT46-Union House_Level Two_225 _ Servery | NT-NT46-02-225 | NT46-02-225-Servery | North Terrace | NT | NT46 | Union House | 02 | Level Two | 225 | 859 | Infrastructure Office | 859 | Infrastructure | 8.47 | Servery | 6 | General Facility Space Group | 608 | General Facility - Kitchen/Servery/Food Storage |  | Barely Adequate | 1,544.38 | NO
North Terrace_NT46-Union House_Level Two_226 _ Office | NT-NT46-02-226 | NT46-02-226-Office | North Terrace | NT | NT46 | Union House | 02 | Level Two | 226 | 859 | Infrastructure Office | 859 | Infrastructure | 11.56 | Office | 1 | Office Space Group | 108 | Office - Professional/General Staff |  | Barely Adequate | 1,881.95 | NO
North Terrace_NT46-Union House_Level Two_227 _ Office | NT-NT46-02-227 | NT46-02-227-Office | North Terrace | NT | NT46 | Union House | 02 | Level Two | 227 | 859 | Infrastructure Office | 859 | Infrastructure | 15.47 | Office | 1 | Office Space Group | 108 | Office - Professional/General Staff |  | Barely Adequate | 2,518.50 | NO
North Terrace_NT46-Union House_Level Two_228 _ "Uni Bar" - Kitchen | NT-NT46-02-228 | NT46-02-228-"Uni Bar" - Kitchen | North Terrace | NT | NT46 | Union House | 02 | Level Two | 228 | 859 | Infrastructure Office | 859 | Infrastructure | 70.44 | "Uni Bar" - Kitchen | 6 | General Facility Space Group | 608 | General Facility - Kitchen/Servery/Food Storage |  | Excellent | 19,666.85 | NO
North Terrace_NT46-Union House_Level Two_229 _ "Uni Bar" | NT-NT46-02-229 | NT46-02-229-"Uni Bar" | North Terrace | NT | NT46 | Union House | 02 | Level Two | 229 | 859 | Infrastructure Office | 859 | Infrastructure | 343.97 | "Uni Bar" | 6 | General Facility Space Group | 611 | General Facility - Commercial/Business/Retail Facilities | INFORMAL-PRIM-S | Excellent | 96,036.44 | NO
North Terrace_NT46-Union House_Level Two_230 _ Lounge | NT-NT46-02-230 | NT46-02-230-Lounge | North Terrace | NT | NT46 | Union House | 02 | Level Two | 230 | 859 | Infrastructure Office | 859 | Infrastructure | 37.35 | Lounge | 6 | General Facility Space Group | 604 | General Facility - Common Room General Access |  | Barely Adequate | 6,810.20 | NO
North Terrace_NT46-Union House_Level Two_230A _ Stair | NT-NT46-02-230A | NT46-02-230A-Stair | North Terrace | NT | NT46 | Union House | 02 | Level Two | 230A | 99939 | Unusable Spaces | 99939 | Unusable Spaces | 2.15 | Stair | 8 | Non Useable Floor Area Space Group | 805 | Non-usable - Circulation space |  | Unknown | 0.00 | NO
North Terrace_NT46-Union House_Level Two_231 _ Theatre Foyer | NT-NT46-02-231 | NT46-02-231-Theatre Foyer | North Terrace | NT | NT46 | Union House | 02 | Level Two | 231 | 859 | Infrastructure Office | 859 | Infrastructure | 23.24 | Theatre Foyer | 8 | Non Useable Floor Area Space Group | 805 | Non-usable - Circulation space |  | Barely Adequate | 0.00 | NO
North Terrace_NT46-Union House_Level Two_231A _ Store No. 7 | NT-NT46-02-231A | NT46-02-231A-Store No. 7 | North Terrace | NT | NT46 | Union House | 02 | Level Two | 231A | 859 | Infrastructure Office | 859 | Infrastructure | 9.22 | Store No. 7 | 4 | Ancillary Area Space Group | 419 | Ancillary Area - Store Room - Generic |  | Barely Adequate | 1,320.88 | NO
North Terrace_NT46-Union House_Level Two_231B _ Store | NT-NT46-02-231B | NT46-02-231B-Store | North Terrace | NT | NT46 | Union House | 02 | Level Two | 231B | 859 | Infrastructure Office | 859 | Infrastructure | 4.37 | Store | 4 | Ancillary Area Space Group | 419 | Ancillary Area - Store Room - Generic |  | Barely Adequate | 626.06 | NO
North Terrace_NT46-Union House_Level Two_231C _ Stair | NT-NT46-02-231C | NT46-02-231C-Stair | North Terrace | NT | NT46 | Union House | 02 | Level Two | 231C | 99939 | Unusable Spaces | 99939 | Unusable Spaces | 4.32 | Stair | 8 | Non Useable Floor Area Space Group | 805 | Non-usable - Circulation space |  | Unknown | 0.00 | NO
North Terrace_NT46-Union House_Level Two_231D _ Lift | NT-NT46-02-231D | NT46-02-231D-Lift | North Terrace | NT | NT46 | Union House | 02 | Level Two | 231D | 99939 | Unusable Spaces | 99939 | Unusable Spaces | 7.93 | Lift | 8 | Non Useable Floor Area Space Group | 838 | Non-usable - Lift |  | Unknown | 0.00 | NO
North Terrace_NT46-Union House_Level Two_232 _ "Little Theatre" | NT-NT46-02-232 | NT46-02-232-"Little Theatre" | North Terrace | NT | NT46 | Union House | 02 | Level Two | 232 | 859 | Infrastructure Office | 859 | Infrastructure | 179.86 | "Little Theatre" | 2 | Teaching Space Group | 202 | Lecture Theatre (> 100 seats) |  | Barely Adequate | 35,722.82 | NO
North Terrace_NT46-Union House_Level Two_232A _ Stair | NT-NT46-02-232A | NT46-02-232A-Stair | North Terrace | NT | NT46 | Union House | 02 | Level Two | 232A | 99939 | Unusable Spaces | 99939 | Unusable Spaces | 11.04 | Stair | 8 | Non Useable Floor Area Space Group | 805 | Non-usable - Circulation space |  | Unknown | 0.00 | NO
North Terrace_NT46-Union House_Level Two_232B _ Stair | NT-NT46-02-232B | NT46-02-232B-Stair | North Terrace | NT | NT46 | Union House | 02 | Level Two | 232B | 99939 | Unusable Spaces | 99939 | Unusable Spaces | 11.02 | Stair | 8 | Non Useable Floor Area Space Group | 805 | Non-usable - Circulation space |  | Unknown | 0.00 | NO
North Terrace_NT46-Union House_Level Two_GM201 _ Meeting | NT-NT46-02-GM201 | NT46-02-GM201-Meeting | North Terrace | NT | NT46 | Union House | 02 | Level Two | GM201 |  |  |  |  | 22.96 | Meeting | 6 | General Facility Space Group | 601 | General Facility - Committee/Conference/Meeting room |  | Adequate | 4,360.84 | NO
North Terrace_NT46-Union House_Level Two_GM201A _ Office | NT-NT46-02-GM201A | NT46-02-GM201A-Office | North Terrace | NT | NT46 | Union House | 02 | Level Two | GM201A |  |  |  |  | 10.07 | Office | 1 | Office Space Group | 108 | Office - Professional/General Staff |  | Adequate | 1,707.69 | NO
North Terrace_NT46-Union House_Level Two_GM201B _ Student Activity Room | NT-NT46-02-GM201B | NT46-02-GM201B-Student Activity Room | North Terrace | NT | NT46 | Union House | 02 | Level Two | GM201B |  |  |  |  | 119.68 | Student Activity Room | 1 | Office Space Group | 108 | Office - Professional/General Staff |  | Adequate | 20,295.59 | NO
North Terrace_NT46-Union House_Level Two_GM201F _ VSR - Comms | NT-NT46-02-GM201F | NT46-02-GM201F-VSR - Comms | North Terrace | NT | NT46 | Union House | 02 | Level Two | GM201F | 99939 | Unusable Spaces | 99939 | Unusable Spaces | 0.25 | VSR - Comms | 8 | Non Useable Floor Area Space Group | 840 | Non-usable - Service riser |  | Unknown | 0.00 | NO
North Terrace_NT46-Union House_Level Two_GM201G _ Dark Room / Store | NT-NT46-02-GM201G | NT46-02-GM201G-Dark Room / Store | North Terrace | NT | NT46 | Union House | 02 | Level Two | GM201G |  |  |  |  | 22.16 | Dark Room / Store | 4 | Ancillary Area Space Group | 411 | Ancillary Area - Darkroom |  | Adequate | 3,306.99 | NO
North Terrace_NT46-Union House_Level Two_GM201H _ Office | NT-NT46-02-GM201H | NT46-02-GM201H-Office | North Terrace | NT | NT46 | Union House | 02 | Level Two | GM201H | 859 | Infrastructure Office | 859 | Infrastructure | 10.42 | Office | 1 | Office Space Group | 108 | Office - Professional/General Staff |  | Barely Adequate | 1,696.36 | NO
North Terrace_NT46-Union House_Level Two_GM202 _ Stair / Hall | NT-NT46-02-GM202 | NT46-02-GM202-Stair / Hall | North Terrace | NT | NT46 | Union House | 02 | Level Two | GM202 | 99939 | Unusable Spaces | 99939 | Unusable Spaces | 33.68 | Stair / Hall | 8 | Non Useable Floor Area Space Group | 805 | Non-usable - Circulation space |  | Unknown | 0.00 | NO
North Terrace_NT46-Union House_Level Two_GM203 _ FIX Student Lounge | NT-NT46-02-GM203 | NT46-02-GM203-FIX Student Lounge | North Terrace | NT | NT46 | Union House | 02 | Level Two | GM203 | 859 | Infrastructure Office | 859 | Infrastructure | 133.21 | FIX Student Lounge | 6 | General Facility Space Group | 606 | General Facility - Common Room Student access |  | Barely Adequate | 24,288.81 | NO
North Terrace_NT46-Union House_Level Two_GM203A _ FIX Student Lounge / Store | NT-NT46-02-GM203A | NT46-02-GM203A-FIX Student Lounge / Store | North Terrace | NT | NT46 | Union House | 02 | Level Two | GM203A | 859 | Infrastructure Office | 859 | Infrastructure | 4.58 | FIX Student Lounge / Store | 4 | Ancillary Area Space Group | 419 | Ancillary Area - Store Room - Generic |  | Barely Adequate | 656.14 | NO
North Terrace_NT46-Union House_Level Two_GM203B _ FIX Student Lounge | NT-NT46-02-GM203B | NT46-02-GM203B-FIX Student Lounge | North Terrace | NT | NT46 | Union House | 02 | Level Two | GM203B | 859 | Infrastructure Office | 859 | Infrastructure | 5.56 | FIX Student Lounge | 6 | General Facility Space Group | 606 | General Facility - Common Room Student access |  | Barely Adequate | 1,013.78 | NO
North Terrace_NT46-Union House_Level Two_GM203C _ FIX Student Lounge / Store | NT-NT46-02-GM203C | NT46-02-GM203C-FIX Student Lounge / Store | North Terrace | NT | NT46 | Union House | 02 | Level Two | GM203C | 859 | Infrastructure Office | 859 | Infrastructure | 1.18 | FIX Student Lounge / Store | 4 | Ancillary Area Space Group | 419 | Ancillary Area - Store Room - Generic |  | Barely Adequate | 169.05 | NO
North Terrace_NT46-Union House_Level Two_GM203D _ FIX Student Lounge / Store | NT-NT46-02-GM203D | NT46-02-GM203D-FIX Student Lounge / Store | North Terrace | NT | NT46 | Union House | 02 | Level Two | GM203D | 859 | Infrastructure Office | 859 | Infrastructure | 2.12 | FIX Student Lounge / Store | 4 | Ancillary Area Space Group | 419 | Ancillary Area - Store Room - Generic |  | Barely Adequate | 303.72 | NO
North Terrace_NT46-Union House_Level Two_GM204 _ Stair | NT-NT46-02-GM204 | NT46-02-GM204-Stair | North Terrace | NT | NT46 | Union House | 02 | Level Two | GM204 | 99939 | Unusable Spaces | 99939 | Unusable Spaces | 9.98 | Stair | 8 | Non Useable Floor Area Space Group | 805 | Non-usable - Circulation space |  | Unknown | 0.00 | NO
North Terrace_NT46-Union House_Level Two_GM204A _ VSR | NT-NT46-02-GM204A | NT46-02-GM204A-VSR | North Terrace | NT | NT46 | Union House | 02 | Level Two | GM204A | 99939 | Unusable Spaces | 99939 | Unusable Spaces | 1.61 | VSR | 8 | Non Useable Floor Area Space Group | 840 | Non-usable - Service riser |  | Unknown | 0.00 | NO
North Terrace_NT46-Union House_Level Two_GM204B _ Lift | NT-NT46-02-GM204B | NT46-02-GM204B-Lift | North Terrace | NT | NT46 | Union House | 02 | Level Two | GM204B | 99939 | Unusable Spaces | 99939 | Unusable Spaces | 1.65 | Lift | 8 | Non Useable Floor Area Space Group | 838 | Non-usable - Lift |  | Unknown | 0.00 | NO
North Terrace_NT46-Union House_Level Two_GM204E _ Corr. | NT-NT46-02-GM204E | NT46-02-GM204E-Corr. | North Terrace | NT | NT46 | Union House | 02 | Level Two | GM204E | 859 | Infrastructure Office | 859 | Infrastructure | 5.06 | Corr. | 8 | Non Useable Floor Area Space Group | 805 | Non-usable - Circulation space |  | Barely Adequate | 0.00 | NO
North Terrace_NT46-Union House_Level Two_LS203 _ Entry | NT-NT46-02-LS203 | NT46-02-LS203-Entry | North Terrace | NT | NT46 | Union House | 02 | Level Two | LS203 | 99939 | Unusable Spaces | 99939 | Unusable Spaces | 17.11 | Entry | 8 | Non Useable Floor Area Space Group | 805 | Non-usable - Circulation space |  | Good | 0.00 | NO
North Terrace_NT46-Union House_Level Two_LS204 _ Stair | NT-NT46-02-LS204 | NT46-02-LS204-Stair | North Terrace | NT | NT46 | Union House | 02 | Level Two | LS204 | 99939 | Unusable Spaces | 99939 | Unusable Spaces | 15.41 | Stair | 8 | Non Useable Floor Area Space Group | 805 | Non-usable - Circulation space |  | Good | 0.00 | NO
North Terrace_NT46-Union House_Level Two_LS205 _ Lobby | NT-NT46-02-LS205 | NT46-02-LS205-Lobby | North Terrace | NT | NT46 | Union House | 02 | Level Two | LS205 | 859 | Infrastructure Office | 859 | Infrastructure | 15.47 | Lobby | 6 | General Facility Space Group | 623 | General Facility - Waiting Area/Foyer/Reception Area |  | Excellent | 4,319.22 | NO
North Terrace_NT46-Union House_Level Two_LS206 _ Store | NT-NT46-02-LS206 | NT46-02-LS206-Store | North Terrace | NT | NT46 | Union House | 02 | Level Two | LS206 | 859 | Infrastructure Office | 859 | Infrastructure | 14.7 | Store | 4 | Ancillary Area Space Group | 419 | Ancillary Area - Store Room - Generic |  | Good | 2,742.14 | NO
North Terrace_NT46-Union House_Level Two_LS207 _ Exersice Studio | NT-NT46-02-LS207 | NT46-02-LS207-Exersice Studio | North Terrace | NT | NT46 | Union House | 02 | Level Two | LS207 | 99998 | Central Common Teaching Areas (In Use) | 952 | Corporate Services Division Admin | 150.67 | Exersice Studio | 3 | Specialist Teaching or Research Space Group | 325 | Studio - Dance - Undergraduate/Postgraduate |  | Excellent | 49,954.64 | NO
North Terrace_NT46-Union House_Level Two_LS208 _ Kitchen | NT-NT46-02-LS208 | NT46-02-LS208-Kitchen | North Terrace | NT | NT46 | Union House | 02 | Level Two | LS208 | 859 | Infrastructure Office | 859 | Infrastructure | 12.04 | Kitchen | 6 | General Facility Space Group | 608 | General Facility - Kitchen/Servery/Food Storage |  | Excellent | 3,361.57 | NO
North Terrace_NT46-Union House_Level Two_LS209 _ Store | NT-NT46-02-LS209 | NT46-02-LS209-Store | North Terrace | NT | NT46 | Union House | 02 | Level Two | LS209 | 99998 | Central Common Teaching Areas (In Use) | 952 | Corporate Services Division Admin | 1.35 | Store | 4 | Ancillary Area Space Group | 419 | Ancillary Area - Store Room - Generic |  | Good | 251.83 | NO
North Terrace_NT46-Union House_Level Two_LS233 _ Foyer | NT-NT46-02-LS233 | NT46-02-LS233-Foyer | North Terrace | NT | NT46 | Union House | 02 | Level Two | LS233 | 99994 | Uni of Adelaide Student Union Association | 859 | Infrastructure | 16.51 | Foyer | 8 | Non Useable Floor Area Space Group | 805 | Non-usable - Circulation space |  | Excellent | 0.00 | NO
North Terrace_NT46-Union House_Level Two_LS234 _ Office | NT-NT46-02-LS234 | NT46-02-LS234-Office | North Terrace | NT | NT46 | Union House | 02 | Level Two | LS234 | 99994 | Uni of Adelaide Student Union Association | 859 | Infrastructure | 16.8 | Office | 1 | Office Space Group | 108 | Office - Professional/General Staff |  | Excellent | 4,188.00 | NO
North Terrace_NT46-Union House_Level Two_LS235 _ Office | NT-NT46-02-LS235 | NT46-02-LS235-Office | North Terrace | NT | NT46 | Union House | 02 | Level Two | LS235 | 99994 | Uni of Adelaide Student Union Association | 859 | Infrastructure | 11.53 | Office | 1 | Office Space Group | 108 | Office - Professional/General Staff |  | Excellent | 2,874.26 | NO
North Terrace_NT46-Union House_Level Two_LS235A _ Hall | NT-NT46-02-LS235A | NT46-02-LS235A-Hall | North Terrace | NT | NT46 | Union House | 02 | Level Two | LS235A | 99994 | Uni of Adelaide Student Union Association | 859 | Infrastructure | 6.26 | Hall | 8 | Non Useable Floor Area Space Group | 805 | Non-usable - Circulation space |  | Excellent | 0.00 | NO
North Terrace_NT46-Union House_Level Two_LS236 _ Office | NT-NT46-02-LS236 | NT46-02-LS236-Office | North Terrace | NT | NT46 | Union House | 02 | Level Two | LS236 | 99994 | Uni of Adelaide Student Union Association | 859 | Infrastructure | 11.79 | Office | 1 | Office Space Group | 108 | Office - Professional/General Staff |  | Excellent | 2,939.08 | NO
North Terrace_NT46-Union House_Level Two_LS236A _ Office | NT-NT46-02-LS236A | NT46-02-LS236A-Office | North Terrace | NT | NT46 | Union House | 02 | Level Two | LS236A | 99994 | Uni of Adelaide Student Union Association | 859 | Infrastructure | 11.06 | Office | 1 | Office Space Group | 108 | Office - Professional/General Staff |  | Excellent | 2,757.10 | NO
North Terrace_NT46-Union House_Level Two_LS236C _ Hall | NT-NT46-02-LS236C | NT46-02-LS236C-Hall | North Terrace | NT | NT46 | Union House | 02 | Level Two | LS236C | 99994 | Uni of Adelaide Student Union Association | 859 | Infrastructure | 12.63 | Hall | 8 | Non Useable Floor Area Space Group | 805 | Non-usable - Circulation space |  | Excellent | 0.00 | NO
North Terrace_NT46-Union House_Level Two_LS237 _ Lobby / Stairs | NT-NT46-02-LS237 | NT46-02-LS237-Lobby / Stairs | North Terrace | NT | NT46 | Union House | 02 | Level Two | LS237 | 99994 | Uni of Adelaide Student Union Association | 859 | Infrastructure | 16.8 | Lobby / Stairs | 8 | Non Useable Floor Area Space Group | 805 | Non-usable - Circulation space |  | Barely Adequate | 0.00 | NO
North Terrace_NT46-Union House_Level Two_LS238 _ Stair | NT-NT46-02-LS238 | NT46-02-LS238-Stair | North Terrace | NT | NT46 | Union House | 02 | Level Two | LS238 | 99939 | Unusable Spaces | 99939 | Unusable Spaces | 32.51 | Stair | 8 | Non Useable Floor Area Space Group | 805 | Non-usable - Circulation space |  | Unknown | 0.00 | NO
North Terrace_NT46-Union House_Level Three_300A _ VSR | NT-NT46-03-300A | NT46-03-300A-VSR | North Terrace | NT | NT46 | Union House | 03 | Level Three | 300A | 99939 | Unusable Spaces | 99939 | Unusable Spaces | 1.57 | VSR | 8 | Non Useable Floor Area Space Group | 840 | Non-usable - Service riser |  | Unknown | 0.00 | NO
North Terrace_NT46-Union House_Level Three_300D _ Lift | NT-NT46-03-300D | NT46-03-300D-Lift | North Terrace | NT | NT46 | Union House | 03 | Level Three | 300D | 99939 | Unusable Spaces | 99939 | Unusable Spaces | 2.03 | Lift | 8 | Non Useable Floor Area Space Group | 838 | Non-usable - Lift |  | Unknown | 0.00 | NO
North Terrace_NT46-Union House_Level Three_301 _ Stair | NT-NT46-03-301 | NT46-03-301-Stair | North Terrace | NT | NT46 | Union House | 03 | Level Three | 301 | 99939 | Unusable Spaces | 99939 | Unusable Spaces | 15.95 | Stair | 8 | Non Useable Floor Area Space Group | 805 | Non-usable - Circulation space |  | Unknown | 0.00 | NO
North Terrace_NT46-Union House_Level Three_301A _ Student Lounge | NT-NT46-03-301A | NT46-03-301A-Student Lounge | North Terrace | NT | NT46 | Union House | 03 | Level Three | 301A | 859 | Infrastructure Office | 859 | Infrastructure | 11.33 | Student Lounge | 6 | General Facility Space Group | 609 | General Facility - Recreation Room/Lounge/Bar/Social space |  | Barely Adequate | 2,065.85 | NO
North Terrace_NT46-Union House_Level Three_302 _ Student Lounge | NT-NT46-03-302 | NT46-03-302-Student Lounge | North Terrace | NT | NT46 | Union House | 03 | Level Three | 302 | 859 | Infrastructure Office | 859 | Infrastructure | 33.6 | Student Lounge | 6 | General Facility Space Group | 609 | General Facility - Recreation Room/Lounge/Bar/Social space |  | Barely Adequate | 6,126.45 | NO
North Terrace_NT46-Union House_Level Three_302A _ Student Lounge | NT-NT46-03-302A | NT46-03-302A-Student Lounge | North Terrace | NT | NT46 | Union House | 03 | Level Three | 302A | 859 | Infrastructure Office | 859 | Infrastructure | 33.83 | Student Lounge | 6 | General Facility Space Group | 609 | General Facility - Recreation Room/Lounge/Bar/Social space |  | Barely Adequate | 6,168.38 | NO
North Terrace_NT46-Union House_Level Three_303 _ Student Lounge | NT-NT46-03-303 | NT46-03-303-Student Lounge | North Terrace | NT | NT46 | Union House | 03 | Level Three | 303 | 859 | Infrastructure Office | 859 | Infrastructure | 40.24 | Student Lounge | 6 | General Facility Space Group | 609 | General Facility - Recreation Room/Lounge/Bar/Social space |  | Barely Adequate | 7,337.15 | NO
North Terrace_NT46-Union House_Level Three_303A _ Store | NT-NT46-03-303A | NT46-03-303A-Store | North Terrace | NT | NT46 | Union House | 03 | Level Three | 303A | 859 | Infrastructure Office | 859 | Infrastructure | 2.06 | Store | 4 | Ancillary Area Space Group | 419 | Ancillary Area - Store Room - Generic |  | Barely Adequate | 295.12 | NO
North Terrace_NT46-Union House_Level Three_303B _ Foyer | NT-NT46-03-303B | NT46-03-303B-Foyer | North Terrace | NT | NT46 | Union House | 03 | Level Three | 303B | 99994 | Uni of Adelaide Student Union Association | 859 | Infrastructure | 3.89 | Foyer | 8 | Non Useable Floor Area Space Group | 805 | Non-usable - Circulation space |  | Barely Adequate | 0.00 | NO
North Terrace_NT46-Union House_Level Three_303C _ Office | NT-NT46-03-303C | NT46-03-303C-Office | North Terrace | NT | NT46 | Union House | 03 | Level Three | 303C | 99994 | Uni of Adelaide Student Union Association | 859 | Infrastructure | 18 | Office | 1 | Office Space Group | 108 | Office - Professional/General Staff |  | Barely Adequate | 2,930.38 | NO
North Terrace_NT46-Union House_Level Three_303D _ Comms | NT-NT46-03-303D | NT46-03-303D-Comms | North Terrace | NT | NT46 | Union House | 03 | Level Three | 303D | 850 | ITDS Branch Central Costs | 869 | Information Technology and Digital Services | 10.32 | Comms | 8 | Non Useable Floor Area Space Group | 812 | Non-usable - Comms/network system/Telephone/PABX |  | Barely Adequate | 0.00 | NO
North Terrace_NT46-Union House_Level Three_303E _ Tea Room | NT-NT46-03-303E | NT46-03-303E-Tea Room | North Terrace | NT | NT46 | Union House | 03 | Level Three | 303E | 99994 | Uni of Adelaide Student Union Association | 859 | Infrastructure | 9.38 | Tea Room | 6 | General Facility Space Group | 608 | General Facility - Kitchen/Servery/Food Storage |  | Barely Adequate | 1,710.30 | NO
North Terrace_NT46-Union House_Level Three_303F _ Store | NT-NT46-03-303F | NT46-03-303F-Store | North Terrace | NT | NT46 | Union House | 03 | Level Three | 303F | 99994 | Uni of Adelaide Student Union Association | 859 | Infrastructure | 3.27 | Store | 4 | Ancillary Area Space Group | 419 | Ancillary Area - Store Room - Generic |  | Barely Adequate | 468.47 | NO
North Terrace_NT46-Union House_Level Three_303G _ Office | NT-NT46-03-303G | NT46-03-303G-Office | North Terrace | NT | NT46 | Union House | 03 | Level Three | 303G | 99994 | Uni of Adelaide Student Union Association | 859 | Infrastructure | 14.39 | Office | 1 | Office Space Group | 108 | Office - Professional/General Staff |  | Barely Adequate | 2,342.68 | NO
North Terrace_NT46-Union House_Level Three_303H _ Office | NT-NT46-03-303H | NT46-03-303H-Office | North Terrace | NT | NT46 | Union House | 03 | Level Three | 303H | 99994 | Uni of Adelaide Student Union Association | 859 | Infrastructure | 24.56 | Office | 1 | Office Space Group | 108 | Office - Professional/General Staff |  | Barely Adequate | 3,998.34 | NO
North Terrace_NT46-Union House_Level Three_304 _ Office - Open Plan | NT-NT46-03-304 | NT46-03-304-Office - Open Plan | North Terrace | NT | NT46 | Union House | 03 | Level Three | 304 | 859 | Infrastructure Office | 859 | Infrastructure | 76.56 | Office - Open Plan | 1 | Office Space Group | 111 | Open Plan - Specific type not defined |  | Good | 16,229.01 | NO
North Terrace_NT46-Union House_Level Three_304A _ Reception | NT-NT46-03-304A | NT46-03-304A-Reception | North Terrace | NT | NT46 | Union House | 03 | Level Three | 304A | 859 | Infrastructure Office | 859 | Infrastructure | 16.19 | Reception | 1 | Office Space Group | 118 | Open Plan - Reception Area |  | Good | 3,431.92 | NO
North Terrace_NT46-Union House_Level Three_304F _ Stair | NT-NT46-03-304F | NT46-03-304F-Stair | North Terrace | NT | NT46 | Union House | 03 | Level Three | 304F | 99939 | Unusable Spaces | 99939 | Unusable Spaces | 6.89 | Stair | 8 | Non Useable Floor Area Space Group | 805 | Non-usable - Circulation space |  | Unknown | 0.00 | NO
North Terrace_NT46-Union House_Level Three_305 _ Bridge / Corr | NT-NT46-03-305 | NT46-03-305-Bridge / Corr | North Terrace | NT | NT46 | Union House | 03 | Level Three | 305 | 99939 | Unusable Spaces | 99939 | Unusable Spaces | 18.79 | Bridge / Corr | 8 | Non Useable Floor Area Space Group | 805 | Non-usable - Circulation space |  | Unknown | 0.00 | NO
North Terrace_NT46-Union House_Level Three_306 _ Stair | NT-NT46-03-306 | NT46-03-306-Stair | North Terrace | NT | NT46 | Union House | 03 | Level Three | 306 | 99939 | Unusable Spaces | 99939 | Unusable Spaces | 42.39 | Stair | 8 | Non Useable Floor Area Space Group | 805 | Non-usable - Circulation space |  | Unknown | 0.00 | NO
North Terrace_NT46-Union House_Level Three_306D _ Lift | NT-NT46-03-306D | NT46-03-306D-Lift | North Terrace | NT | NT46 | Union House | 03 | Level Three | 306D | 99939 | Unusable Spaces | 99939 | Unusable Spaces | 6.09 | Lift | 8 | Non Useable Floor Area Space Group | 838 | Non-usable - Lift |  | Unknown | 0.00 | NO
North Terrace_NT46-Union House_Level Three_307 _ Duct Chamber | NT-NT46-03-307 | NT46-03-307-Duct Chamber | North Terrace | NT | NT46 | Union House | 03 | Level Three | 307 | 99939 | Unusable Spaces | 99939 | Unusable Spaces | 58.7 | Duct Chamber | 8 | Non Useable Floor Area Space Group | 840 | Non-usable - Service riser |  | Unknown | 0.00 | NO
North Terrace_NT46-Union House_Level Three_308 _ Stair | NT-NT46-03-308 | NT46-03-308-Stair | North Terrace | NT | NT46 | Union House | 03 | Level Three | 308 | 99939 | Unusable Spaces | 99939 | Unusable Spaces | 20.58 | Stair | 8 | Non Useable Floor Area Space Group | 805 | Non-usable - Circulation space |  | Unknown | 0.00 | NO
North Terrace_NT46-Union House_Level Three_309 _ Control Room | NT-NT46-03-309 | NT46-03-309-Control Room | North Terrace | NT | NT46 | Union House | 03 | Level Three | 309 | 99946 | Vacant not occupiable | 99939 | Unusable Spaces | 20.78 | Control Room | 8 | Non Useable Floor Area Space Group | 800 | Non-usable - Specific type not defined |  | Unknown | 0.00 | NO
North Terrace_NT46-Union House_Level Four_400 _ Balcony (UCA) | NT-NT46-04-400 | NT46-04-400-Balcony (UCA) | North Terrace | NT | NT46 | Union House | 04 | Level Four | 400 | 99939 | Unusable Spaces | 99939 | Unusable Spaces | 80.76 | Balcony (UCA) | 8 | Non Useable Floor Area Space Group | 839 | Non-usable - Verandah/Balcony |  | Unknown | 0.00 | NO
North Terrace_NT46-Union House_Level Four_411 _ AUU Reception | NT-NT46-04-411 | NT46-04-411-AUU Reception | North Terrace | NT | NT46 | Union House | 04 | Level Four | 411 | 99994 | Uni of Adelaide Student Union Association | 859 | Infrastructure | 88.19 | AUU Reception | 6 | General Facility Space Group | 623 | General Facility - Waiting Area/Foyer/Reception Area |  | Barely Adequate | 16,080.10 | NO
North Terrace_NT46-Union House_Level Four_411A _ Plantroom | NT-NT46-04-411A | NT46-04-411A-Plantroom | North Terrace | NT | NT46 | Union House | 04 | Level Four | 411A | 99939 | Unusable Spaces | 99939 | Unusable Spaces | 10.41 | Plantroom | 8 | Non Useable Floor Area Space Group | 811 | Non-usable - Plant room other |  | Unknown | 0.00 | NO
North Terrace_NT46-Union House_Level Four_412 _ AUU Store Room | NT-NT46-04-412 | NT46-04-412-AUU Store Room | North Terrace | NT | NT46 | Union House | 04 | Level Four | 412 | 99994 | Uni of Adelaide Student Union Association | 859 | Infrastructure | 13.06 | AUU Store Room | 6 | General Facility Space Group | 611 | General Facility - Commercial/Business/Retail Facilities |  | Barely Adequate | 2,381.29 | NO
North Terrace_NT46-Union House_Level Four_413 _ Student Travel | NT-NT46-04-413 | NT46-04-413-Student Travel | North Terrace | NT | NT46 | Union House | 04 | Level Four | 413 | 99996 | Vacant | 859 | Infrastructure | 34.34 | Student Travel | 6 | General Facility Space Group | 611 | General Facility - Commercial/Business/Retail Facilities |  | Barely Adequate | 6,261.37 | NO
North Terrace_NT46-Union House_Level Four_414 _ Office | NT-NT46-04-414 | NT46-04-414-Office | North Terrace | NT | NT46 | Union House | 04 | Level Four | 414 | 99996 | Vacant | 859 | Infrastructure | 10.52 | Office | 1 | Office Space Group | 108 | Office - Professional/General Staff |  | Barely Adequate | 1,712.64 | NO
North Terrace_NT46-Union House_Level Four_415 _ Corr. | NT-NT46-04-415 | NT46-04-415-Corr. | North Terrace | NT | NT46 | Union House | 04 | Level Four | 415 | 99939 | Unusable Spaces | 99939 | Unusable Spaces | 74.12 | Corr. | 8 | Non Useable Floor Area Space Group | 805 | Non-usable - Circulation space |  | Unknown | 0.00 | NO
North Terrace_NT46-Union House_Level Four_415A _ WC - U - Access (LH) | NT-NT46-04-415A | NT46-04-415A-WC - U - Access (LH) | North Terrace | NT | NT46 | Union House | 04 | Level Four | 415A | 99939 | Unusable Spaces | 99939 | Unusable Spaces | 5.72 | WC - U - Access (LH) | 8 | Non Useable Floor Area Space Group | 818 | Non-usable - Toilets/Amenities - Unisex Accessible |  | Unknown | 0.00 | NO
North Terrace_NT46-Union House_Level Four_416 _ Office | NT-NT46-04-416 | NT46-04-416-Office | North Terrace | NT | NT46 | Union House | 04 | Level Four | 416 | 99996 | Vacant | 859 | Infrastructure | 27.01 | Office | 1 | Office Space Group | 108 | Office - Professional/General Staff |  | Barely Adequate | 4,397.20 | NO
North Terrace_NT46-Union House_Level Four_416A _ Kitchenette | NT-NT46-04-416A | NT46-04-416A-Kitchenette | North Terrace | NT | NT46 | Union House | 04 | Level Four | 416A | 99996 | Vacant | 859 | Infrastructure | 3.53 | Kitchenette | 6 | General Facility Space Group | 608 | General Facility - Kitchen/Servery/Food Storage |  | Barely Adequate | 643.64 | NO
North Terrace_NT46-Union House_Level Four_417 _ A/L | NT-NT46-04-417 | NT46-04-417-A/L | North Terrace | NT | NT46 | Union House | 04 | Level Four | 417 | 99939 | Unusable Spaces | 99939 | Unusable Spaces | 2.85 | A/L | 8 | Non Useable Floor Area Space Group | 805 | Non-usable - Circulation space |  | Unknown | 0.00 | NO
North Terrace_NT46-Union House_Level Four_417A _ WC - F | NT-NT46-04-417A | NT46-04-417A-WC - F | North Terrace | NT | NT46 | Union House | 04 | Level Four | 417A | 99939 | Unusable Spaces | 99939 | Unusable Spaces | 10.8 | WC - F | 8 | Non Useable Floor Area Space Group | 820 | Non-usable - Toilets/Amenities - Female |  | Unknown | 0.00 | NO
North Terrace_NT46-Union House_Level Four_417B _ Hot Water Service | NT-NT46-04-417B | NT46-04-417B-Hot Water Service | North Terrace | NT | NT46 | Union House | 04 | Level Four | 417B | 99939 | Unusable Spaces | 99939 | Unusable Spaces | 0.9 | Hot Water Service | 8 | Non Useable Floor Area Space Group | 811 | Non-usable - Plant room other |  | Unknown | 0.00 | NO
North Terrace_NT46-Union House_Level Four_418 _ A/L | NT-NT46-04-418 | NT46-04-418-A/L | North Terrace | NT | NT46 | Union House | 04 | Level Four | 418 | 99939 | Unusable Spaces | 99939 | Unusable Spaces | 2.83 | A/L | 8 | Non Useable Floor Area Space Group | 805 | Non-usable - Circulation space |  | Unknown | 0.00 | NO
North Terrace_NT46-Union House_Level Four_418A _ WC - M | NT-NT46-04-418A | NT46-04-418A-WC - M | North Terrace | NT | NT46 | Union House | 04 | Level Four | 418A | 99939 | Unusable Spaces | 99939 | Unusable Spaces | 11.52 | WC - M | 8 | Non Useable Floor Area Space Group | 821 | Non-usable - Toilets/Amenities - Male |  | Unknown | 0.00 | NO
North Terrace_NT46-Union House_Level Four_419 _ "Eclipse Function Room" | NT-NT46-04-419 | NT46-04-419-"Eclipse Function Room" | North Terrace | NT | NT46 | Union House | 04 | Level Four | 419 | 99982 | Uni of Adelaide Club | 859 | Infrastructure | 224.45 | "Eclipse Function Room" | 6 | General Facility Space Group | 601 | General Facility - Committee/Conference/Meeting room |  | Barely Adequate | 40,925.03 | NO
North Terrace_NT46-Union House_Level Four_419B _ Servery | NT-NT46-04-419B | NT46-04-419B-Servery | North Terrace | NT | NT46 | Union House | 04 | Level Four | 419B | 99982 | Uni of Adelaide Club | 859 | Infrastructure | 64.03 | Servery | 6 | General Facility Space Group | 608 | General Facility - Kitchen/Servery/Food Storage |  | Barely Adequate | 11,674.89 | NO
North Terrace_NT46-Union House_Level Four_419C _ Office | NT-NT46-04-419C | NT46-04-419C-Office | North Terrace | NT | NT46 | Union House | 04 | Level Four | 419C | 99994 | Uni of Adelaide Student Union Association | 859 | Infrastructure | 50.34 | Office | 1 | Office Space Group | 108 | Office - Professional/General Staff |  | Barely Adequate | 8,195.29 | NO
North Terrace_NT46-Union House_Level Four_419D _ Office | NT-NT46-04-419D | NT46-04-419D-Office | North Terrace | NT | NT46 | Union House | 04 | Level Four | 419D | 99994 | Uni of Adelaide Student Union Association | 859 | Infrastructure | 20.39 | Office | 1 | Office Space Group | 108 | Office - Professional/General Staff |  | Barely Adequate | 3,319.47 | NO
North Terrace_NT46-Union House_Level Four_419E _ Office | NT-NT46-04-419E | NT46-04-419E-Office | North Terrace | NT | NT46 | Union House | 04 | Level Four | 419E | 99994 | Uni of Adelaide Student Union Association | 859 | Infrastructure | 11.96 | Office | 1 | Office Space Group | 108 | Office - Professional/General Staff |  | Barely Adequate | 1,947.07 | NO
North Terrace_NT46-Union House_Level Four_419F _ Office | NT-NT46-04-419F | NT46-04-419F-Office | North Terrace | NT | NT46 | Union House | 04 | Level Four | 419F | 99994 | Uni of Adelaide Student Union Association | 859 | Infrastructure | 11.41 | Office | 1 | Office Space Group | 108 | Office - Professional/General Staff |  | Barely Adequate | 1,857.53 | NO
North Terrace_NT46-Union House_Level Four_419G _ Office | NT-NT46-04-419G | NT46-04-419G-Office | North Terrace | NT | NT46 | Union House | 04 | Level Four | 419G | 99994 | Uni of Adelaide Student Union Association | 859 | Infrastructure | 11.41 | Office | 1 | Office Space Group | 108 | Office - Professional/General Staff |  | Barely Adequate | 1,857.53 | NO
North Terrace_NT46-Union House_Level Four_420 _ Store | NT-NT46-04-420 | NT46-04-420-Store | North Terrace | NT | NT46 | Union House | 04 | Level Four | 420 | 99982 | Uni of Adelaide Club | 859 | Infrastructure | 7.74 | Store | 4 | Ancillary Area Space Group | 419 | Ancillary Area - Store Room - Generic |  | Barely Adequate | 1,108.86 | NO
North Terrace_NT46-Union House_Level Four_420A _ Comms - shared | NT-NT46-04-420A | NT46-04-420A-Comms - shared | North Terrace | NT | NT46 | Union House | 04 | Level Four | 420A | 99939 | Unusable Spaces | 99939 | Unusable Spaces | 0.6 | Comms - shared | 8 | Non Useable Floor Area Space Group | 840 | Non-usable - Service riser |  | Barely Adequate | 0.00 | NO
North Terrace_NT46-Union House_Level Four_421 _ Kitchen | NT-NT46-04-421 | NT46-04-421-Kitchen | North Terrace | NT | NT46 | Union House | 04 | Level Four | 421 | 99982 | Uni of Adelaide Club | 859 | Infrastructure | 96.23 | Kitchen | 6 | General Facility Space Group | 608 | General Facility - Kitchen/Servery/Food Storage |  | Barely Adequate | 17,546.07 | NO
North Terrace_NT46-Union House_Level Four_421A _ Stair | NT-NT46-04-421A | NT46-04-421A-Stair | North Terrace | NT | NT46 | Union House | 04 | Level Four | 421A | 99939 | Unusable Spaces | 99939 | Unusable Spaces | 14.63 | Stair | 8 | Non Useable Floor Area Space Group | 805 | Non-usable - Circulation space |  | Unknown | 0.00 | NO
North Terrace_NT46-Union House_Level Four_421B _ VSR | NT-NT46-04-421B | NT46-04-421B-VSR | North Terrace | NT | NT46 | Union House | 04 | Level Four | 421B | 99939 | Unusable Spaces | 99939 | Unusable Spaces | 5.65 | VSR | 8 | Non Useable Floor Area Space Group | 840 | Non-usable - Service riser |  | Unknown | 0.00 | NO
North Terrace_NT46-Union House_Level Four_421C _ Corr. | NT-NT46-04-421C | NT46-04-421C-Corr. | North Terrace | NT | NT46 | Union House | 04 | Level Four | 421C | 99939 | Unusable Spaces | 99939 | Unusable Spaces | 5.93 | Corr. | 8 | Non Useable Floor Area Space Group | 805 | Non-usable - Circulation space |  | Unknown | 0.00 | NO
North Terrace_NT46-Union House_Level Four_421D _ Corr. | NT-NT46-04-421D | NT46-04-421D-Corr. | North Terrace | NT | NT46 | Union House | 04 | Level Four | 421D | 99939 | Unusable Spaces | 99939 | Unusable Spaces | 15.87 | Corr. | 8 | Non Useable Floor Area Space Group | 805 | Non-usable - Circulation space |  | Unknown | 0.00 | NO
North Terrace_NT46-Union House_Level Four_421F _ VSR | NT-NT46-04-421F | NT46-04-421F-VSR | North Terrace | NT | NT46 | Union House | 04 | Level Four | 421F | 99939 | Unusable Spaces | 99939 | Unusable Spaces | 4.71 | VSR | 8 | Non Useable Floor Area Space Group | 840 | Non-usable - Service riser |  | Unknown | 0.00 | NO
North Terrace_NT46-Union House_Level Four_421G _ A/L | NT-NT46-04-421G | NT46-04-421G-A/L | North Terrace | NT | NT46 | Union House | 04 | Level Four | 421G | 99939 | Unusable Spaces | 99939 | Unusable Spaces | 6.09 | A/L | 8 | Non Useable Floor Area Space Group | 805 | Non-usable - Circulation space |  | Unknown | 0.00 | NO
North Terrace_NT46-Union House_Level Four_421H _ Store | NT-NT46-04-421H | NT46-04-421H-Store | North Terrace | NT | NT46 | Union House | 04 | Level Four | 421H | 99982 | Uni of Adelaide Club | 859 | Infrastructure | 11.8 | Store | 4 | Ancillary Area Space Group | 419 | Ancillary Area - Store Room - Generic |  | Barely Adequate | 1,690.50 | NO
North Terrace_NT46-Union House_Level Four_421I _ Store | NT-NT46-04-421I | NT46-04-421I-Store | North Terrace | NT | NT46 | Union House | 04 | Level Four | 421I | 99982 | Uni of Adelaide Club | 859 | Infrastructure | 6.25 | Store | 4 | Ancillary Area Space Group | 419 | Ancillary Area - Store Room - Generic |  | Barely Adequate | 895.39 | NO
North Terrace_NT46-Union House_Level Four_422 _ Lockers | NT-NT46-04-422 | NT46-04-422-Lockers | North Terrace | NT | NT46 | Union House | 04 | Level Four | 422 | 99982 | Uni of Adelaide Club | 859 | Infrastructure | 7.79 | Lockers | 4 | Ancillary Area Space Group | 416 | Ancillary Area - Locker Storage/Room |  | Barely Adequate | 1,116.02 | NO
North Terrace_NT46-Union House_Level Four_422A _ WC - M | NT-NT46-04-422A | NT46-04-422A-WC - M | North Terrace | NT | NT46 | Union House | 04 | Level Four | 422A | 99982 | Uni of Adelaide Club | 859 | Infrastructure | 12.91 | WC - M | 8 | Non Useable Floor Area Space Group | 821 | Non-usable - Toilets/Amenities - Male |  | Barely Adequate | 0.00 | NO
North Terrace_NT46-Union House_Level Four_423 _ Lockers | NT-NT46-04-423 | NT46-04-423-Lockers | North Terrace | NT | NT46 | Union House | 04 | Level Four | 423 | 99982 | Uni of Adelaide Club | 859 | Infrastructure | 19.63 | Lockers | 4 | Ancillary Area Space Group | 416 | Ancillary Area - Locker Storage/Room |  | Barely Adequate | 2,812.25 | NO
North Terrace_NT46-Union House_Level Four_423A _ Rest Room | NT-NT46-04-423A | NT46-04-423A-Rest Room | North Terrace | NT | NT46 | Union House | 04 | Level Four | 423A | 99982 | Uni of Adelaide Club | 859 | Infrastructure | 21.61 | Rest Room | 6 | General Facility Space Group | 621 | General Facility - Sick Bay |  | Barely Adequate | 3,940.25 | NO
North Terrace_NT46-Union House_Level Four_423B _ WC - F | NT-NT46-04-423B | NT46-04-423B-WC - F | North Terrace | NT | NT46 | Union House | 04 | Level Four | 423B | 99982 | Uni of Adelaide Club | 859 | Infrastructure | 18.35 | WC - F | 8 | Non Useable Floor Area Space Group | 820 | Non-usable - Toilets/Amenities - Female |  | Barely Adequate | 0.00 | NO
North Terrace_NT46-Union House_Level Four_423C _ Corr. | NT-NT46-04-423C | NT46-04-423C-Corr. | North Terrace | NT | NT46 | Union House | 04 | Level Four | 423C | 99982 | Uni of Adelaide Club | 859 | Infrastructure | 4.76 | Corr. | 8 | Non Useable Floor Area Space Group | 805 | Non-usable - Circulation space |  | Barely Adequate | 0.00 | NO
North Terrace_NT46-Union House_Level Four_424 _ Cold Room | NT-NT46-04-424 | NT46-04-424-Cold Room | North Terrace | NT | NT46 | Union House | 04 | Level Four | 424 | 99982 | Uni of Adelaide Club | 859 | Infrastructure | 5.4 | Cold Room | 4 | Ancillary Area Space Group | 405 | Ancillary Area - Constant Temperature/ Freezer/Cold/Warm Rooms |  | Barely Adequate | 773.62 | NO
North Terrace_NT46-Union House_Level Four_425 _ Store 3 | NT-NT46-04-425 | NT46-04-425-Store 3 | North Terrace | NT | NT46 | Union House | 04 | Level Four | 425 | 99982 | Uni of Adelaide Club | 859 | Infrastructure | 6.89 | Store 3 | 4 | Ancillary Area Space Group | 419 | Ancillary Area - Store Room - Generic |  | Barely Adequate | 987.08 | NO
North Terrace_NT46-Union House_Level Four_426 _ "Harry Medlin South Function Roo | NT-NT46-04-426 | NT46-04-426-"Harry Medlin South Function Roo | North Terrace | NT | NT46 | Union House | 04 | Level Four | 426 | 99982 | Uni of Adelaide Club | 859 | Infrastructure | 112.5 | "Harry Medlin South Function Roo | 6 | General Facility Space Group | 601 | General Facility - Committee/Conference/Meeting room |  | Barely Adequate | 20,512.66 | NO
North Terrace_NT46-Union House_Level Four_426A _ "Harry Medlin North Function Roo | NT-NT46-04-426A | NT46-04-426A-"Harry Medlin North Function Roo | North Terrace | NT | NT46 | Union House | 04 | Level Four | 426A | 99982 | Uni of Adelaide Club | 859 | Infrastructure | 111.71 | "Harry Medlin North Function Roo | 6 | General Facility Space Group | 601 | General Facility - Committee/Conference/Meeting room |  | Barely Adequate | 20,368.61 | NO
North Terrace_NT46-Union House_Level Four_426B _ Stack | NT-NT46-04-426B | NT46-04-426B-Stack | North Terrace | NT | NT46 | Union House | 04 | Level Four | 426B | 99982 | Uni of Adelaide Club | 859 | Infrastructure | 2.34 | Stack | 4 | Ancillary Area Space Group | 419 | Ancillary Area - Store Room - Generic |  | Barely Adequate | 335.24 | NO
North Terrace_NT46-Union House_Level Four_427 _ Ante Room | NT-NT46-04-427 | NT46-04-427-Ante Room | North Terrace | NT | NT46 | Union House | 04 | Level Four | 427 | 99982 | Uni of Adelaide Club | 859 | Infrastructure | 20.6 | Ante Room | 8 | Non Useable Floor Area Space Group | 805 | Non-usable - Circulation space |  | Barely Adequate | 0.00 | NO
North Terrace_NT46-Union House_Level Four_428 _ Store 4 | NT-NT46-04-428 | NT46-04-428-Store 4 | North Terrace | NT | NT46 | Union House | 04 | Level Four | 428 | 99982 | Uni of Adelaide Club | 859 | Infrastructure | 5.13 | Store 4 | 4 | Ancillary Area Space Group | 419 | Ancillary Area - Store Room - Generic |  | Barely Adequate | 734.94 | NO
North Terrace_NT46-Union House_Level Four_429 _ Corr. | NT-NT46-04-429 | NT46-04-429-Corr. | North Terrace | NT | NT46 | Union House | 04 | Level Four | 429 | 99939 | Unusable Spaces | 99939 | Unusable Spaces | 62.59 | Corr. | 8 | Non Useable Floor Area Space Group | 805 | Non-usable - Circulation space |  | Unknown | 0.00 | NO
North Terrace_NT46-Union House_Level Four_429A _ Corr. | NT-NT46-04-429A | NT46-04-429A-Corr. | North Terrace | NT | NT46 | Union House | 04 | Level Four | 429A | 99939 | Unusable Spaces | 99939 | Unusable Spaces | 9.72 | Corr. | 8 | Non Useable Floor Area Space Group | 805 | Non-usable - Circulation space |  | Unknown | 0.00 | NO
North Terrace_NT46-Union House_Level Four_429B _ VSR | NT-NT46-04-429B | NT46-04-429B-VSR | North Terrace | NT | NT46 | Union House | 04 | Level Four | 429B | 99939 | Unusable Spaces | 99939 | Unusable Spaces | 4.9 | VSR | 8 | Non Useable Floor Area Space Group | 840 | Non-usable - Service riser |  | Unknown | 0.00 | NO
North Terrace_NT46-Union House_Level Four_429C _ Stair / Lobby | NT-NT46-04-429C | NT46-04-429C-Stair / Lobby | North Terrace | NT | NT46 | Union House | 04 | Level Four | 429C | 99939 | Unusable Spaces | 99939 | Unusable Spaces | 25.32 | Stair / Lobby | 8 | Non Useable Floor Area Space Group | 805 | Non-usable - Circulation space |  | Unknown | 0.00 | NO
North Terrace_NT46-Union House_Level Four_430 _ A/L - F | NT-NT46-04-430 | NT46-04-430-A/L - F | North Terrace | NT | NT46 | Union House | 04 | Level Four | 430 | 99939 | Unusable Spaces | 99939 | Unusable Spaces | 2 | A/L - F | 8 | Non Useable Floor Area Space Group | 820 | Non-usable - Toilets/Amenities - Female |  | Unknown | 0.00 | NO
North Terrace_NT46-Union House_Level Four_430A _ Cleaners | NT-NT46-04-430A | NT46-04-430A-Cleaners | North Terrace | NT | NT46 | Union House | 04 | Level Four | 430A | 99939 | Unusable Spaces | 99939 | Unusable Spaces | 1.87 | Cleaners | 8 | Non Useable Floor Area Space Group | 806 | Non-usable - Cleaners room |  | Unknown | 0.00 | NO
North Terrace_NT46-Union House_Level Four_430B _ WC - F | NT-NT46-04-430B | NT46-04-430B-WC - F | North Terrace | NT | NT46 | Union House | 04 | Level Four | 430B | 99939 | Unusable Spaces | 99939 | Unusable Spaces | 6.41 | WC - F | 8 | Non Useable Floor Area Space Group | 820 | Non-usable - Toilets/Amenities - Female |  | Unknown | 0.00 | NO
North Terrace_NT46-Union House_Level Four_430C _ WC - F - Access (LH) | NT-NT46-04-430C | NT46-04-430C-WC - F - Access (LH) | North Terrace | NT | NT46 | Union House | 04 | Level Four | 430C | 99939 | Unusable Spaces | 99939 | Unusable Spaces | 5.31 | WC - F - Access (LH) | 8 | Non Useable Floor Area Space Group | 823 | Non-usable - Toilets/Amenities - Female Accessible |  | Unknown | 0.00 | NO
North Terrace_NT46-Union House_Level Four_431 _ A/L - M | NT-NT46-04-431 | NT46-04-431-A/L - M | North Terrace | NT | NT46 | Union House | 04 | Level Four | 431 | 99939 | Unusable Spaces | 99939 | Unusable Spaces | 2.24 | A/L - M | 8 | Non Useable Floor Area Space Group | 822 | Non-usable - Toilets/Amenities - Unisex |  | Unknown | 0.00 | NO
North Terrace_NT46-Union House_Level Four_431A _ WC - M | NT-NT46-04-431A | NT46-04-431A-WC - M | North Terrace | NT | NT46 | Union House | 04 | Level Four | 431A | 99939 | Unusable Spaces | 99939 | Unusable Spaces | 19.13 | WC - M | 8 | Non Useable Floor Area Space Group | 821 | Non-usable - Toilets/Amenities - Male |  | Unknown | 0.00 | NO
North Terrace_NT46-Union House_Level Four_431B _ WC - M - Access (LH) | NT-NT46-04-431B | NT46-04-431B-WC - M - Access (LH) | North Terrace | NT | NT46 | Union House | 04 | Level Four | 431B | 99939 | Unusable Spaces | 99939 | Unusable Spaces | 2.64 | WC - M - Access (LH) | 8 | Non Useable Floor Area Space Group | 824 | Non-usable - Toilets/Amenities - Male Accessible |  | Unknown | 0.00 | NO
North Terrace_NT46-Union House_Level Four_432 _ "Margaret Murray Function Room" | NT-NT46-04-432 | NT46-04-432-"Margaret Murray Function Room" | North Terrace | NT | NT46 | Union House | 04 | Level Four | 432 | 859 | Infrastructure Office | 859 | Infrastructure | 113.81 | "Margaret Murray Function Room" | 6 | General Facility Space Group | 601 | General Facility - Committee/Conference/Meeting room |  | Barely Adequate | 20,751.51 | NO
North Terrace_NT46-Union House_Level Four_432A _ Lobby (MM & CP) | NT-NT46-04-432A | NT46-04-432A-Lobby (MM & CP) | North Terrace | NT | NT46 | Union House | 04 | Level Four | 432A | 859 | Infrastructure Office | 859 | Infrastructure | 5.63 | Lobby (MM & CP) | 8 | Non Useable Floor Area Space Group | 805 | Non-usable - Circulation space |  | Barely Adequate | 0.00 | NO
North Terrace_NT46-Union House_Level Four_432B _ Lobby (WPR) | NT-NT46-04-432B | NT46-04-432B-Lobby (WPR) | North Terrace | NT | NT46 | Union House | 04 | Level Four | 432B | 859 | Infrastructure Office | 859 | Infrastructure | 9.99 | Lobby (WPR) | 8 | Non Useable Floor Area Space Group | 805 | Non-usable - Circulation space |  | Barely Adequate | 0.00 | NO
North Terrace_NT46-Union House_Level Four_432C _ "WP Rogers Function Room" | NT-NT46-04-432C | NT46-04-432C-"WP Rogers Function Room" | North Terrace | NT | NT46 | Union House | 04 | Level Four | 432C | 859 | Infrastructure Office | 859 | Infrastructure | 81.24 | "WP Rogers Function Room" | 6 | General Facility Space Group | 601 | General Facility - Committee/Conference/Meeting room |  | Barely Adequate | 14,812.87 | NO
North Terrace_NT46-Union House_Level Four_433 _ Lobby (CP) | NT-NT46-04-433 | NT46-04-433-Lobby (CP) | North Terrace | NT | NT46 | Union House | 04 | Level Four | 433 | 859 | Infrastructure Office | 859 | Infrastructure | 4.18 | Lobby (CP) | 8 | Non Useable Floor Area Space Group | 805 | Non-usable - Circulation space |  | Barely Adequate | 0.00 | NO
North Terrace_NT46-Union House_Level Four_433A _ "Canon Poole Room" | NT-NT46-04-433A | NT46-04-433A-"Canon Poole Room" | North Terrace | NT | NT46 | Union House | 04 | Level Four | 433A | 859 | Infrastructure Office | 859 | Infrastructure | 32.22 | "Canon Poole Room" | 6 | General Facility Space Group | 601 | General Facility - Committee/Conference/Meeting room |  | Barely Adequate | 5,874.82 | NO
North Terrace_NT46-Union House_Level Four_433B _ VSR | NT-NT46-04-433B | NT46-04-433B-VSR | North Terrace | NT | NT46 | Union House | 04 | Level Four | 433B | 99939 | Unusable Spaces | 99939 | Unusable Spaces | 1.02 | VSR | 8 | Non Useable Floor Area Space Group | 840 | Non-usable - Service riser |  | Unknown | 0.00 | NO
North Terrace_NT46-Union House_Level Four_434 _ Office - University Staff Club | NT-NT46-04-434 | NT46-04-434-Office - University Staff Club | North Terrace | NT | NT46 | Union House | 04 | Level Four | 434 | 99982 | Uni of Adelaide Club | 859 | Infrastructure | 12.92 | Office - University Staff Club | 1 | Office Space Group | 108 | Office - Professional/General Staff |  | Barely Adequate | 2,103.36 | NO
North Terrace_NT46-Union House_Level Four_435 _ "University Staff Club" - Dining | NT-NT46-04-435 | NT46-04-435-"University Staff Club" - Dining | North Terrace | NT | NT46 | Union House | 04 | Level Four | 435 | 99982 | Uni of Adelaide Club | 859 | Infrastructure | 304.31 | "University Staff Club" - Dining | 6 | General Facility Space Group | 607 | General Facility - Cafeteria/Refectory/Canteen/Dining Room |  | Barely Adequate | 55,486.28 | NO
North Terrace_NT46-Union House_Level Four_435A _ "University Staff Club"-Servery | NT-NT46-04-435A | NT46-04-435A-"University Staff Club"-Servery | North Terrace | NT | NT46 | Union House | 04 | Level Four | 435A | 99982 | Uni of Adelaide Club | 859 | Infrastructure | 39.41 | "University Staff Club"-Servery | 6 | General Facility Space Group | 608 | General Facility - Kitchen/Servery/Food Storage |  | Barely Adequate | 7,185.81 | NO
North Terrace_NT46-Union House_Level Four_435B _ VSR | NT-NT46-04-435B | NT46-04-435B-VSR | North Terrace | NT | NT46 | Union House | 04 | Level Four | 435B | 99939 | Unusable Spaces | 99939 | Unusable Spaces | 0.66 | VSR | 8 | Non Useable Floor Area Space Group | 840 | Non-usable - Service riser |  | Unknown | 0.00 | NO
North Terrace_NT46-Union House_Level Four_435C _ Kitchen | NT-NT46-04-435C | NT46-04-435C-Kitchen | North Terrace | NT | NT46 | Union House | 04 | Level Four | 435C | 99982 | Uni of Adelaide Club | 859 | Infrastructure | 30.61 | Kitchen | 6 | General Facility Space Group | 608 | General Facility - Kitchen/Servery/Food Storage |  | Barely Adequate | 5,581.27 | NO
North Terrace_NT46-Union House_Level Four_435D _ Store | NT-NT46-04-435D | NT46-04-435D-Store | North Terrace | NT | NT46 | Union House | 04 | Level Four | 435D | 99994 | Uni of Adelaide Student Union Association | 859 | Infrastructure | 2.36 | Store | 4 | Ancillary Area Space Group | 419 | Ancillary Area - Store Room - Generic |  | Barely Adequate | 338.10 | NO
North Terrace_NT46-Union House_Level Four_436 _ Stair | NT-NT46-04-436 | NT46-04-436-Stair | North Terrace | NT | NT46 | Union House | 04 | Level Four | 436 | 99939 | Unusable Spaces | 99939 | Unusable Spaces | 45.14 | Stair | 8 | Non Useable Floor Area Space Group | 805 | Non-usable - Circulation space |  | Unknown | 0.00 | NO
North Terrace_NT46-Union House_Level Four_437 _ Balcony (UCA) | NT-NT46-04-437 | NT46-04-437-Balcony (UCA) | North Terrace | NT | NT46 | Union House | 04 | Level Four | 437 | 99939 | Unusable Spaces | 99939 | Unusable Spaces | 118.43 | Balcony (UCA) | 8 | Non Useable Floor Area Space Group | 839 | Non-usable - Verandah/Balcony |  | Unknown | 0.00 | NO
North Terrace_NT46-Union House_Level Four_438 _ Stair | NT-NT46-04-438 | NT46-04-438-Stair | North Terrace | NT | NT46 | Union House | 04 | Level Four | 438 | 99939 | Unusable Spaces | 99939 | Unusable Spaces | 17.82 | Stair | 8 | Non Useable Floor Area Space Group | 805 | Non-usable - Circulation space |  | Unknown | 0.00 | NO
North Terrace_NT46-Union House_Level Four_GM401 _ Foyer | NT-NT46-04-GM401 | NT46-04-GM401-Foyer | North Terrace | NT | NT46 | Union House | 04 | Level Four | GM401 | 99994 | Uni of Adelaide Student Union Association | 859 | Infrastructure | 29.63 | Foyer | 8 | Non Useable Floor Area Space Group | 805 | Non-usable - Circulation space |  | Barely Adequate | 0.00 | NO
North Terrace_NT46-Union House_Level Four_GM401A _ Cupboard | NT-NT46-04-GM401A | NT46-04-GM401A-Cupboard | North Terrace | NT | NT46 | Union House | 04 | Level Four | GM401A | 99994 | Uni of Adelaide Student Union Association | 859 | Infrastructure | 8.9 | Cupboard | 4 | Ancillary Area Space Group | 419 | Ancillary Area - Store Room - Generic |  | Barely Adequate | 1,275.04 | NO
North Terrace_NT46-Union House_Level Four_GM401D _ Stair | NT-NT46-04-GM401D | NT46-04-GM401D-Stair | North Terrace | NT | NT46 | Union House | 04 | Level Four | GM401D | 99939 | Unusable Spaces | 99939 | Unusable Spaces | 14.72 | Stair | 8 | Non Useable Floor Area Space Group | 805 | Non-usable - Circulation space |  | Unknown | 0.00 | NO
North Terrace_NT46-Union House_Level Four_GM402 _ A/L | NT-NT46-04-GM402 | NT46-04-GM402-A/L | North Terrace | NT | NT46 | Union House | 04 | Level Four | GM402 | 99939 | Unusable Spaces | 99939 | Unusable Spaces | 1.78 | A/L | 8 | Non Useable Floor Area Space Group | 805 | Non-usable - Circulation space |  | Unknown | 0.00 | NO
North Terrace_NT46-Union House_Level Four_GM402A _ Store Room | NT-NT46-04-GM402A | NT46-04-GM402A-Store Room | North Terrace | NT | NT46 | Union House | 04 | Level Four | GM402A | 99994 | Uni of Adelaide Student Union Association | 859 | Infrastructure | 8.13 | Store Room | 4 | Ancillary Area Space Group | 419 | Ancillary Area - Store Room - Generic |  | Barely Adequate | 1,164.73 | NO
North Terrace_NT46-Union House_Level Four_GM402B _ WC - U - Staff | NT-NT46-04-GM402B | NT46-04-GM402B-WC - U - Staff | North Terrace | NT | NT46 | Union House | 04 | Level Four | GM402B | 99939 | Unusable Spaces | 99939 | Unusable Spaces | 3.56 | WC - U - Staff | 8 | Non Useable Floor Area Space Group | 835 | Non-usable - Toilets/Amenities - Other |  | Unknown | 0.00 | NO
North Terrace_NT46-Union House_Level Four_GM403 _ Office | NT-NT46-04-GM403 | NT46-04-GM403-Office | North Terrace | NT | NT46 | Union House | 04 | Level Four | GM403 | 99994 | Uni of Adelaide Student Union Association | 859 | Infrastructure | 13.02 | Office | 1 | Office Space Group | 108 | Office - Professional/General Staff |  | Barely Adequate | 2,119.64 | NO
North Terrace_NT46-Union House_Level Four_GM404 _ Meeting | NT-NT46-04-GM404 | NT46-04-GM404-Meeting | North Terrace | NT | NT46 | Union House | 04 | Level Four | GM404 | 99994 | Uni of Adelaide Student Union Association | 859 | Infrastructure | 15.14 | Meeting | 6 | General Facility Space Group | 601 | General Facility - Committee/Conference/Meeting room |  | Barely Adequate | 2,760.55 | NO
North Terrace_NT46-Union House_Level Four_GM405 _ AUU Board Room | NT-NT46-04-GM405 | NT46-04-GM405-AUU Board Room | North Terrace | NT | NT46 | Union House | 04 | Level Four | GM405 | 99994 | Uni of Adelaide Student Union Association | 859 | Infrastructure | 51.55 | AUU Board Room | 6 | General Facility Space Group | 601 | General Facility - Committee/Conference/Meeting room |  | Barely Adequate | 9,399.35 | NO
North Terrace_NT46-Union House_Level Four_GM406 _ Office - Post Grad. | NT-NT46-04-GM406 | NT46-04-GM406-Office - Post Grad. | North Terrace | NT | NT46 | Union House | 04 | Level Four | GM406 | 99994 | Uni of Adelaide Student Union Association | 859 | Infrastructure | 76.75 | Office - Post Grad. | 1 | Office Space Group | 103 | Office - Research Students |  | Barely Adequate | 12,494.81 | NO
North Terrace_NT46-Union House_Level Four_GM408 _ Kitchen | NT-NT46-04-GM408 | NT46-04-GM408-Kitchen | North Terrace | NT | NT46 | Union House | 04 | Level Four | GM408 | 99994 | Uni of Adelaide Student Union Association | 859 | Infrastructure | 12.4 | Kitchen | 6 | General Facility Space Group | 608 | General Facility - Kitchen/Servery/Food Storage |  | Barely Adequate | 2,260.95 | NO
North Terrace_NT46-Union House_Level Four_GM409 _ Bookshop | NT-NT46-04-GM409 | NT46-04-GM409-Bookshop | North Terrace | NT | NT46 | Union House | 04 | Level Four | GM409 | 99994 | Uni of Adelaide Student Union Association | 859 | Infrastructure | 46.83 | Bookshop | 6 | General Facility Space Group | 600 | General Facility - Specific type not defined |  | Barely Adequate | 8,538.73 | NO
North Terrace_NT46-Union House_Level Four_GM409A _ VSR | NT-NT46-04-GM409A | NT46-04-GM409A-VSR | North Terrace | NT | NT46 | Union House | 04 | Level Four | GM409A | 99939 | Unusable Spaces | 99939 | Unusable Spaces | 0.33 | VSR | 8 | Non Useable Floor Area Space Group | 840 | Non-usable - Service riser |  | Unknown | 0.00 | NO
North Terrace_NT46-Union House_Level Four_GM409B _ Bookshop | NT-NT46-04-GM409B | NT46-04-GM409B-Bookshop | North Terrace | NT | NT46 | Union House | 04 | Level Four | GM409B | 99994 | Uni of Adelaide Student Union Association | 859 | Infrastructure | 53.53 | Bookshop | 6 | General Facility Space Group | 600 | General Facility - Specific type not defined |  | Barely Adequate | 9,760.38 | NO
North Terrace_NT46-Union House_Level Four_GM409C _ Bookshop | NT-NT46-04-GM409C | NT46-04-GM409C-Bookshop | North Terrace | NT | NT46 | Union House | 04 | Level Four | GM409C | 99994 | Uni of Adelaide Student Union Association | 859 | Infrastructure | 11.17 | Bookshop | 6 | General Facility Space Group | 600 | General Facility - Specific type not defined |  | Barely Adequate | 2,036.68 | NO
North Terrace_NT46-Union House_Level Four_GM409D _ Office | NT-NT46-04-GM409D | NT46-04-GM409D-Office | North Terrace | NT | NT46 | Union House | 04 | Level Four | GM409D | 99994 | Uni of Adelaide Student Union Association | 859 | Infrastructure | 9.82 | Office | 6 | General Facility Space Group | 600 | General Facility - Specific type not defined |  | Barely Adequate | 1,790.53 | NO
North Terrace_NT46-Union House_Level Four_GM409E _ Office | NT-NT46-04-GM409E | NT46-04-GM409E-Office | North Terrace | NT | NT46 | Union House | 04 | Level Four | GM409E | 99994 | Uni of Adelaide Student Union Association | 859 | Infrastructure | 11.91 | Office | 6 | General Facility Space Group | 600 | General Facility - Specific type not defined |  | Barely Adequate | 2,171.61 | NO
North Terrace_NT46-Union House_Level Four_GM409F _ Office | NT-NT46-04-GM409F | NT46-04-GM409F-Office | North Terrace | NT | NT46 | Union House | 04 | Level Four | GM409F | 99994 | Uni of Adelaide Student Union Association | 859 | Infrastructure | 10.6 | Office | 6 | General Facility Space Group | 600 | General Facility - Specific type not defined |  | Barely Adequate | 1,932.75 | NO
North Terrace_NT46-Union House_Level Four_GM409H _ Plantroom | NT-NT46-04-GM409H | NT46-04-GM409H-Plantroom | North Terrace | NT | NT46 | Union House | 04 | Level Four | GM409H | 99939 | Unusable Spaces | 99939 | Unusable Spaces | 3.92 | Plantroom | 8 | Non Useable Floor Area Space Group | 811 | Non-usable - Plant room other |  | Unknown | 0.00 | NO
North Terrace_NT46-Union House_Level Four_GM410 _ Stair | NT-NT46-04-GM410 | NT46-04-GM410-Stair | North Terrace | NT | NT46 | Union House | 04 | Level Four | GM410 | 99994 | Uni of Adelaide Student Union Association | 859 | Infrastructure | 14.96 | Stair | 8 | Non Useable Floor Area Space Group | 805 | Non-usable - Circulation space |  | Barely Adequate | 0.00 | NO
North Terrace_NT46-Union House_Level Four_LS439 _ Balcony (UCA) | NT-NT46-04-LS439 | NT46-04-LS439-Balcony (UCA) | North Terrace | NT | NT46 | Union House | 04 | Level Four | LS439 | 99939 | Unusable Spaces | 99939 | Unusable Spaces | 14.32 | Balcony (UCA) | 8 | Non Useable Floor Area Space Group | 839 | Non-usable - Verandah/Balcony |  | Unknown | 0.00 | NO
North Terrace_NT46-Union House_Level Four_LS439A _ Stair | NT-NT46-04-LS439A | NT46-04-LS439A-Stair | North Terrace | NT | NT46 | Union House | 04 | Level Four | LS439A | 99939 | Unusable Spaces | 99939 | Unusable Spaces | 12.28 | Stair | 8 | Non Useable Floor Area Space Group | 805 | Non-usable - Circulation space |  | Unknown | 0.00 | NO
North Terrace_NT46-Union House_Level Four_LS440 _ Waiting / Entry | NT-NT46-04-LS440 | NT46-04-LS440-Waiting / Entry | North Terrace | NT | NT46 | Union House | 04 | Level Four | LS440 | 99987 | Vacant - Decant Space | 859 | Infrastructure | 9.2 | Waiting / Entry | 6 | General Facility Space Group | 623 | General Facility - Waiting Area/Foyer/Reception Area |  | Excellent | 2,568.64 | NO
North Terrace_NT46-Union House_Level Four_LS440A _ Open Plan - circ | NT-NT46-04-LS440A | NT46-04-LS440A-Open Plan - circ | North Terrace | NT | NT46 | Union House | 04 | Level Four | LS440A | 99987 | Vacant - Decant Space | 859 | Infrastructure | 4.27 | Open Plan - circ | 8 | Non Useable Floor Area Space Group | 805 | Non-usable - Circulation space |  | Excellent | 0.00 | NO
North Terrace_NT46-Union House_Level Four_LS441 _ Reception | NT-NT46-04-LS441 | NT46-04-LS441-Reception | North Terrace | NT | NT46 | Union House | 04 | Level Four | LS441 | 99987 | Vacant - Decant Space | 859 | Infrastructure | 11.66 | Reception | 1 | Office Space Group | 118 | Open Plan - Reception Area |  | Excellent | 2,906.67 | NO
North Terrace_NT46-Union House_Level Four_LS441A _ VSR | NT-NT46-04-LS441A | NT46-04-LS441A-VSR | North Terrace | NT | NT46 | Union House | 04 | Level Four | LS441A | 99939 | Unusable Spaces | 99939 | Unusable Spaces | 1.5 | VSR | 8 | Non Useable Floor Area Space Group | 840 | Non-usable - Service riser |  | Unknown | 0.00 | NO
North Terrace_NT46-Union House_Level Four_LS441B _ Utility / Store | NT-NT46-04-LS441B | NT46-04-LS441B-Utility / Store | North Terrace | NT | NT46 | Union House | 04 | Level Four | LS441B | 99987 | Vacant - Decant Space | 859 | Infrastructure | 4.83 | Utility / Store | 6 | General Facility Space Group | 603 | General Facility - Resource room |  | Barely Adequate | 880.68 | NO
North Terrace_NT46-Union House_Level Four_LS441C _ VSR - Comms | NT-NT46-04-LS441C | NT46-04-LS441C-VSR - Comms | North Terrace | NT | NT46 | Union House | 04 | Level Four | LS441C | 99987 | Vacant - Decant Space | 859 | Infrastructure | 0.71 | VSR - Comms | 8 | Non Useable Floor Area Space Group | 840 | Non-usable - Service riser |  | Unknown | 0.00 | NO
North Terrace_NT46-Union House_Level Four_LS442 _ Board Room | NT-NT46-04-LS442 | NT46-04-LS442-Board Room | North Terrace | NT | NT46 | Union House | 04 | Level Four | LS442 | 99987 | Vacant - Decant Space | 859 | Infrastructure | 28.01 | Board Room | 1 | Office Space Group | 116 | Open Plan - Professional/General Staff |  | Excellent | 6,982.49 | NO
North Terrace_NT46-Union House_Level Four_LS443 _ Open Plan - circ | NT-NT46-04-LS443 | NT46-04-LS443-Open Plan - circ | North Terrace | NT | NT46 | Union House | 04 | Level Four | LS443 | 99987 | Vacant - Decant Space | 859 | Infrastructure | 17.08 | Open Plan - circ | 1 | Office Space Group | 111 | Open Plan - Specific type not defined |  | Excellent | 4,257.80 | NO
North Terrace_NT46-Union House_Level Four_LS443A _ Utility | NT-NT46-04-LS443A | NT46-04-LS443A-Utility | North Terrace | NT | NT46 | Union House | 04 | Level Four | LS443A | 99987 | Vacant - Decant Space | 859 | Infrastructure | 2.28 | Utility | 6 | General Facility Space Group | 603 | General Facility - Resource room |  | Excellent | 636.58 | NO
North Terrace_NT46-Union House_Level Four_LS444 _ Informal Work | NT-NT46-04-LS444 | NT46-04-LS444-Informal Work | North Terrace | NT | NT46 | Union House | 04 | Level Four | LS444 | 99987 | Vacant - Decant Space | 859 | Infrastructure | 9.86 | Informal Work | 1 | Office Space Group | 119 | Informal Work Space |  | Excellent | 2,457.96 | NO
North Terrace_NT46-Union House_Level Four_LS444A _ Open Plan - circ | NT-NT46-04-LS444A | NT46-04-LS444A-Open Plan - circ | North Terrace | NT | NT46 | Union House | 04 | Level Four | LS444A | 99987 | Vacant - Decant Space | 859 | Infrastructure | 8.24 | Open Plan - circ | 1 | Office Space Group | 111 | Open Plan - Specific type not defined |  | Excellent | 2,054.11 | NO
North Terrace_NT46-Union House_Level Four_LS446 _ Kitchen | NT-NT46-04-LS446 | NT46-04-LS446-Kitchen | North Terrace | NT | NT46 | Union House | 04 | Level Four | LS446 | 99987 | Vacant - Decant Space | 859 | Infrastructure | 12.26 | Kitchen | 6 | General Facility Space Group | 608 | General Facility - Kitchen/Servery/Food Storage |  | Excellent | 3,422.99 | NO
North Terrace_NT46-Union House_Level Four_LS447 _ Meeting | NT-NT46-04-LS447 | NT46-04-LS447-Meeting | North Terrace | NT | NT46 | Union House | 04 | Level Four | LS447 | 99987 | Vacant - Decant Space | 859 | Infrastructure | 12.66 | Meeting | 6 | General Facility Space Group | 601 | General Facility - Committee/Conference/Meeting room |  | Excellent | 3,534.67 | NO
North Terrace_NT46-Union House_Level Four_LS452 _ Lobby | NT-NT46-04-LS452 | NT46-04-LS452-Lobby | North Terrace | NT | NT46 | Union House | 04 | Level Four | LS452 | 99994 | Uni of Adelaide Student Union Association | 859 | Infrastructure | 8.85 | Lobby | 8 | Non Useable Floor Area Space Group | 805 | Non-usable - Circulation space |  | Excellent | 0.00 | NO
North Terrace_NT46-Union House_Level Four_LS453 _ Stair | NT-NT46-04-LS453 | NT46-04-LS453-Stair | North Terrace | NT | NT46 | Union House | 04 | Level Four | LS453 | 99939 | Unusable Spaces | 99939 | Unusable Spaces | 6.79 | Stair | 8 | Non Useable Floor Area Space Group | 805 | Non-usable - Circulation space |  | Excellent | 0.00 | NO
North Terrace_NT46-Union House_Level Four_LS454 _ Corr. | NT-NT46-04-LS454 | NT46-04-LS454-Corr. | North Terrace | NT | NT46 | Union House | 04 | Level Four | LS454 | 99994 | Uni of Adelaide Student Union Association | 859 | Infrastructure | 13.16 | Corr. | 8 | Non Useable Floor Area Space Group | 805 | Non-usable - Circulation space |  | Excellent | 0.00 | NO
North Terrace_NT46-Union House_Level Four_LS455 _ Meeting | NT-NT46-04-LS455 | NT46-04-LS455-Meeting | North Terrace | NT | NT46 | Union House | 04 | Level Four | LS455 | 99994 | Uni of Adelaide Student Union Association | 859 | Infrastructure | 11.48 | Meeting | 6 | General Facility Space Group | 601 | General Facility - Committee/Conference/Meeting room |  | Excellent | 3,205.22 | NO
North Terrace_NT46-Union House_Level Four_LS456 _ Office | NT-NT46-04-LS456 | NT46-04-LS456-Office | North Terrace | NT | NT46 | Union House | 04 | Level Four | LS456 | 99994 | Uni of Adelaide Student Union Association | 859 | Infrastructure | 10.04 | Office | 1 | Office Space Group | 108 | Office - Professional/General Staff |  | Excellent | 2,502.83 | NO
North Terrace_NT46-Union House_Level Four_LS457 _ Corr. | NT-NT46-04-LS457 | NT46-04-LS457-Corr. | North Terrace | NT | NT46 | Union House | 04 | Level Four | LS457 | 99994 | Uni of Adelaide Student Union Association | 859 | Infrastructure | 4.84 | Corr. | 8 | Non Useable Floor Area Space Group | 805 | Non-usable - Circulation space |  | Excellent | 0.00 | NO
North Terrace_NT46-Union House_Level Four_LS458 _ Office | NT-NT46-04-LS458 | NT46-04-LS458-Office | North Terrace | NT | NT46 | Union House | 04 | Level Four | LS458 | 99994 | Uni of Adelaide Student Union Association | 859 | Infrastructure | 8.65 | Office | 1 | Office Space Group | 108 | Office - Professional/General Staff |  | Excellent | 2,156.32 | NO
North Terrace_NT46-Union House_Level Four_LS459 _ Office | NT-NT46-04-LS459 | NT46-04-LS459-Office | North Terrace | NT | NT46 | Union House | 04 | Level Four | LS459 | 99994 | Uni of Adelaide Student Union Association | 859 | Infrastructure | 9.65 | Office | 1 | Office Space Group | 108 | Office - Professional/General Staff |  | Excellent | 2,405.61 | NO
North Terrace_NT46-Union House_Level Four_LS460 _ Training | NT-NT46-04-LS460 | NT46-04-LS460-Training | North Terrace | NT | NT46 | Union House | 04 | Level Four | LS460 | 99994 | Uni of Adelaide Student Union Association | 859 | Infrastructure | 29.56 | Training | 6 | General Facility Space Group | 601 | General Facility - Committee/Conference/Meeting room |  | Excellent | 8,253.15 | NO
North Terrace_NT46-Union House_Level Four_LSW01 _ Workstation | NT-NT46-04-LSW01 | NT46-04-LSW01-Workstation | North Terrace | NT | NT46 | Union House | 04 | Level Four | LSW01 | 99987 | Vacant - Decant Space | 859 | Infrastructure | 5.17 | Workstation | 1 | Office Space Group | 116 | Open Plan - Professional/General Staff |  | Excellent | 1,288.81 | NO
North Terrace_NT46-Union House_Level Four_LSW02 _ Workstation | NT-NT46-04-LSW02 | NT46-04-LSW02-Workstation | North Terrace | NT | NT46 | Union House | 04 | Level Four | LSW02 | 99987 | Vacant - Decant Space | 859 | Infrastructure | 3.36 | Workstation | 1 | Office Space Group | 116 | Open Plan - Professional/General Staff |  | Excellent | 837.60 | NO
North Terrace_NT46-Union House_Level Four_LSW03 _ Workstation | NT-NT46-04-LSW03 | NT46-04-LSW03-Workstation | North Terrace | NT | NT46 | Union House | 04 | Level Four | LSW03 | 99987 | Vacant - Decant Space | 859 | Infrastructure | 3.96 | Workstation | 1 | Office Space Group | 116 | Open Plan - Professional/General Staff |  | Excellent | 987.17 | NO
North Terrace_NT46-Union House_Level Four_LSW04 _ Workstation | NT-NT46-04-LSW04 | NT46-04-LSW04-Workstation | North Terrace | NT | NT46 | Union House | 04 | Level Four | LSW04 | 99987 | Vacant - Decant Space | 859 | Infrastructure | 3.93 | Workstation | 1 | Office Space Group | 116 | Open Plan - Professional/General Staff |  | Excellent | 979.69 | NO
North Terrace_NT46-Union House_Level Four_LSW05 _ Workstation | NT-NT46-04-LSW05 | NT46-04-LSW05-Workstation | North Terrace | NT | NT46 | Union House | 04 | Level Four | LSW05 | 99987 | Vacant - Decant Space | 859 | Infrastructure | 4.02 | Workstation | 1 | Office Space Group | 116 | Open Plan - Professional/General Staff |  | Excellent | 1,002.13 | NO
North Terrace_NT46-Union House_Level Four_LSW06 _ Workstation | NT-NT46-04-LSW06 | NT46-04-LSW06-Workstation | North Terrace | NT | NT46 | Union House | 04 | Level Four | LSW06 | 99987 | Vacant - Decant Space | 859 | Infrastructure | 4.05 | Workstation | 1 | Office Space Group | 116 | Open Plan - Professional/General Staff |  | Excellent | 1,009.61 | NO
North Terrace_NT46-Union House_Level Four_LSW07 _ Workstation | NT-NT46-04-LSW07 | NT46-04-LSW07-Workstation | North Terrace | NT | NT46 | Union House | 04 | Level Four | LSW07 | 99987 | Vacant - Decant Space | 859 | Infrastructure | 4.33 | Workstation | 1 | Office Space Group | 116 | Open Plan - Professional/General Staff |  | Excellent | 1,079.41 | NO
North Terrace_NT46-Union House_Level Four_LSW08 _ Workstation | NT-NT46-04-LSW08 | NT46-04-LSW08-Workstation | North Terrace | NT | NT46 | Union House | 04 | Level Four | LSW08 | 99987 | Vacant - Decant Space | 859 | Infrastructure | 4.45 | Workstation | 1 | Office Space Group | 116 | Open Plan - Professional/General Staff |  | Excellent | 1,109.32 | NO
North Terrace_NT46-Union House_Level Four_LSW09 _ Workstation | NT-NT46-04-LSW09 | NT46-04-LSW09-Workstation | North Terrace | NT | NT46 | Union House | 04 | Level Four | LSW09 | 99987 | Vacant - Decant Space | 859 | Infrastructure | 4.65 | Workstation | 1 | Office Space Group | 116 | Open Plan - Professional/General Staff |  | Excellent | 1,159.18 | NO
North Terrace_NT46-Union House_Level Four_LSW10 _ Workstation | NT-NT46-04-LSW10 | NT46-04-LSW10-Workstation | North Terrace | NT | NT46 | Union House | 04 | Level Four | LSW10 | 99987 | Vacant - Decant Space | 859 | Infrastructure | 5.93 | Workstation | 1 | Office Space Group | 116 | Open Plan - Professional/General Staff |  | Excellent | 1,478.26 | NO
North Terrace_NT46-Union House_Level Four_LSW11 _ Workstation | NT-NT46-04-LSW11 | NT46-04-LSW11-Workstation | North Terrace | NT | NT46 | Union House | 04 | Level Four | LSW11 | 99987 | Vacant - Decant Space | 859 | Infrastructure | 5.51 | Workstation | 1 | Office Space Group | 116 | Open Plan - Professional/General Staff |  | Excellent | 1,373.56 | NO
North Terrace_NT46-Union House_Level Four_LSW12 _ Workstation | NT-NT46-04-LSW12 | NT46-04-LSW12-Workstation | North Terrace | NT | NT46 | Union House | 04 | Level Four | LSW12 | 99987 | Vacant - Decant Space | 859 | Infrastructure | 5.2 | Workstation | 1 | Office Space Group | 116 | Open Plan - Professional/General Staff |  | Excellent | 1,296.29 | NO
North Terrace_NT46-Union House_Level Four_LSW13 _ Workstation | NT-NT46-04-LSW13 | NT46-04-LSW13-Workstation | North Terrace | NT | NT46 | Union House | 04 | Level Four | LSW13 | 99987 | Vacant - Decant Space | 859 | Infrastructure | 5.81 | Workstation | 1 | Office Space Group | 116 | Open Plan - Professional/General Staff |  | Excellent | 1,448.35 | NO
North Terrace_NT46-Union House_Level Four_LSW14 _ Workstation | NT-NT46-04-LSW14 | NT46-04-LSW14-Workstation | North Terrace | NT | NT46 | Union House | 04 | Level Four | LSW14 | 99987 | Vacant - Decant Space | 859 | Infrastructure | 4.74 | Workstation | 1 | Office Space Group | 116 | Open Plan - Professional/General Staff |  | Excellent | 1,181.61 | NO
North Terrace_NT46-Union House_Level Four_LSW15 _ Workstation | NT-NT46-04-LSW15 | NT46-04-LSW15-Workstation | North Terrace | NT | NT46 | Union House | 04 | Level Four | LSW15 | 99987 | Vacant - Decant Space | 859 | Infrastructure | 4.74 | Workstation | 1 | Office Space Group | 116 | Open Plan - Professional/General Staff |  | Excellent | 1,181.61 | NO
North Terrace_NT46-Union House_Level Four_LSW16 _ Workstation | NT-NT46-04-LSW16 | NT46-04-LSW16-Workstation | North Terrace | NT | NT46 | Union House | 04 | Level Four | LSW16 | 99987 | Vacant - Decant Space | 859 | Infrastructure | 3.24 | Workstation | 1 | Office Space Group | 116 | Open Plan - Professional/General Staff |  | Excellent | 807.69 | NO
North Terrace_NT46-Union House_Level Four_LSW17 _ Workstation | NT-NT46-04-LSW17 | NT46-04-LSW17-Workstation | North Terrace | NT | NT46 | Union House | 04 | Level Four | LSW17 | 99987 | Vacant - Decant Space | 859 | Infrastructure | 3.24 | Workstation | 1 | Office Space Group | 116 | Open Plan - Professional/General Staff |  | Excellent | 807.69 | NO
North Terrace_NT46-Union House_Level Four_LSW18 _ Workstation | NT-NT46-04-LSW18 | NT46-04-LSW18-Workstation | North Terrace | NT | NT46 | Union House | 04 | Level Four | LSW18 | 99987 | Vacant - Decant Space | 859 | Infrastructure | 3.24 | Workstation | 1 | Office Space Group | 116 | Open Plan - Professional/General Staff |  | Excellent | 807.69 | NO
North Terrace_NT46-Union House_Level Four_LSW19 _ Workstation | NT-NT46-04-LSW19 | NT46-04-LSW19-Workstation | North Terrace | NT | NT46 | Union House | 04 | Level Four | LSW19 | 99987 | Vacant - Decant Space | 859 | Infrastructure | 3.24 | Workstation | 1 | Office Space Group | 116 | Open Plan - Professional/General Staff |  | Excellent | 807.69 | NO
North Terrace_NT46-Union House_Level Four_LSW20 _ Workstation | NT-NT46-04-LSW20 | NT46-04-LSW20-Workstation | North Terrace | NT | NT46 | Union House | 04 | Level Four | LSW20 | 99987 | Vacant - Decant Space | 859 | Infrastructure | 3.87 | Workstation | 1 | Office Space Group | 116 | Open Plan - Professional/General Staff |  | Excellent | 964.74 | NO
North Terrace_NT46-Union House_Level Four_LSW21 _ Workstation | NT-NT46-04-LSW21 | NT46-04-LSW21-Workstation | North Terrace | NT | NT46 | Union House | 04 | Level Four | LSW21 | 99987 | Vacant - Decant Space | 859 | Infrastructure | 3.68 | Workstation | 1 | Office Space Group | 116 | Open Plan - Professional/General Staff |  | Excellent | 917.37 | NO
North Terrace_NT46-Union House_Level Four_LSW22 _ Workstation | NT-NT46-04-LSW22 | NT46-04-LSW22-Workstation | North Terrace | NT | NT46 | Union House | 04 | Level Four | LSW22 | 99987 | Vacant - Decant Space | 859 | Infrastructure | 2.55 | Workstation | 1 | Office Space Group | 116 | Open Plan - Professional/General Staff |  | Excellent | 635.68 | NO
North Terrace_NT46-Union House_Level Five_500 _ Balcony (UCA) | NT-NT46-05-500 | NT46-05-500-Balcony (UCA) | North Terrace | NT | NT46 | Union House | 05 | Level Five | 500 | 99939 | Unusable Spaces | 99939 | Unusable Spaces | 78.89 | Balcony (UCA) | 8 | Non Useable Floor Area Space Group | 839 | Non-usable - Verandah/Balcony |  | Unknown | 0.00 | NO
North Terrace_NT46-Union House_Level Five_500A _ Stair - external | NT-NT46-05-500A | NT46-05-500A-Stair - external | North Terrace | NT | NT46 | Union House | 05 | Level Five | 500A | 99939 | Unusable Spaces | 99939 | Unusable Spaces | 8.53 | Stair - external | 8 | Non Useable Floor Area Space Group | 805 | Non-usable - Circulation space |  | Unknown | 0.00 | NO
North Terrace_NT46-Union House_Level Five_501 _ Stair | NT-NT46-05-501 | NT46-05-501-Stair | North Terrace | NT | NT46 | Union House | 05 | Level Five | 501 | 99939 | Unusable Spaces | 99939 | Unusable Spaces | 34.2 | Stair | 8 | Non Useable Floor Area Space Group | 805 | Non-usable - Circulation space |  | Unknown | 0.00 | NO
North Terrace_NT46-Union House_Level Five_501A _ Store | NT-NT46-05-501A | NT46-05-501A-Store | North Terrace | NT | NT46 | Union House | 05 | Level Five | 501A | 859 | Infrastructure Office | 859 | Infrastructure | 8.6 | Store | 4 | Ancillary Area Space Group | 419 | Ancillary Area - Store Room - Generic |  | Barely Adequate | 1,232.06 | NO
North Terrace_NT46-Union House_Level Five_502 _ Foyer | NT-NT46-05-502 | NT46-05-502-Foyer | North Terrace | NT | NT46 | Union House | 05 | Level Five | 502 | 99939 | Unusable Spaces | 99939 | Unusable Spaces | 86.97 | Foyer | 8 | Non Useable Floor Area Space Group | 805 | Non-usable - Circulation space |  | Unknown | 0.00 | NO
North Terrace_NT46-Union House_Level Five_502M _ Lift | NT-NT46-05-502M | NT46-05-502M-Lift | North Terrace | NT | NT46 | Union House | 05 | Level Five | 502M | 99939 | Unusable Spaces | 99939 | Unusable Spaces | 6.09 | Lift | 8 | Non Useable Floor Area Space Group | 838 | Non-usable - Lift |  | Unknown | 0.00 | NO
North Terrace_NT46-Union House_Level Five_503 _ Union Cinema | NT-NT46-05-503 | NT46-05-503-Union Cinema | North Terrace | NT | NT46 | Union House | 05 | Level Five | 503 | 859 | Infrastructure Office | 859 | Infrastructure | 156.19 | Union Cinema | 6 | General Facility Space Group | 612 | General Facility - Theatre |  | Barely Adequate | 28,478.86 | NO
North Terrace_NT46-Union House_Level Five_503A _ Egress - Cinema | NT-NT46-05-503A | NT46-05-503A-Egress - Cinema | North Terrace | NT | NT46 | Union House | 05 | Level Five | 503A | 99939 | Unusable Spaces | 99939 | Unusable Spaces | 7.38 | Egress - Cinema | 8 | Non Useable Floor Area Space Group | 805 | Non-usable - Circulation space |  | Unknown | 0.00 | NO
North Terrace_NT46-Union House_Level Five_503B _ Egress - Cinema | NT-NT46-05-503B | NT46-05-503B-Egress - Cinema | North Terrace | NT | NT46 | Union House | 05 | Level Five | 503B | 99939 | Unusable Spaces | 99939 | Unusable Spaces | 6.52 | Egress - Cinema | 8 | Non Useable Floor Area Space Group | 805 | Non-usable - Circulation space |  | Unknown | 0.00 | NO
North Terrace_NT46-Union House_Level Five_505 _ Entry | NT-NT46-05-505 | NT46-05-505-Entry | North Terrace | NT | NT46 | Union House | 05 | Level Five | 505 | 99995 | Uni of Adelaide Sports Association | 859 | Infrastructure | 28.07 | Entry | 8 | Non Useable Floor Area Space Group | 805 | Non-usable - Circulation space |  | Barely Adequate | 0.00 | NO
North Terrace_NT46-Union House_Level Five_505A _ VSR | NT-NT46-05-505A | NT46-05-505A-VSR | North Terrace | NT | NT46 | Union House | 05 | Level Five | 505A | 99939 | Unusable Spaces | 99939 | Unusable Spaces | 4.33 | VSR | 8 | Non Useable Floor Area Space Group | 840 | Non-usable - Service riser |  | Unknown | 0.00 | NO
North Terrace_NT46-Union House_Level Five_505B _ Fitness Hub | NT-NT46-05-505B | NT46-05-505B-Fitness Hub | North Terrace | NT | NT46 | Union House | 05 | Level Five | 505B | 99995 | Uni of Adelaide Sports Association | 859 | Infrastructure | 242.14 | Fitness Hub | 6 | General Facility Space Group | 610 | General Facility - Indoor Sporting Facilities including Swimming Pool |  | Barely Adequate | 44,150.53 | NO
North Terrace_NT46-Union House_Level Five_505C _ Reception | NT-NT46-05-505C | NT46-05-505C-Reception | North Terrace | NT | NT46 | Union House | 05 | Level Five | 505C | 99995 | Uni of Adelaide Sports Association | 859 | Infrastructure | 6.94 | Reception | 6 | General Facility Space Group | 623 | General Facility - Waiting Area/Foyer/Reception Area |  | Barely Adequate | 1,265.40 | NO
North Terrace_NT46-Union House_Level Five_505D _ Shop | NT-NT46-05-505D | NT46-05-505D-Shop | North Terrace | NT | NT46 | Union House | 05 | Level Five | 505D | 99995 | Uni of Adelaide Sports Association | 859 | Infrastructure | 8.57 | Shop | 6 | General Facility Space Group | 611 | General Facility - Commercial/Business/Retail Facilities |  | Barely Adequate | 1,562.61 | NO
North Terrace_NT46-Union House_Level Five_505E _ Fitness Hub | NT-NT46-05-505E | NT46-05-505E-Fitness Hub | North Terrace | NT | NT46 | Union House | 05 | Level Five | 505E | 99995 | Uni of Adelaide Sports Association | 859 | Infrastructure | 38.2 | Fitness Hub | 6 | General Facility Space Group | 610 | General Facility - Indoor Sporting Facilities including Swimming Pool |  | Barely Adequate | 6,965.19 | NO
North Terrace_NT46-Union House_Level Five_506 _ Foyer | NT-NT46-05-506 | NT46-05-506-Foyer | North Terrace | NT | NT46 | Union House | 05 | Level Five | 506 | 99995 | Uni of Adelaide Sports Association | 859 | Infrastructure | 35.75 | Foyer | 8 | Non Useable Floor Area Space Group | 805 | Non-usable - Circulation space |  | Barely Adequate | 0.00 | NO
North Terrace_NT46-Union House_Level Five_506B _ VSR | NT-NT46-05-506B | NT46-05-506B-VSR | North Terrace | NT | NT46 | Union House | 05 | Level Five | 506B | 99939 | Unusable Spaces | 99939 | Unusable Spaces | 3.94 | VSR | 8 | Non Useable Floor Area Space Group | 840 | Non-usable - Service riser |  | Unknown | 0.00 | NO
North Terrace_NT46-Union House_Level Five_506C _ Sink | NT-NT46-05-506C | NT46-05-506C-Sink | North Terrace | NT | NT46 | Union House | 05 | Level Five | 506C | 99995 | Uni of Adelaide Sports Association | 859 | Infrastructure | 0.85 | Sink | 6 | General Facility Space Group | 608 | General Facility - Kitchen/Servery/Food Storage |  | Barely Adequate | 154.98 | NO
North Terrace_NT46-Union House_Level Five_507 _ WC - U - Access (RH) | NT-NT46-05-507 | NT46-05-507-WC - U - Access (RH) | North Terrace | NT | NT46 | Union House | 05 | Level Five | 507 | 99995 | Uni of Adelaide Sports Association | 859 | Infrastructure | 5.41 | WC - U - Access (RH) | 8 | Non Useable Floor Area Space Group | 818 | Non-usable - Toilets/Amenities - Unisex Accessible |  | Barely Adequate | 0.00 | NO
North Terrace_NT46-Union House_Level Five_508 _ A/L | NT-NT46-05-508 | NT46-05-508-A/L | North Terrace | NT | NT46 | Union House | 05 | Level Five | 508 | 99995 | Uni of Adelaide Sports Association | 859 | Infrastructure | 4.37 | A/L | 8 | Non Useable Floor Area Space Group | 822 | Non-usable - Toilets/Amenities - Unisex |  | Barely Adequate | 0.00 | NO
North Terrace_NT46-Union House_Level Five_508A _ Shower - F | NT-NT46-05-508A | NT46-05-508A-Shower - F | North Terrace | NT | NT46 | Union House | 05 | Level Five | 508A | 99995 | Uni of Adelaide Sports Association | 859 | Infrastructure | 4.05 | Shower - F | 8 | Non Useable Floor Area Space Group | 820 | Non-usable - Toilets/Amenities - Female |  | Barely Adequate | 0.00 | NO
North Terrace_NT46-Union House_Level Five_508B _ WC - F | NT-NT46-05-508B | NT46-05-508B-WC - F | North Terrace | NT | NT46 | Union House | 05 | Level Five | 508B | 99995 | Uni of Adelaide Sports Association | 859 | Infrastructure | 30.4 | WC - F | 8 | Non Useable Floor Area Space Group | 820 | Non-usable - Toilets/Amenities - Female |  | Barely Adequate | 0.00 | NO
North Terrace_NT46-Union House_Level Five_509 _ WC - M | NT-NT46-05-509 | NT46-05-509-WC - M | North Terrace | NT | NT46 | Union House | 05 | Level Five | 509 | 99995 | Uni of Adelaide Sports Association | 859 | Infrastructure | 29.33 | WC - M | 8 | Non Useable Floor Area Space Group | 821 | Non-usable - Toilets/Amenities - Male |  | Barely Adequate | 0.00 | NO
North Terrace_NT46-Union House_Level Five_510 _ Fitness Hub - Gymnasium | NT-NT46-05-510 | NT46-05-510-Fitness Hub - Gymnasium | North Terrace | NT | NT46 | Union House | 05 | Level Five | 510 | 99995 | Uni of Adelaide Sports Association | 859 | Infrastructure | 214.94 | Fitness Hub - Gymnasium | 6 | General Facility Space Group | 610 | General Facility - Indoor Sporting Facilities including Swimming Pool |  | Excellent | 60,011.26 | NO
North Terrace_NT46-Union House_Level Five_514 _ Store | NT-NT46-05-514 | NT46-05-514-Store | North Terrace | NT | NT46 | Union House | 05 | Level Five | 514 | 99995 | Uni of Adelaide Sports Association | 859 | Infrastructure | 3.5 | Store | 4 | Ancillary Area Space Group | 419 | Ancillary Area - Store Room - Generic |  | Barely Adequate | 501.42 | NO
North Terrace_NT46-Union House_Level Five_515 _ Office - Fitness Hub | NT-NT46-05-515 | NT46-05-515-Office - Fitness Hub | North Terrace | NT | NT46 | Union House | 05 | Level Five | 515 | 99995 | Uni of Adelaide Sports Association | 859 | Infrastructure | 22.96 | Office - Fitness Hub | 1 | Office Space Group | 108 | Office - Professional/General Staff |  | Barely Adequate | 3,737.86 | NO
North Terrace_NT46-Union House_Level Five_518 _ Store | NT-NT46-05-518 | NT46-05-518-Store | North Terrace | NT | NT46 | Union House | 05 | Level Five | 518 | 99995 | Uni of Adelaide Sports Association | 859 | Infrastructure | 13.66 | Store | 4 | Ancillary Area Space Group | 419 | Ancillary Area - Store Room - Generic |  | Barely Adequate | 1,956.97 | NO
North Terrace_NT46-Union House_Level Five_519 _ "UH Level 5" - north | NT-NT46-05-519 | NT46-05-519-"UH Level 5" - north | North Terrace | NT | NT46 | Union House | 05 | Level Five | 519 | 859 | Infrastructure Office | 859 | Infrastructure | 299.57 | "UH Level 5" - north | 6 | General Facility Space Group | 611 | General Facility - Commercial/Business/Retail Facilities |  | Barely Adequate | 54,622.01 | NO
North Terrace_NT46-Union House_Level Five_519A _ "UH Level 5" - south | NT-NT46-05-519A | NT46-05-519A-"UH Level 5" - south | North Terrace | NT | NT46 | Union House | 05 | Level Five | 519A | 859 | Infrastructure Office | 859 | Infrastructure | 124.14 | "UH Level 5" - south | 6 | General Facility Space Group | 611 | General Facility - Commercial/Business/Retail Facilities |  | Barely Adequate | 22,635.03 | NO
North Terrace_NT46-Union House_Level Five_519B _ "UH Level 5" - Office | NT-NT46-05-519B | NT46-05-519B-"UH Level 5" - Office | North Terrace | NT | NT46 | Union House | 05 | Level Five | 519B | 859 | Infrastructure Office | 859 | Infrastructure | 8.48 | "UH Level 5" - Office | 1 | Office Space Group | 108 | Office - Professional/General Staff |  | Barely Adequate | 1,380.53 | NO
North Terrace_NT46-Union House_Level Five_519C _ "UH Level 5" - Bar | NT-NT46-05-519C | NT46-05-519C-"UH Level 5" - Bar | North Terrace | NT | NT46 | Union House | 05 | Level Five | 519C | 859 | Infrastructure Office | 859 | Infrastructure | 18.54 | "UH Level 5" - Bar | 6 | General Facility Space Group | 611 | General Facility - Commercial/Business/Retail Facilities |  | Barely Adequate | 3,380.49 | NO
North Terrace_NT46-Union House_Level Five_520 _ Store | NT-NT46-05-520 | NT46-05-520-Store | North Terrace | NT | NT46 | Union House | 05 | Level Five | 520 | 859 | Infrastructure Office | 859 | Infrastructure | 7.38 | Store | 4 | Ancillary Area Space Group | 419 | Ancillary Area - Store Room - Generic |  | Barely Adequate | 1,057.28 | NO
North Terrace_NT46-Union House_Level Five_521 _ Lobby | NT-NT46-05-521 | NT46-05-521-Lobby | North Terrace | NT | NT46 | Union House | 05 | Level Five | 521 | 859 | Infrastructure Office | 859 | Infrastructure | 24.24 | Lobby | 8 | Non Useable Floor Area Space Group | 805 | Non-usable - Circulation space |  | Barely Adequate | 0.00 | NO
North Terrace_NT46-Union House_Level Five_521A _ Service Foyer | NT-NT46-05-521A | NT46-05-521A-Service Foyer | North Terrace | NT | NT46 | Union House | 05 | Level Five | 521A | 859 | Infrastructure Office | 859 | Infrastructure | 5.7 | Service Foyer | 8 | Non Useable Floor Area Space Group | 805 | Non-usable - Circulation space |  | Barely Adequate | 0.00 | NO
North Terrace_NT46-Union House_Level Five_521B _ Stair | NT-NT46-05-521B | NT46-05-521B-Stair | North Terrace | NT | NT46 | Union House | 05 | Level Five | 521B | 859 | Infrastructure Office | 859 | Infrastructure | 14.57 | Stair | 8 | Non Useable Floor Area Space Group | 805 | Non-usable - Circulation space |  | Barely Adequate | 0.00 | NO
North Terrace_NT46-Union House_Level Five_521M _ Lift | NT-NT46-05-521M | NT46-05-521M-Lift | North Terrace | NT | NT46 | Union House | 05 | Level Five | 521M | 99939 | Unusable Spaces | 99939 | Unusable Spaces | 7.93 | Lift | 8 | Non Useable Floor Area Space Group | 838 | Non-usable - Lift |  | Unknown | 0.00 | NO
North Terrace_NT46-Union House_Level Five_521N _ VSR | NT-NT46-05-521N | NT46-05-521N-VSR | North Terrace | NT | NT46 | Union House | 05 | Level Five | 521N | 99939 | Unusable Spaces | 99939 | Unusable Spaces | 13.33 | VSR | 8 | Non Useable Floor Area Space Group | 840 | Non-usable - Service riser |  | Unknown | 0.00 | NO
North Terrace_NT46-Union House_Level Five_522 _ Cold Room | NT-NT46-05-522 | NT46-05-522-Cold Room | North Terrace | NT | NT46 | Union House | 05 | Level Five | 522 | 859 | Infrastructure Office | 859 | Infrastructure | 11.88 | Cold Room | 4 | Ancillary Area Space Group | 405 | Ancillary Area - Constant Temperature/ Freezer/Cold/Warm Rooms |  | Barely Adequate | 1,701.96 | NO
North Terrace_NT46-Union House_Level Five_523 _ "UH Level 5" - Servery | NT-NT46-05-523 | NT46-05-523-"UH Level 5" - Servery | North Terrace | NT | NT46 | Union House | 05 | Level Five | 523 | 859 | Infrastructure Office | 859 | Infrastructure | 11.96 | "UH Level 5" - Servery | 6 | General Facility Space Group | 608 | General Facility - Kitchen/Servery/Food Storage |  | Barely Adequate | 2,180.72 | NO
North Terrace_NT46-Union House_Level Five_524 _ Plantroom | NT-NT46-05-524 | NT46-05-524-Plantroom | North Terrace | NT | NT46 | Union House | 05 | Level Five | 524 | 859 | Infrastructure Office | 859 | Infrastructure | 7.52 | Plantroom | 8 | Non Useable Floor Area Space Group | 811 | Non-usable - Plant room other |  | Barely Adequate | 0.00 | NO
North Terrace_NT46-Union House_Level Five_525 _ Cold Room | NT-NT46-05-525 | NT46-05-525-Cold Room | North Terrace | NT | NT46 | Union House | 05 | Level Five | 525 | 859 | Infrastructure Office | 859 | Infrastructure | 4.11 | Cold Room | 4 | Ancillary Area Space Group | 405 | Ancillary Area - Constant Temperature/ Freezer/Cold/Warm Rooms |  | Barely Adequate | 588.81 | NO
North Terrace_NT46-Union House_Level Five_526A _ Corr. | NT-NT46-05-526A | NT46-05-526A-Corr. | North Terrace | NT | NT46 | Union House | 05 | Level Five | 526A | 99939 | Unusable Spaces | 99939 | Unusable Spaces | 65.1 | Corr. | 8 | Non Useable Floor Area Space Group | 805 | Non-usable - Circulation space |  | Unknown | 0.00 | NO
North Terrace_NT46-Union House_Level Five_526B _ Stair - escape | NT-NT46-05-526B | NT46-05-526B-Stair - escape | North Terrace | NT | NT46 | Union House | 05 | Level Five | 526B | 99939 | Unusable Spaces | 99939 | Unusable Spaces | 2.02 | Stair - escape | 8 | Non Useable Floor Area Space Group | 805 | Non-usable - Circulation space |  | Unknown | 0.00 | NO
North Terrace_NT46-Union House_Level Five_526C _ Cleaner | NT-NT46-05-526C | NT46-05-526C-Cleaner | North Terrace | NT | NT46 | Union House | 05 | Level Five | 526C | 99939 | Unusable Spaces | 99939 | Unusable Spaces | 2.56 | Cleaner | 8 | Non Useable Floor Area Space Group | 806 | Non-usable - Cleaners room |  | Unknown | 0.00 | NO
North Terrace_NT46-Union House_Level Five_526D _ Foyer | NT-NT46-05-526D | NT46-05-526D-Foyer | North Terrace | NT | NT46 | Union House | 05 | Level Five | 526D | 99939 | Unusable Spaces | 99939 | Unusable Spaces | 8.15 | Foyer | 8 | Non Useable Floor Area Space Group | 805 | Non-usable - Circulation space |  | Unknown | 0.00 | NO
North Terrace_NT46-Union House_Level Five_526E _ VSR | NT-NT46-05-526E | NT46-05-526E-VSR | North Terrace | NT | NT46 | Union House | 05 | Level Five | 526E | 99939 | Unusable Spaces | 99939 | Unusable Spaces | 14.14 | VSR | 8 | Non Useable Floor Area Space Group | 840 | Non-usable - Service riser |  | Unknown | 0.00 | NO
North Terrace_NT46-Union House_Level Five_527 _ Store | NT-NT46-05-527 | NT46-05-527-Store | North Terrace | NT | NT46 | Union House | 05 | Level Five | 527 | 859 | Infrastructure Office | 859 | Infrastructure | 9 | Store | 4 | Ancillary Area Space Group | 419 | Ancillary Area - Store Room - Generic |  | Barely Adequate | 1,289.37 | NO
North Terrace_NT46-Union House_Level Five_528 _ Foyer | NT-NT46-05-528 | NT46-05-528-Foyer | North Terrace | NT | NT46 | Union House | 05 | Level Five | 528 | 99939 | Unusable Spaces | 99939 | Unusable Spaces | 11.48 | Foyer | 8 | Non Useable Floor Area Space Group | 805 | Non-usable - Circulation space |  | Unknown | 0.00 | NO
North Terrace_NT46-Union House_Level Five_528A _ Stair | NT-NT46-05-528A | NT46-05-528A-Stair | North Terrace | NT | NT46 | Union House | 05 | Level Five | 528A | 99939 | Unusable Spaces | 99939 | Unusable Spaces | 19.74 | Stair | 8 | Non Useable Floor Area Space Group | 805 | Non-usable - Circulation space |  | Unknown | 0.00 | NO
North Terrace_NT46-Union House_Level Five_529 _ A/L- F | NT-NT46-05-529 | NT46-05-529-A/L- F | North Terrace | NT | NT46 | Union House | 05 | Level Five | 529 | 99939 | Unusable Spaces | 99939 | Unusable Spaces | 2.35 | A/L- F | 8 | Non Useable Floor Area Space Group | 820 | Non-usable - Toilets/Amenities - Female |  | Unknown | 0.00 | NO
North Terrace_NT46-Union House_Level Five_529A _ WC - F | NT-NT46-05-529A | NT46-05-529A-WC - F | North Terrace | NT | NT46 | Union House | 05 | Level Five | 529A | 99939 | Unusable Spaces | 99939 | Unusable Spaces | 37.4 | WC - F | 8 | Non Useable Floor Area Space Group | 820 | Non-usable - Toilets/Amenities - Female |  | Unknown | 0.00 | NO
North Terrace_NT46-Union House_Level Five_530 _ A/L - M | NT-NT46-05-530 | NT46-05-530-A/L - M | North Terrace | NT | NT46 | Union House | 05 | Level Five | 530 | 99939 | Unusable Spaces | 99939 | Unusable Spaces | 3.77 | A/L - M | 8 | Non Useable Floor Area Space Group | 821 | Non-usable - Toilets/Amenities - Male |  | Unknown | 0.00 | NO
North Terrace_NT46-Union House_Level Five_530A _ WC - M | NT-NT46-05-530A | NT46-05-530A-WC - M | North Terrace | NT | NT46 | Union House | 05 | Level Five | 530A | 99939 | Unusable Spaces | 99939 | Unusable Spaces | 29.77 | WC - M | 8 | Non Useable Floor Area Space Group | 821 | Non-usable - Toilets/Amenities - Male |  | Unknown | 0.00 | NO
North Terrace_NT46-Union House_Level Five_531 _ Store - AU Mt Club | NT-NT46-05-531 | NT46-05-531-Store - AU Mt Club | North Terrace | NT | NT46 | Union House | 05 | Level Five | 531 | 99995 | Uni of Adelaide Sports Association | 859 | Infrastructure | 9.29 | Store - AU Mt Club | 4 | Ancillary Area Space Group | 419 | Ancillary Area - Store Room - Generic |  | Barely Adequate | 1,330.91 | NO
North Terrace_NT46-Union House_Level Five_531A _ Stack | NT-NT46-05-531A | NT46-05-531A-Stack | North Terrace | NT | NT46 | Union House | 05 | Level Five | 531A | 859 | Infrastructure Office | 859 | Infrastructure | 4.9 | Stack | 4 | Ancillary Area Space Group | 419 | Ancillary Area - Store Room - Generic |  | Barely Adequate | 701.99 | NO
North Terrace_NT46-Union House_Level Five_532 _ Corr. | NT-NT46-05-532 | NT46-05-532-Corr. | North Terrace | NT | NT46 | Union House | 05 | Level Five | 532 | 99939 | Unusable Spaces | 99939 | Unusable Spaces | 7.3 | Corr. | 8 | Non Useable Floor Area Space Group | 805 | Non-usable - Circulation space |  | Unknown | 0.00 | NO
North Terrace_NT46-Union House_Level Five_533 _ Irene Watson Room | NT-NT46-05-533 | NT46-05-533-Irene Watson Room | North Terrace | NT | NT46 | Union House | 05 | Level Five | 533 | 99995 | Uni of Adelaide Sports Association | 859 | Infrastructure | 127.14 | Irene Watson Room | 6 | General Facility Space Group | 610 | General Facility - Indoor Sporting Facilities including Swimming Pool |  | Barely Adequate | 23,182.04 | NO
North Terrace_NT46-Union House_Level Five_533A _ Games Store | NT-NT46-05-533A | NT46-05-533A-Games Store | North Terrace | NT | NT46 | Union House | 05 | Level Five | 533A | 99995 | Uni of Adelaide Sports Association | 859 | Infrastructure | 10.71 | Games Store | 4 | Ancillary Area Space Group | 419 | Ancillary Area - Store Room - Generic |  | Barely Adequate | 1,534.35 | NO
North Terrace_NT46-Union House_Level Five_535 _ Office | NT-NT46-05-535 | NT46-05-535-Office | North Terrace | NT | NT46 | Union House | 05 | Level Five | 535 | 859 | Infrastructure Office | 859 | Infrastructure | 25.76 | Office | 1 | Office Space Group | 108 | Office - Professional/General Staff |  | Barely Adequate | 4,193.70 | NO
North Terrace_NT46-Union House_Level Five_535A _ Kitchen | NT-NT46-05-535A | NT46-05-535A-Kitchen | North Terrace | NT | NT46 | Union House | 05 | Level Five | 535A | 859 | Infrastructure Office | 859 | Infrastructure | 13.84 | Kitchen | 6 | General Facility Space Group | 608 | General Facility - Kitchen/Servery/Food Storage |  | Barely Adequate | 2,523.51 | NO
North Terrace_NT46-Union House_Level Five_535B _ Corr. | NT-NT46-05-535B | NT46-05-535B-Corr. | North Terrace | NT | NT46 | Union House | 05 | Level Five | 535B | 859 | Infrastructure Office | 859 | Infrastructure | 9.09 | Corr. | 8 | Non Useable Floor Area Space Group | 805 | Non-usable - Circulation space |  | Barely Adequate | 0.00 | NO
North Terrace_NT46-Union House_Level Five_536 _ Store | NT-NT46-05-536 | NT46-05-536-Store | North Terrace | NT | NT46 | Union House | 05 | Level Five | 536 | 859 | Infrastructure Office | 859 | Infrastructure | 15.71 | Store | 4 | Ancillary Area Space Group | 419 | Ancillary Area - Store Room - Generic |  | Barely Adequate | 2,250.66 | NO
North Terrace_NT46-Union House_Level Five_536A _ Bathroom | NT-NT46-05-536A | NT46-05-536A-Bathroom | North Terrace | NT | NT46 | Union House | 05 | Level Five | 536A | 99939 | Unusable Spaces | 99939 | Unusable Spaces | 4.38 | Bathroom | 8 | Non Useable Floor Area Space Group | 835 | Non-usable - Toilets/Amenities - Other |  | Barely Adequate | 0.00 | NO
North Terrace_NT46-Union House_Level Five_537 _ "UH Level 5" - Balcony (UCA) | NT-NT46-05-537 | NT46-05-537-"UH Level 5" - Balcony (UCA) | North Terrace | NT | NT46 | Union House | 05 | Level Five | 537 | 859 | Infrastructure Office | 859 | Infrastructure | 117.76 | "UH Level 5" - Balcony (UCA) | 8 | Non Useable Floor Area Space Group | 839 | Non-usable - Verandah/Balcony |  | Barely Adequate | 0.00 | NO
North Terrace_NT46-Union House_Level Five_538 _ Stair | NT-NT46-05-538 | NT46-05-538-Stair | North Terrace | NT | NT46 | Union House | 05 | Level Five | 538 | 99939 | Unusable Spaces | 99939 | Unusable Spaces | 23.72 | Stair | 8 | Non Useable Floor Area Space Group | 805 | Non-usable - Circulation space |  | Unknown | 0.00 | NO
North Terrace_NT46-Union House_Level Six_600 _ Stair Foyer | NT-NT46-06-600 | NT46-06-600-Stair Foyer | North Terrace | NT | NT46 | Union House | 06 | Level Six | 600 | 99939 | Unusable Spaces | 99939 | Unusable Spaces | 10.25 | Stair Foyer | 8 | Non Useable Floor Area Space Group | 805 | Non-usable - Circulation space |  | Unknown | 0.00 | NO
North Terrace_NT46-Union House_Level Six_601 _ Stair | NT-NT46-06-601 | NT46-06-601-Stair | North Terrace | NT | NT46 | Union House | 06 | Level Six | 601 | 99939 | Unusable Spaces | 99939 | Unusable Spaces | 19.74 | Stair | 8 | Non Useable Floor Area Space Group | 805 | Non-usable - Circulation space |  | Unknown | 0.00 | NO
North Terrace_NT46-Union House_Level Six_602 _ Lobby | NT-NT46-06-602 | NT46-06-602-Lobby | North Terrace | NT | NT46 | Union House | 06 | Level Six | 602 | 99939 | Unusable Spaces | 99939 | Unusable Spaces | 42.43 | Lobby | 8 | Non Useable Floor Area Space Group | 805 | Non-usable - Circulation space |  | Unknown | 0.00 | NO
North Terrace_NT46-Union House_Level Six_602A _ DB | NT-NT46-06-602A | NT46-06-602A-DB | North Terrace | NT | NT46 | Union House | 06 | Level Six | 602A | 99939 | Unusable Spaces | 99939 | Unusable Spaces | 0.65 | DB | 8 | Non Useable Floor Area Space Group | 840 | Non-usable - Service riser |  | Unknown | 0.00 | NO
North Terrace_NT46-Union House_Level Six_602B _ Telecom | NT-NT46-06-602B | NT46-06-602B-Telecom | North Terrace | NT | NT46 | Union House | 06 | Level Six | 602B | 99939 | Unusable Spaces | 99939 | Unusable Spaces | 0.35 | Telecom | 8 | Non Useable Floor Area Space Group | 840 | Non-usable - Service riser |  | Unknown | 0.00 | NO
North Terrace_NT46-Union House_Level Six_602M _ Lift | NT-NT46-06-602M | NT46-06-602M-Lift | North Terrace | NT | NT46 | Union House | 06 | Level Six | 602M | 99939 | Unusable Spaces | 99939 | Unusable Spaces | 6.09 | Lift | 8 | Non Useable Floor Area Space Group | 838 | Non-usable - Lift |  | Unknown | 0.00 | NO
North Terrace_NT46-Union House_Level Six_603 _ Stair | NT-NT46-06-603 | NT46-06-603-Stair | North Terrace | NT | NT46 | Union House | 06 | Level Six | 603 | 99939 | Unusable Spaces | 99939 | Unusable Spaces | 4.98 | Stair | 8 | Non Useable Floor Area Space Group | 805 | Non-usable - Circulation space |  | Unknown | 0.00 | NO
North Terrace_NT46-Union House_Level Six_604 _ Ante Room | NT-NT46-06-604 | NT46-06-604-Ante Room | North Terrace | NT | NT46 | Union House | 06 | Level Six | 604 | 99939 | Unusable Spaces | 99939 | Unusable Spaces | 5.22 | Ante Room | 8 | Non Useable Floor Area Space Group | 805 | Non-usable - Circulation space |  | Barely Adequate | 0.00 | NO
North Terrace_NT46-Union House_Level Six_604A _ "Pride Room - George Duncan Room | NT-NT46-06-604A | NT46-06-604A-"Pride Room - George Duncan Room | North Terrace | NT | NT46 | Union House | 06 | Level Six | 604A | 99994 | Uni of Adelaide Student Union Association | 859 | Infrastructure | 22.03 | "Pride Room - George Duncan Room | 6 | General Facility Space Group | 604 | General Facility - Common Room General Access |  | Barely Adequate | 4,016.83 | NO
North Terrace_NT46-Union House_Level Six_604B _ Projection Room - Union Cinema | NT-NT46-06-604B | NT46-06-604B-Projection Room - Union Cinema | North Terrace | NT | NT46 | Union House | 06 | Level Six | 604B | 859 | Infrastructure Office | 859 | Infrastructure | 7.97 | Projection Room - Union Cinema | 6 | General Facility Space Group | 612 | General Facility - Theatre |  | Barely Adequate | 1,453.21 | NO
North Terrace_NT46-Union House_Level Six_604C _ Cinema - Store | NT-NT46-06-604C | NT46-06-604C-Cinema - Store | North Terrace | NT | NT46 | Union House | 06 | Level Six | 604C | 859 | Infrastructure Office | 859 | Infrastructure | 5.57 | Cinema - Store | 4 | Ancillary Area Space Group | 419 | Ancillary Area - Store Room - Generic |  | Barely Adequate | 797.97 | NO
North Terrace_NT46-Union House_Level Six_605 _ Rumours Cafe | NT-NT46-06-605 | NT46-06-605-Rumours Cafe | North Terrace | NT | NT46 | Union House | 06 | Level Six | 605 | 859 | Infrastructure Office | 859 | Infrastructure | 323.48 | Rumours Cafe | 6 | General Facility Space Group | 611 | General Facility - Commercial/Business/Retail Facilities |  | Barely Adequate | 58,981.63 | NO
North Terrace_NT46-Union House_Level Six_605A _ Store | NT-NT46-06-605A | NT46-06-605A-Store | North Terrace | NT | NT46 | Union House | 06 | Level Six | 605A | 99982 | Uni of Adelaide Club | 859 | Infrastructure | 9.51 | Store | 4 | Ancillary Area Space Group | 419 | Ancillary Area - Store Room - Generic |  | Barely Adequate | 1,362.43 | NO
North Terrace_NT46-Union House_Level Six_606 _ Gallery Kitchen | NT-NT46-06-606 | NT46-06-606-Gallery Kitchen | North Terrace | NT | NT46 | Union House | 06 | Level Six | 606 | 859 | Infrastructure Office | 859 | Infrastructure | 40.56 | Gallery Kitchen | 6 | General Facility Space Group | 608 | General Facility - Kitchen/Servery/Food Storage |  | Barely Adequate | 7,395.50 | NO
North Terrace_NT46-Union House_Level Six_609 _ Stair | NT-NT46-06-609 | NT46-06-609-Stair | North Terrace | NT | NT46 | Union House | 06 | Level Six | 609 | 99939 | Unusable Spaces | 99939 | Unusable Spaces | 14.51 | Stair | 8 | Non Useable Floor Area Space Group | 805 | Non-usable - Circulation space |  | Unknown | 0.00 | NO
North Terrace_NT46-Union House_Level Six_610 _ Stair | NT-NT46-06-610 | NT46-06-610-Stair | North Terrace | NT | NT46 | Union House | 06 | Level Six | 610 | 99939 | Unusable Spaces | 99939 | Unusable Spaces | 6.71 | Stair | 8 | Non Useable Floor Area Space Group | 805 | Non-usable - Circulation space |  | Unknown | 0.00 | NO
North Terrace_NT46-Union House_Level Six_611 _ Stair | NT-NT46-06-611 | NT46-06-611-Stair | North Terrace | NT | NT46 | Union House | 06 | Level Six | 611 | 99939 | Unusable Spaces | 99939 | Unusable Spaces | 22.34 | Stair | 8 | Non Useable Floor Area Space Group | 805 | Non-usable - Circulation space |  | Unknown | 0.00 | NO
North Terrace_NT46-Union House_Level Six_612 _ Balcony (UCA) | NT-NT46-06-612 | NT46-06-612-Balcony (UCA) | North Terrace | NT | NT46 | Union House | 06 | Level Six | 612 | 99939 | Unusable Spaces | 99939 | Unusable Spaces | 118.98 | Balcony (UCA) | 8 | Non Useable Floor Area Space Group | 839 | Non-usable - Verandah/Balcony |  | Unknown | 0.00 | NO
North Terrace_NT46-Union House_Level Six_613 _ Stair | NT-NT46-06-613 | NT46-06-613-Stair | North Terrace | NT | NT46 | Union House | 06 | Level Six | 613 | 99939 | Unusable Spaces | 99939 | Unusable Spaces | 5.66 | Stair | 8 | Non Useable Floor Area Space Group | 805 | Non-usable - Circulation space |  | Unknown | 0.00 | NO
North Terrace_NT46-Union House_Level Six_613A _ Stair | NT-NT46-06-613A | NT46-06-613A-Stair | North Terrace | NT | NT46 | Union House | 06 | Level Six | 613A | 99939 | Unusable Spaces | 99939 | Unusable Spaces | 6.06 | Stair | 8 | Non Useable Floor Area Space Group | 805 | Non-usable - Circulation space |  | Unknown | 0.00 | NO
North Terrace_NT46-Union House_Level Six_613B _ VSR | NT-NT46-06-613B | NT46-06-613B-VSR | North Terrace | NT | NT46 | Union House | 06 | Level Six | 613B | 99939 | Unusable Spaces | 99939 | Unusable Spaces | 14.97 | VSR | 8 | Non Useable Floor Area Space Group | 840 | Non-usable - Service riser |  | Unknown | 0.00 | NO
North Terrace_NT46-Union House_Level Six_613C _ Stair | NT-NT46-06-613C | NT46-06-613C-Stair | North Terrace | NT | NT46 | Union House | 06 | Level Six | 613C | 99939 | Unusable Spaces | 99939 | Unusable Spaces | 3.86 | Stair | 8 | Non Useable Floor Area Space Group | 805 | Non-usable - Circulation space |  | Unknown | 0.00 | NO
North Terrace_NT46-Union House_Level Six_613D _ Plantroom | NT-NT46-06-613D | NT46-06-613D-Plantroom | North Terrace | NT | NT46 | Union House | 06 | Level Six | 613D | 99939 | Unusable Spaces | 99939 | Unusable Spaces | 15.48 | Plantroom | 8 | Non Useable Floor Area Space Group | 811 | Non-usable - Plant room other |  | Unknown | 0.00 | NO
North Terrace_NT46-Union House_Level Six_613E _ Plantroom | NT-NT46-06-613E | NT46-06-613E-Plantroom | North Terrace | NT | NT46 | Union House | 06 | Level Six | 613E | 99939 | Unusable Spaces | 99939 | Unusable Spaces | 9.78 | Plantroom | 8 | Non Useable Floor Area Space Group | 811 | Non-usable - Plant room other |  | Unknown | 0.00 | NO
North Terrace_NT46-Union House_Level Six_613F _ Plantroom | NT-NT46-06-613F | NT46-06-613F-Plantroom | North Terrace | NT | NT46 | Union House | 06 | Level Six | 613F | 99939 | Unusable Spaces | 99939 | Unusable Spaces | 123.77 | Plantroom | 8 | Non Useable Floor Area Space Group | 811 | Non-usable - Plant room other |  | Unknown | 0.00 | NO
North Terrace_NT46-Union House_Level Six_613G _ Plantroom | NT-NT46-06-613G | NT46-06-613G-Plantroom | North Terrace | NT | NT46 | Union House | 06 | Level Six | 613G | 99939 | Unusable Spaces | 99939 | Unusable Spaces | 139.38 | Plantroom | 8 | Non Useable Floor Area Space Group | 811 | Non-usable - Plant room other |  | Unknown | 0.00 | NO
North Terrace_NT46-Union House_Level Six_613H _ Plantroom | NT-NT46-06-613H | NT46-06-613H-Plantroom | North Terrace | NT | NT46 | Union House | 06 | Level Six | 613H | 99939 | Unusable Spaces | 99939 | Unusable Spaces | 21.3 | Plantroom | 8 | Non Useable Floor Area Space Group | 811 | Non-usable - Plant room other |  | Unknown | 0.00 | NO
North Terrace_NT46-Union House_Level Six_613M _ Plantroom | NT-NT46-06-613M | NT46-06-613M-Plantroom | North Terrace | NT | NT46 | Union House | 06 | Level Six | 613M | 99939 | Unusable Spaces | 99939 | Unusable Spaces | 6.15 | Plantroom | 8 | Non Useable Floor Area Space Group | 811 | Non-usable - Plant room other |  | Unknown | 0.00 | NO
North Terrace_NT46-Union House_Level Six_614 _ Entry | NT-NT46-06-614 | NT46-06-614-Entry | North Terrace | NT | NT46 | Union House | 06 | Level Six | 614 | 859 | Infrastructure Office | 859 | Infrastructure | 6.2 | Entry | 8 | Non Useable Floor Area Space Group | 805 | Non-usable - Circulation space |  | Barely Adequate | 0.00 | NO
North Terrace_NT46-Union House_Level Six_614A _ Sports Archive Store | NT-NT46-06-614A | NT46-06-614A-Sports Archive Store | North Terrace | NT | NT46 | Union House | 06 | Level Six | 614A | 859 | Infrastructure Office | 859 | Infrastructure | 16.86 | Sports Archive Store | 4 | Ancillary Area Space Group | 419 | Ancillary Area - Store Room - Generic |  | Barely Adequate | 2,415.41 | NO
North Terrace_NT46-Union House_Level Six_614B _ Store | NT-NT46-06-614B | NT46-06-614B-Store | North Terrace | NT | NT46 | Union House | 06 | Level Six | 614B | 859 | Infrastructure Office | 859 | Infrastructure | 6.47 | Store | 4 | Ancillary Area Space Group | 419 | Ancillary Area - Store Room - Generic |  | Barely Adequate | 926.91 | NO
North Terrace_NT46-Union House_Level Six_614C _ Islamic Prayer Room | NT-NT46-06-614C | NT46-06-614C-Islamic Prayer Room | North Terrace | NT | NT46 | Union House | 06 | Level Six | 614C | 99949 | Religious spaces (not AUU) | 952 | Corporate Services Division Admin | 84.81 | Islamic Prayer Room | 6 | General Facility Space Group | 619 | General Facility - Religious/Prayer Facility |  | Barely Adequate | 15,463.81 | NO
North Terrace_NT46-Union House_Level Six_614D _ Islamic Prayer Room | NT-NT46-06-614D | NT46-06-614D-Islamic Prayer Room | North Terrace | NT | NT46 | Union House | 06 | Level Six | 614D | 99949 | Religious spaces (not AUU) | 952 | Corporate Services Division Admin | 35.09 | Islamic Prayer Room | 6 | General Facility Space Group | 619 | General Facility - Religious/Prayer Facility |  | Barely Adequate | 6,398.13 | NO
North Terrace_NT46-Union House_Level Six_614E _ Stair | NT-NT46-06-614E | NT46-06-614E-Stair | North Terrace | NT | NT46 | Union House | 06 | Level Six | 614E | 99939 | Unusable Spaces | 99939 | Unusable Spaces | 1.92 | Stair | 8 | Non Useable Floor Area Space Group | 805 | Non-usable - Circulation space |  | Unknown | 0.00 | NO
North Terrace_NT46-Union House_Level Six_R.01 _ Access - Plant Room (NUFA) | NT-NT46-06-R.01 | NT46-06-R.01-Access - Plant Room (NUFA) | North Terrace | NT | NT46 | Union House | 06 | Level Six | R.01 | 99939 | Unusable Spaces | 99939 | Unusable Spaces | 8.88 | Access - Plant Room (NUFA) | 8 | Non Useable Floor Area Space Group | 805 | Non-usable - Circulation space |  | Unknown | 0.00 | NO
North Terrace_NT46-Union House_Level Seven_701 _ Loft | NT-NT46-07-701 | NT46-07-701-Loft | North Terrace | NT | NT46 | Union House | 07 | Level Seven | 701 | 859 | Infrastructure Office | 859 | Infrastructure | 51.44 | Loft | 8 | Non Useable Floor Area Space Group | 805 | Non-usable - Circulation space |  | Barely Adequate | 0.00 | NO
North Terrace_NT46-Union House_Level Seven_701A _ Stair | NT-NT46-07-701A | NT46-07-701A-Stair | North Terrace | NT | NT46 | Union House | 07 | Level Seven | 701A | 99939 | Unusable Spaces | 99939 | Unusable Spaces | 4.8 | Stair | 8 | Non Useable Floor Area Space Group | 805 | Non-usable - Circulation space |  | Unknown | 0.00 | NO
North Terrace_NT46-Union House_Level Seven_702 _ Office | NT-NT46-07-702 | NT46-07-702-Office | North Terrace | NT | NT46 | Union House | 07 | Level Seven | 702 | 859 | Infrastructure Office | 859 | Infrastructure | 15.33 | Office | 1 | Office Space Group | 108 | Office - Professional/General Staff |  | Barely Adequate | 2,495.71 | NO
North Terrace_NT46-Union House_Level Seven_703 _ Store | NT-NT46-07-703 | NT46-07-703-Store | North Terrace | NT | NT46 | Union House | 07 | Level Seven | 703 | 859 | Infrastructure Office | 859 | Infrastructure | 9.53 | Store | 4 | Ancillary Area Space Group | 419 | Ancillary Area - Store Room - Generic |  | Barely Adequate | 1,365.30 | NO
North Terrace_NT46-Union House_Level Seven_704 _ Lift Motor Room | NT-NT46-07-704 | NT46-07-704-Lift Motor Room | North Terrace | NT | NT46 | Union House | 07 | Level Seven | 704 | 99939 | Unusable Spaces | 99939 | Unusable Spaces | 29.44 | Lift Motor Room | 8 | Non Useable Floor Area Space Group | 809 | Non-usable - Lift motor room |  | Unknown | 0.00 | NO
North Terrace_NT46-Union House_Level Seven_705 _ Plantroom | NT-NT46-07-705 | NT46-07-705-Plantroom | North Terrace | NT | NT46 | Union House | 07 | Level Seven | 705 | 99939 | Unusable Spaces | 99939 | Unusable Spaces | 25.15 | Plantroom | 8 | Non Useable Floor Area Space Group | 811 | Non-usable - Plant room other |  | Unknown | 0.00 | NO
North Terrace_NT46-Union House_Level Seven_706 _ Plantroom | NT-NT46-07-706 | NT46-07-706-Plantroom | North Terrace | NT | NT46 | Union House | 07 | Level Seven | 706 | 99939 | Unusable Spaces | 99939 | Unusable Spaces | 58.46 | Plantroom | 8 | Non Useable Floor Area Space Group | 811 | Non-usable - Plant room other |  | Unknown | 0.00 | NO
North Terrace_NT46-Union House_Level Seven_707 _ Plantroom | NT-NT46-07-707 | NT46-07-707-Plantroom | North Terrace | NT | NT46 | Union House | 07 | Level Seven | 707 | 99939 | Unusable Spaces | 99939 | Unusable Spaces | 81.42 | Plantroom | 8 | Non Useable Floor Area Space Group | 811 | Non-usable - Plant room other |  | Unknown | 0.00 | NO
North Terrace_NT46-Union House_Level Seven_708 _ Plantroom | NT-NT46-07-708 | NT46-07-708-Plantroom | North Terrace | NT | NT46 | Union House | 07 | Level Seven | 708 | 99939 | Unusable Spaces | 99939 | Unusable Spaces | 82.24 | Plantroom | 8 | Non Useable Floor Area Space Group | 811 | Non-usable - Plant room other |  | Unknown | 0.00 | NO
North Terrace_NT46-Union House_Level Seven_709 _ Plantroom | NT-NT46-07-709 | NT46-07-709-Plantroom | North Terrace | NT | NT46 | Union House | 07 | Level Seven | 709 | 99939 | Unusable Spaces | 99939 | Unusable Spaces | 40.68 | Plantroom | 8 | Non Useable Floor Area Space Group | 811 | Non-usable - Plant room other |  | Unknown | 0.00 | NO
North Terrace_NT47-Workshop_Ground Floor_G01 _ Entrance (ProgMaint) | NT-NT47-01-G01 | NT47-01-G01-Entrance (ProgMaint) | North Terrace | NT | NT47 | Workshop | 01 | Ground Floor | G01 | 859 | Infrastructure Office | 859 | Infrastructure | 3.75 | Entrance (ProgMaint) | 8 | Non Useable Floor Area Space Group | 805 | Non-usable - Circulation space |  | Barely Adequate | 0.00 | NO
North Terrace_NT47-Workshop_Ground Floor_G02 _ Store (ProgMaint) | NT-NT47-01-G02 | NT47-01-G02-Store (ProgMaint) | North Terrace | NT | NT47 | Workshop | 01 | Ground Floor | G02 | 859 | Infrastructure Office | 859 | Infrastructure | 7.46 | Store (ProgMaint) | 4 | Ancillary Area Space Group | 419 | Ancillary Area - Store Room - Generic |  | Barely Adequate | 1,068.74 | NO
North Terrace_NT47-Workshop_Ground Floor_G03 _ Store (ProgMaint) | NT-NT47-01-G03 | NT47-01-G03-Store (ProgMaint) | North Terrace | NT | NT47 | Workshop | 01 | Ground Floor | G03 | 859 | Infrastructure Office | 859 | Infrastructure | 2.41 | Store (ProgMaint) | 4 | Ancillary Area Space Group | 419 | Ancillary Area - Store Room - Generic |  | Barely Adequate | 345.26 | NO
North Terrace_NT47-Workshop_Ground Floor_G04 _ Corr. | NT-NT47-01-G04 | NT47-01-G04-Corr. | North Terrace | NT | NT47 | Workshop | 01 | Ground Floor | G04 | 121 | Sciences Faculty Office | 121 | Sciences Faculty Administration | 8.17 | Corr. | 8 | Non Useable Floor Area Space Group | 805 | Non-usable - Circulation space |  | Barely Adequate | 0.00 | NO
North Terrace_NT47-Workshop_Ground Floor_G05 _ Store - (Room not in use) | NT-NT47-01-G05 | NT47-01-G05-Store - (Room not in use) | North Terrace | NT | NT47 | Workshop | 01 | Ground Floor | G05 | 121 | Sciences Faculty Office | 121 | Sciences Faculty Administration | 12.41 | Store - (Room not in use) | 4 | Ancillary Area Space Group | 419 | Ancillary Area - Store Room - Generic |  | Barely Adequate | 1,777.89 | NO
North Terrace_NT47-Workshop_Ground Floor_G06 _ Band Saw Grinding | NT-NT47-01-G06 | NT47-01-G06-Band Saw Grinding | North Terrace | NT | NT47 | Workshop | 01 | Ground Floor | G06 | 121 | Sciences Faculty Office | 121 | Sciences Faculty Administration | 18.8 | Band Saw Grinding | 4 | Ancillary Area Space Group | 403 | Ancillary Area - Workshop |  | Barely Adequate | 2,693.34 | NO
North Terrace_NT47-Workshop_Ground Floor_G07 _ Workshop | NT-NT47-01-G07 | NT47-01-G07-Workshop | North Terrace | NT | NT47 | Workshop | 01 | Ground Floor | G07 | 121 | Sciences Faculty Office | 121 | Sciences Faculty Administration | 120.07 | Workshop | 4 | Ancillary Area Space Group | 403 | Ancillary Area - Workshop |  | Barely Adequate | 17,201.59 | NO
North Terrace_NT47-Workshop_Ground Floor_G07A _ General Research Work Area | NT-NT47-01-G07A | NT47-01-G07A-General Research Work Area | North Terrace | NT | NT47 | Workshop | 01 | Ground Floor | G07A | 121 | Sciences Faculty Office | 121 | Sciences Faculty Administration | 15.83 | General Research Work Area | 4 | Ancillary Area Space Group | 419 | Ancillary Area - Store Room - Generic |  | Barely Adequate | 2,267.85 | NO
North Terrace_NT47-Workshop_Ground Floor_G08 _ Corr. | NT-NT47-01-G08 | NT47-01-G08-Corr. | North Terrace | NT | NT47 | Workshop | 01 | Ground Floor | G08 | 99939 | Unusable Spaces | 99939 | Unusable Spaces | 12.15 | Corr. | 8 | Non Useable Floor Area Space Group | 805 | Non-usable - Circulation space |  | Unknown | 0.00 | NO
North Terrace_NT47-Workshop_Ground Floor_G09 _ Stair | NT-NT47-01-G09 | NT47-01-G09-Stair | North Terrace | NT | NT47 | Workshop | 01 | Ground Floor | G09 | 99939 | Unusable Spaces | 99939 | Unusable Spaces | 5 | Stair | 8 | Non Useable Floor Area Space Group | 805 | Non-usable - Circulation space |  | Unknown | 0.00 | NO
North Terrace_NT47-Workshop_Ground Floor_G10 _ Saw/Spray Booth | NT-NT47-01-G10 | NT47-01-G10-Saw/Spray Booth | North Terrace | NT | NT47 | Workshop | 01 | Ground Floor | G10 | 121 | Sciences Faculty Office | 121 | Sciences Faculty Administration | 26.43 | Saw/Spray Booth | 4 | Ancillary Area Space Group | 403 | Ancillary Area - Workshop |  | Barely Adequate | 3,786.44 | NO
North Terrace_NT47-Workshop_Ground Floor_G11 _ Materials Store 2 | NT-NT47-01-G11 | NT47-01-G11-Materials Store 2 | North Terrace | NT | NT47 | Workshop | 01 | Ground Floor | G11 | 121 | Sciences Faculty Office | 121 | Sciences Faculty Administration | 27.51 | Materials Store 2 | 4 | Ancillary Area Space Group | 419 | Ancillary Area - Store Room - Generic |  | Barely Adequate | 3,941.16 | NO
North Terrace_NT47-Workshop_Ground Floor_G12 _ Welding (Electric) | NT-NT47-01-G12 | NT47-01-G12-Welding (Electric) | North Terrace | NT | NT47 | Workshop | 01 | Ground Floor | G12 | 121 | Sciences Faculty Office | 121 | Sciences Faculty Administration | 21.54 | Welding (Electric) | 4 | Ancillary Area Space Group | 403 | Ancillary Area - Workshop |  | Barely Adequate | 3,085.88 | NO
North Terrace_NT47-Workshop_Ground Floor_G13 _ Workshop (ProgMaint) | NT-NT47-01-G13 | NT47-01-G13-Workshop (ProgMaint) | North Terrace | NT | NT47 | Workshop | 01 | Ground Floor | G13 | 859 | Infrastructure Office | 859 | Infrastructure | 21.94 | Workshop (ProgMaint) | 4 | Ancillary Area Space Group | 403 | Ancillary Area - Workshop |  | Barely Adequate | 3,143.19 | NO
North Terrace_NT47-Workshop_First Floor_101 _ Stair | NT-NT47-02-101 | NT47-02-101-Stair | North Terrace | NT | NT47 | Workshop | 02 | First Floor | 101 | 99939 | Unusable Spaces | 99939 | Unusable Spaces | 12.84 | Stair | 8 | Non Useable Floor Area Space Group | 805 | Non-usable - Circulation space |  | Unknown | 0.00 | NO
North Terrace_NT47-Workshop_First Floor_102 _ Foyer | NT-NT47-02-102 | NT47-02-102-Foyer | North Terrace | NT | NT47 | Workshop | 02 | First Floor | 102 | 99939 | Unusable Spaces | 99939 | Unusable Spaces | 16.12 | Foyer | 8 | Non Useable Floor Area Space Group | 805 | Non-usable - Circulation space |  | Unknown | 0.00 | NO
North Terrace_NT47-Workshop_First Floor_103 _ Shower | NT-NT47-02-103 | NT47-02-103-Shower | North Terrace | NT | NT47 | Workshop | 02 | First Floor | 103 | 859 | Infrastructure Office | 859 | Infrastructure | 14.05 | Shower | 8 | Non Useable Floor Area Space Group | 835 | Non-usable - Toilets/Amenities - Other |  | Barely Adequate | 0.00 | NO
North Terrace_NT47-Workshop_First Floor_104 _ Lockers | NT-NT47-02-104 | NT47-02-104-Lockers | North Terrace | NT | NT47 | Workshop | 02 | First Floor | 104 | 859 | Infrastructure Office | 859 | Infrastructure | 14.85 | Lockers | 4 | Ancillary Area Space Group | 416 | Ancillary Area - Locker Storage/Room |  | Barely Adequate | 2,127.46 | NO
North Terrace_NT47-Workshop_First Floor_105 _ Lunchroom | NT-NT47-02-105 | NT47-02-105-Lunchroom | North Terrace | NT | NT47 | Workshop | 02 | First Floor | 105 | 859 | Infrastructure Office | 859 | Infrastructure | 33.85 | Lunchroom | 6 | General Facility Space Group | 608 | General Facility - Kitchen/Servery/Food Storage |  | Barely Adequate | 6,172.03 | NO
North Terrace_NT47-Workshop_First Floor_105A _ Meeting | NT-NT47-02-105A | NT47-02-105A-Meeting | North Terrace | NT | NT47 | Workshop | 02 | First Floor | 105A | 859 | Infrastructure Office | 859 | Infrastructure | 21.04 | Meeting | 6 | General Facility Space Group | 601 | General Facility - Committee/Conference/Meeting room |  | Barely Adequate | 3,836.32 | NO
North Terrace_NT47-Workshop_First Floor_106 _ Corr. | NT-NT47-02-106 | NT47-02-106-Corr. | North Terrace | NT | NT47 | Workshop | 02 | First Floor | 106 | 99939 | Unusable Spaces | 99939 | Unusable Spaces | 12.04 | Corr. | 8 | Non Useable Floor Area Space Group | 805 | Non-usable - Circulation space |  | Unknown | 0.00 | NO
North Terrace_NT47-Workshop_First Floor_107 _ Plumbing Workshop | NT-NT47-02-107 | NT47-02-107-Plumbing Workshop | North Terrace | NT | NT47 | Workshop | 02 | First Floor | 107 | 859 | Infrastructure Office | 859 | Infrastructure | 39.84 | Plumbing Workshop | 4 | Ancillary Area Space Group | 403 | Ancillary Area - Workshop |  | Barely Adequate | 5,707.60 | NO
North Terrace_NT47-Workshop_First Floor_108 _ Carpentry Workshop | NT-NT47-02-108 | NT47-02-108-Carpentry Workshop | North Terrace | NT | NT47 | Workshop | 02 | First Floor | 108 | 859 | Infrastructure Office | 859 | Infrastructure | 75.33 | Carpentry Workshop | 4 | Ancillary Area Space Group | 403 | Ancillary Area - Workshop |  | Barely Adequate | 10,792.00 | NO
North Terrace_NT47-Workshop_First Floor_108A _ Office | NT-NT47-02-108A | NT47-02-108A-Office | North Terrace | NT | NT47 | Workshop | 02 | First Floor | 108A | 859 | Infrastructure Office | 859 | Infrastructure | 3.01 | Office | 1 | Office Space Group | 101 | Office - Academic Staff |  | Barely Adequate | 490.02 | NO
North Terrace_NT47-Workshop_First Floor_109 _ Locksmith | NT-NT47-02-109 | NT47-02-109-Locksmith | North Terrace | NT | NT47 | Workshop | 02 | First Floor | 109 | 859 | Infrastructure Office | 859 | Infrastructure | 24.69 | Locksmith | 4 | Ancillary Area Space Group | 403 | Ancillary Area - Workshop |  | Barely Adequate | 3,537.16 | NO
North Terrace_NT47-Workshop_First Floor_110 _ Electrical | NT-NT47-02-110 | NT47-02-110-Electrical | North Terrace | NT | NT47 | Workshop | 02 | First Floor | 110 | 859 | Infrastructure Office | 859 | Infrastructure | 18.95 | Electrical | 4 | Ancillary Area Space Group | 403 | Ancillary Area - Workshop |  | Barely Adequate | 2,714.83 | NO
North Terrace_NT47-Workshop_First Floor_111 _ Office | NT-NT47-02-111 | NT47-02-111-Office | North Terrace | NT | NT47 | Workshop | 02 | First Floor | 111 | 859 | Infrastructure Office | 859 | Infrastructure | 12.46 | Office | 1 | Office Space Group | 101 | Office - Academic Staff |  | Barely Adequate | 2,028.47 | NO
North Terrace_NT47-Workshop_First Floor_111A _ Office | NT-NT47-02-111A | NT47-02-111A-Office | North Terrace | NT | NT47 | Workshop | 02 | First Floor | 111A | 859 | Infrastructure Office | 859 | Infrastructure | 8.78 | Office | 1 | Office Space Group | 101 | Office - Academic Staff |  | Barely Adequate | 1,429.37 | NO
North Terrace_NT48-30 Charles Street - Central Plaza_First Floor_100 _ Lobby | NT-NT48-01-100 | NT48-01-100-Lobby | North Terrace | NT | NT48 | 30 Charles Street - Central Plaza | 01 | First Floor | 100 | 99939 | Unusable Spaces | 99939 | Unusable Spaces | 15.54 | Lobby | 8 | Non Useable Floor Area Space Group | 805 | Non-usable - Circulation space |  | Unknown | 0.00 | NO
North Terrace_NT48-30 Charles Street - Central Plaza_First Floor_100A _ Corr. | NT-NT48-01-100A | NT48-01-100A-Corr. | North Terrace | NT | NT48 | 30 Charles Street - Central Plaza | 01 | First Floor | 100A | 99939 | Unusable Spaces | 99939 | Unusable Spaces | 5.95 | Corr. | 8 | Non Useable Floor Area Space Group | 805 | Non-usable - Circulation space |  | Unknown | 0.00 | NO
North Terrace_NT48-30 Charles Street - Central Plaza_First Floor_100B _ Corr. | NT-NT48-01-100B | NT48-01-100B-Corr. | North Terrace | NT | NT48 | 30 Charles Street - Central Plaza | 01 | First Floor | 100B | 99939 | Unusable Spaces | 99939 | Unusable Spaces | 27.39 | Corr. | 8 | Non Useable Floor Area Space Group | 805 | Non-usable - Circulation space |  | Unknown | 0.00 | NO
North Terrace_NT48-30 Charles Street - Central Plaza_First Floor_101 _ Reception | NT-NT48-01-101 | NT48-01-101-Reception | North Terrace | NT | NT48 | 30 Charles Street - Central Plaza | 01 | First Floor | 101 | 99979 | Commercial - University Senior College | 859 | Infrastructure | 16.92 | Reception | 1 | Office Space Group | 108 | Office - Professional/General Staff |  | Unknown | 0.00 | NO
North Terrace_NT48-30 Charles Street - Central Plaza_First Floor_102 _ Office | NT-NT48-01-102 | NT48-01-102-Office | North Terrace | NT | NT48 | 30 Charles Street - Central Plaza | 01 | First Floor | 102 | 99979 | Commercial - University Senior College | 859 | Infrastructure | 16.92 | Office | 1 | Office Space Group | 108 | Office - Professional/General Staff |  | Unknown | 0.00 | NO
North Terrace_NT48-30 Charles Street - Central Plaza_First Floor_103 _ Boardroom | NT-NT48-01-103 | NT48-01-103-Boardroom | North Terrace | NT | NT48 | 30 Charles Street - Central Plaza | 01 | First Floor | 103 | 99979 | Commercial - University Senior College | 859 | Infrastructure | 29.17 | Boardroom | 6 | General Facility Space Group | 601 | General Facility - Committee/Conference/Meeting room |  | Unknown | 0.00 | NO
North Terrace_NT48-30 Charles Street - Central Plaza_First Floor_104 _ Store - Admin Secure | NT-NT48-01-104 | NT48-01-104-Store - Admin Secure | North Terrace | NT | NT48 | 30 Charles Street - Central Plaza | 01 | First Floor | 104 | 99979 | Commercial - University Senior College | 859 | Infrastructure | 8.71 | Store - Admin Secure | 4 | Ancillary Area Space Group | 419 | Ancillary Area - Store Room - Generic |  | Unknown | 0.00 | NO
North Terrace_NT48-30 Charles Street - Central Plaza_First Floor_105 _ Art Secure Store | NT-NT48-01-105 | NT48-01-105-Art Secure Store | North Terrace | NT | NT48 | 30 Charles Street - Central Plaza | 01 | First Floor | 105 | 99979 | Commercial - University Senior College | 859 | Infrastructure | 8.71 | Art Secure Store | 4 | Ancillary Area Space Group | 419 | Ancillary Area - Store Room - Generic |  | Unknown | 0.00 | NO
North Terrace_NT48-30 Charles Street - Central Plaza_First Floor_106 _ Study Room | NT-NT48-01-106 | NT48-01-106-Study Room | North Terrace | NT | NT48 | 30 Charles Street - Central Plaza | 01 | First Floor | 106 | 99979 | Commercial - University Senior College | 859 | Infrastructure | 30.96 | Study Room | 5 | Library, IT and Learning Space Group | 502 | Library and Learning - Small group study room |  | Unknown | 0.00 | NO
North Terrace_NT48-30 Charles Street - Central Plaza_First Floor_107 _ Art Studio | NT-NT48-01-107 | NT48-01-107-Art Studio | North Terrace | NT | NT48 | 30 Charles Street - Central Plaza | 01 | First Floor | 107 | 99979 | Commercial - University Senior College | 859 | Infrastructure | 104.4 | Art Studio | 2 | Teaching Space Group | 205 | Lecture/Seminar/Tutorial/Class Room (31 to 69) Flat Floor |  | Unknown | 0.00 | NO
North Terrace_NT48-30 Charles Street - Central Plaza_First Floor_107A _ Corr. | NT-NT48-01-107A | NT48-01-107A-Corr. | North Terrace | NT | NT48 | 30 Charles Street - Central Plaza | 01 | First Floor | 107A | 99939 | Unusable Spaces | 99939 | Unusable Spaces | 7.12 | Corr. | 8 | Non Useable Floor Area Space Group | 805 | Non-usable - Circulation space |  | Unknown | 0.00 | NO
North Terrace_NT48-30 Charles Street - Central Plaza_First Floor_107B _ Kitchen | NT-NT48-01-107B | NT48-01-107B-Kitchen | North Terrace | NT | NT48 | 30 Charles Street - Central Plaza | 01 | First Floor | 107B | 99979 | Commercial - University Senior College | 859 | Infrastructure | 3.87 | Kitchen | 6 | General Facility Space Group | 608 | General Facility - Kitchen/Servery/Food Storage |  | Unknown | 0.00 | NO
North Terrace_NT48-30 Charles Street - Central Plaza_First Floor_108 _ Store | NT-NT48-01-108 | NT48-01-108-Store | North Terrace | NT | NT48 | 30 Charles Street - Central Plaza | 01 | First Floor | 108 | 99979 | Commercial - University Senior College | 859 | Infrastructure | 35.14 | Store | 4 | Ancillary Area Space Group | 419 | Ancillary Area - Store Room - Generic |  | Unknown | 0.00 | NO
North Terrace_NT48-30 Charles Street - Central Plaza_First Floor_108A _ Corr. | NT-NT48-01-108A | NT48-01-108A-Corr. | North Terrace | NT | NT48 | 30 Charles Street - Central Plaza | 01 | First Floor | 108A | 99939 | Unusable Spaces | 99939 | Unusable Spaces | 41.95 | Corr. | 8 | Non Useable Floor Area Space Group | 805 | Non-usable - Circulation space |  | Unknown | 0.00 | NO
North Terrace_NT48-30 Charles Street - Central Plaza_First Floor_109 _ Office | NT-NT48-01-109 | NT48-01-109-Office | North Terrace | NT | NT48 | 30 Charles Street - Central Plaza | 01 | First Floor | 109 | 99979 | Commercial - University Senior College | 859 | Infrastructure | 12.48 | Office | 1 | Office Space Group | 108 | Office - Professional/General Staff |  | Unknown | 0.00 | NO
North Terrace_NT48-30 Charles Street - Central Plaza_First Floor_110 _ Office | NT-NT48-01-110 | NT48-01-110-Office | North Terrace | NT | NT48 | 30 Charles Street - Central Plaza | 01 | First Floor | 110 | 99979 | Commercial - University Senior College | 859 | Infrastructure | 12.62 | Office | 1 | Office Space Group | 108 | Office - Professional/General Staff |  | Unknown | 0.00 | NO
North Terrace_NT48-30 Charles Street - Central Plaza_First Floor_111 _ Office 2 | NT-NT48-01-111 | NT48-01-111-Office 2 | North Terrace | NT | NT48 | 30 Charles Street - Central Plaza | 01 | First Floor | 111 | 99979 | Commercial - University Senior College | 859 | Infrastructure | 7.5 | Office 2 | 1 | Office Space Group | 108 | Office - Professional/General Staff |  | Unknown | 0.00 | NO
North Terrace_NT48-30 Charles Street - Central Plaza_First Floor_112 _ Office - Councillors | NT-NT48-01-112 | NT48-01-112-Office - Councillors | North Terrace | NT | NT48 | 30 Charles Street - Central Plaza | 01 | First Floor | 112 | 99979 | Commercial - University Senior College | 859 | Infrastructure | 8.93 | Office - Councillors | 1 | Office Space Group | 108 | Office - Professional/General Staff |  | Unknown | 0.00 | NO
North Terrace_NT48-30 Charles Street - Central Plaza_First Floor_112A _ Office | NT-NT48-01-112A | NT48-01-112A-Office | North Terrace | NT | NT48 | 30 Charles Street - Central Plaza | 01 | First Floor | 112A | 99979 | Commercial - University Senior College | 859 | Infrastructure | 5.51 | Office | 1 | Office Space Group | 108 | Office - Professional/General Staff |  | Unknown | 0.00 | NO
North Terrace_NT48-30 Charles Street - Central Plaza_First Floor_113 _ Drama Store and Change | NT-NT48-01-113 | NT48-01-113-Drama Store and Change | North Terrace | NT | NT48 | 30 Charles Street - Central Plaza | 01 | First Floor | 113 | 99979 | Commercial - University Senior College | 859 | Infrastructure | 46.65 | Drama Store and Change | 4 | Ancillary Area Space Group | 419 | Ancillary Area - Store Room - Generic |  | Unknown | 0.00 | NO
North Terrace_NT48-30 Charles Street - Central Plaza_First Floor_114 _ Careers Room | NT-NT48-01-114 | NT48-01-114-Careers Room | North Terrace | NT | NT48 | 30 Charles Street - Central Plaza | 01 | First Floor | 114 | 99979 | Commercial - University Senior College | 859 | Infrastructure | 25.31 | Careers Room | 1 | Office Space Group | 108 | Office - Professional/General Staff |  | Unknown | 0.00 | NO
North Terrace_NT48-30 Charles Street - Central Plaza_First Floor_114A _ Corr. | NT-NT48-01-114A | NT48-01-114A-Corr. | North Terrace | NT | NT48 | 30 Charles Street - Central Plaza | 01 | First Floor | 114A | 99939 | Unusable Spaces | 99939 | Unusable Spaces | 16.85 | Corr. | 8 | Non Useable Floor Area Space Group | 805 | Non-usable - Circulation space |  | Unknown | 0.00 | NO
North Terrace_NT48-30 Charles Street - Central Plaza_First Floor_115 _ Office | NT-NT48-01-115 | NT48-01-115-Office | North Terrace | NT | NT48 | 30 Charles Street - Central Plaza | 01 | First Floor | 115 | 99979 | Commercial - University Senior College | 859 | Infrastructure | 11.02 | Office | 1 | Office Space Group | 108 | Office - Professional/General Staff |  | Unknown | 0.00 | NO
North Terrace_NT48-30 Charles Street - Central Plaza_First Floor_116 _ Computer Room | NT-NT48-01-116 | NT48-01-116-Computer Room | North Terrace | NT | NT48 | 30 Charles Street - Central Plaza | 01 | First Floor | 116 | 99979 | Commercial - University Senior College | 859 | Infrastructure | 57.93 | Computer Room | 3 | Specialist Teaching or Research Space Group | 310 | Laboratory - Computing - Open Access |  | Unknown | 0.00 | NO
North Terrace_NT48-30 Charles Street - Central Plaza_First Floor_117 _ Drama Theatre | NT-NT48-01-117 | NT48-01-117-Drama Theatre | North Terrace | NT | NT48 | 30 Charles Street - Central Plaza | 01 | First Floor | 117 | 99979 | Commercial - University Senior College | 859 | Infrastructure | 162.64 | Drama Theatre | 2 | Teaching Space Group | 205 | Lecture/Seminar/Tutorial/Class Room (31 to 69) Flat Floor |  | Unknown | 0.00 | NO
North Terrace_NT48-30 Charles Street - Central Plaza_Second Floor_201 _ Lobby | NT-NT48-02-201 | NT48-02-201-Lobby | North Terrace | NT | NT48 | 30 Charles Street - Central Plaza | 02 | Second Floor | 201 | 99979 | Commercial - University Senior College | 859 | Infrastructure | 25.54 | Lobby | 8 | Non Useable Floor Area Space Group | 805 | Non-usable - Circulation space |  | Unknown | 0.00 | NO
North Terrace_NT48-30 Charles Street - Central Plaza_Second Floor_202 _ Office | NT-NT48-02-202 | NT48-02-202-Office | North Terrace | NT | NT48 | 30 Charles Street - Central Plaza | 02 | Second Floor | 202 | 99979 | Commercial - University Senior College | 859 | Infrastructure | 21.64 | Office | 1 | Office Space Group | 108 | Office - Professional/General Staff |  | Unknown | 0.00 | NO
North Terrace_NT48-30 Charles Street - Central Plaza_Second Floor_203 _ Photocopy | NT-NT48-02-203 | NT48-02-203-Photocopy | North Terrace | NT | NT48 | 30 Charles Street - Central Plaza | 02 | Second Floor | 203 | 99979 | Commercial - University Senior College | 859 | Infrastructure | 11.2 | Photocopy | 6 | General Facility Space Group | 603 | General Facility - Resource room |  | Unknown | 0.00 | NO
North Terrace_NT48-30 Charles Street - Central Plaza_Second Floor_204 _ Store | NT-NT48-02-204 | NT48-02-204-Store | North Terrace | NT | NT48 | 30 Charles Street - Central Plaza | 02 | Second Floor | 204 | 99979 | Commercial - University Senior College | 859 | Infrastructure | 9.6 | Store | 4 | Ancillary Area Space Group | 419 | Ancillary Area - Store Room - Generic |  | Unknown | 0.00 | NO
North Terrace_NT48-30 Charles Street - Central Plaza_Second Floor_205 _ Study | NT-NT48-02-205 | NT48-02-205-Study | North Terrace | NT | NT48 | 30 Charles Street - Central Plaza | 02 | Second Floor | 205 | 99979 | Commercial - University Senior College | 859 | Infrastructure | 26.71 | Study | 5 | Library, IT and Learning Space Group | 501 | Library and Learning - Reading room |  | Unknown | 0.00 | NO
North Terrace_NT48-30 Charles Street - Central Plaza_Second Floor_206 _ Study | NT-NT48-02-206 | NT48-02-206-Study | North Terrace | NT | NT48 | 30 Charles Street - Central Plaza | 02 | Second Floor | 206 | 99979 | Commercial - University Senior College | 859 | Infrastructure | 25.25 | Study | 5 | Library, IT and Learning Space Group | 501 | Library and Learning - Reading room |  | Unknown | 0.00 | NO
North Terrace_NT48-30 Charles Street - Central Plaza_Second Floor_207 _ Computer Space | NT-NT48-02-207 | NT48-02-207-Computer Space | North Terrace | NT | NT48 | 30 Charles Street - Central Plaza | 02 | Second Floor | 207 | 99979 | Commercial - University Senior College | 859 | Infrastructure | 39.88 | Computer Space | 3 | Specialist Teaching or Research Space Group | 310 | Laboratory - Computing - Open Access |  | Unknown | 0.00 | NO
North Terrace_NT48-30 Charles Street - Central Plaza_Second Floor_208 _ PABX | NT-NT48-02-208 | NT48-02-208-PABX | North Terrace | NT | NT48 | 30 Charles Street - Central Plaza | 02 | Second Floor | 208 | 99979 | Commercial - University Senior College | 859 | Infrastructure | 7 | PABX | 8 | Non Useable Floor Area Space Group | 812 | Non-usable - Comms/network system/Telephone/PABX |  | Unknown | 0.00 | NO
North Terrace_NT48-30 Charles Street - Central Plaza_Second Floor_209 _ Lunchroom | NT-NT48-02-209 | NT48-02-209-Lunchroom | North Terrace | NT | NT48 | 30 Charles Street - Central Plaza | 02 | Second Floor | 209 | 99979 | Commercial - University Senior College | 859 | Infrastructure | 14.98 | Lunchroom | 6 | General Facility Space Group | 608 | General Facility - Kitchen/Servery/Food Storage |  | Unknown | 0.00 | NO
North Terrace_NT48-30 Charles Street - Central Plaza_Second Floor_210 _ Office | NT-NT48-02-210 | NT48-02-210-Office | North Terrace | NT | NT48 | 30 Charles Street - Central Plaza | 02 | Second Floor | 210 | 99979 | Commercial - University Senior College | 859 | Infrastructure | 7.87 | Office | 1 | Office Space Group | 108 | Office - Professional/General Staff |  | Unknown | 0.00 | NO
North Terrace_NT48-30 Charles Street - Central Plaza_Second Floor_211 _ Office | NT-NT48-02-211 | NT48-02-211-Office | North Terrace | NT | NT48 | 30 Charles Street - Central Plaza | 02 | Second Floor | 211 | 99979 | Commercial - University Senior College | 859 | Infrastructure | 8.27 | Office | 1 | Office Space Group | 108 | Office - Professional/General Staff |  | Unknown | 0.00 | NO
North Terrace_NT48-30 Charles Street - Central Plaza_Second Floor_212 _ Office | NT-NT48-02-212 | NT48-02-212-Office | North Terrace | NT | NT48 | 30 Charles Street - Central Plaza | 02 | Second Floor | 212 | 99979 | Commercial - University Senior College | 859 | Infrastructure | 15.08 | Office | 1 | Office Space Group | 108 | Office - Professional/General Staff |  | Unknown | 0.00 | NO
North Terrace_NT48-30 Charles Street - Central Plaza_Second Floor_213 _ Office | NT-NT48-02-213 | NT48-02-213-Office | North Terrace | NT | NT48 | 30 Charles Street - Central Plaza | 02 | Second Floor | 213 | 99979 | Commercial - University Senior College | 859 | Infrastructure | 6.83 | Office | 1 | Office Space Group | 108 | Office - Professional/General Staff |  | Unknown | 0.00 | NO
North Terrace_NT48-30 Charles Street - Central Plaza_Second Floor_214 _ Office | NT-NT48-02-214 | NT48-02-214-Office | North Terrace | NT | NT48 | 30 Charles Street - Central Plaza | 02 | Second Floor | 214 | 99979 | Commercial - University Senior College | 859 | Infrastructure | 6.83 | Office | 1 | Office Space Group | 108 | Office - Professional/General Staff |  | Unknown | 0.00 | NO
North Terrace_NT48-30 Charles Street - Central Plaza_Second Floor_215 _ Office | NT-NT48-02-215 | NT48-02-215-Office | North Terrace | NT | NT48 | 30 Charles Street - Central Plaza | 02 | Second Floor | 215 | 99979 | Commercial - University Senior College | 859 | Infrastructure | 9.78 | Office | 1 | Office Space Group | 108 | Office - Professional/General Staff |  | Unknown | 0.00 | NO
North Terrace_NT48-30 Charles Street - Central Plaza_Second Floor_216 _ Office | NT-NT48-02-216 | NT48-02-216-Office | North Terrace | NT | NT48 | 30 Charles Street - Central Plaza | 02 | Second Floor | 216 | 99979 | Commercial - University Senior College | 859 | Infrastructure | 6.56 | Office | 1 | Office Space Group | 108 | Office - Professional/General Staff |  | Unknown | 0.00 | NO
North Terrace_NT48-30 Charles Street - Central Plaza_Second Floor_217 _ Office | NT-NT48-02-217 | NT48-02-217-Office | North Terrace | NT | NT48 | 30 Charles Street - Central Plaza | 02 | Second Floor | 217 | 99979 | Commercial - University Senior College | 859 | Infrastructure | 6.56 | Office | 1 | Office Space Group | 108 | Office - Professional/General Staff |  | Unknown | 0.00 | NO
North Terrace_NT48-30 Charles Street - Central Plaza_Second Floor_218 _ Office | NT-NT48-02-218 | NT48-02-218-Office | North Terrace | NT | NT48 | 30 Charles Street - Central Plaza | 02 | Second Floor | 218 | 99979 | Commercial - University Senior College | 859 | Infrastructure | 6.98 | Office | 1 | Office Space Group | 108 | Office - Professional/General Staff |  | Unknown | 0.00 | NO
North Terrace_NT48-30 Charles Street - Central Plaza_Second Floor_219 _ Class Room | NT-NT48-02-219 | NT48-02-219-Class Room | North Terrace | NT | NT48 | 30 Charles Street - Central Plaza | 02 | Second Floor | 219 | 99979 | Commercial - University Senior College | 859 | Infrastructure | 53.56 | Class Room | 2 | Teaching Space Group | 205 | Lecture/Seminar/Tutorial/Class Room (31 to 69) Flat Floor |  | Unknown | 0.00 | NO
North Terrace_NT48-30 Charles Street - Central Plaza_Second Floor_220 _ Class Room | NT-NT48-02-220 | NT48-02-220-Class Room | North Terrace | NT | NT48 | 30 Charles Street - Central Plaza | 02 | Second Floor | 220 | 99979 | Commercial - University Senior College | 859 | Infrastructure | 55.57 | Class Room | 2 | Teaching Space Group | 205 | Lecture/Seminar/Tutorial/Class Room (31 to 69) Flat Floor |  | Unknown | 0.00 | NO
North Terrace_NT48-30 Charles Street - Central Plaza_Second Floor_221 _ Class Room | NT-NT48-02-221 | NT48-02-221-Class Room | North Terrace | NT | NT48 | 30 Charles Street - Central Plaza | 02 | Second Floor | 221 | 99979 | Commercial - University Senior College | 859 | Infrastructure | 54.6 | Class Room | 2 | Teaching Space Group | 205 | Lecture/Seminar/Tutorial/Class Room (31 to 69) Flat Floor |  | Unknown | 0.00 | NO
North Terrace_NT48-30 Charles Street - Central Plaza_Second Floor_222 _ Class Room | NT-NT48-02-222 | NT48-02-222-Class Room | North Terrace | NT | NT48 | 30 Charles Street - Central Plaza | 02 | Second Floor | 222 | 99979 | Commercial - University Senior College | 859 | Infrastructure | 49.7 | Class Room | 2 | Teaching Space Group | 205 | Lecture/Seminar/Tutorial/Class Room (31 to 69) Flat Floor |  | Unknown | 0.00 | NO
North Terrace_NT48-30 Charles Street - Central Plaza_Second Floor_223 _ Store | NT-NT48-02-223 | NT48-02-223-Store | North Terrace | NT | NT48 | 30 Charles Street - Central Plaza | 02 | Second Floor | 223 | 99979 | Commercial - University Senior College | 859 | Infrastructure | 17.82 | Store | 4 | Ancillary Area Space Group | 419 | Ancillary Area - Store Room - Generic |  | Unknown | 0.00 | NO
North Terrace_NT48-30 Charles Street - Central Plaza_Second Floor_224 _ Medical Room | NT-NT48-02-224 | NT48-02-224-Medical Room | North Terrace | NT | NT48 | 30 Charles Street - Central Plaza | 02 | Second Floor | 224 | 99979 | Commercial - University Senior College | 859 | Infrastructure | 9.08 | Medical Room | 6 | General Facility Space Group | 615 | General Facility - Medical Centre |  | Unknown | 0.00 | NO
North Terrace_NT48-30 Charles Street - Central Plaza_Second Floor_225 _ Computer Room | NT-NT48-02-225 | NT48-02-225-Computer Room | North Terrace | NT | NT48 | 30 Charles Street - Central Plaza | 02 | Second Floor | 225 | 99979 | Commercial - University Senior College | 859 | Infrastructure | 42.78 | Computer Room | 3 | Specialist Teaching or Research Space Group | 310 | Laboratory - Computing - Open Access |  | Unknown | 0.00 | NO
North Terrace_NT48-30 Charles Street - Central Plaza_Second Floor_226 _ Class Room | NT-NT48-02-226 | NT48-02-226-Class Room | North Terrace | NT | NT48 | 30 Charles Street - Central Plaza | 02 | Second Floor | 226 | 99979 | Commercial - University Senior College | 859 | Infrastructure | 46.92 | Class Room | 2 | Teaching Space Group | 205 | Lecture/Seminar/Tutorial/Class Room (31 to 69) Flat Floor |  | Unknown | 0.00 | NO
North Terrace_NT48-30 Charles Street - Central Plaza_Second Floor_227 _ Corr. | NT-NT48-02-227 | NT48-02-227-Corr. | North Terrace | NT | NT48 | 30 Charles Street - Central Plaza | 02 | Second Floor | 227 | 99979 | Commercial - University Senior College | 859 | Infrastructure | 28.28 | Corr. | 8 | Non Useable Floor Area Space Group | 805 | Non-usable - Circulation space |  | Unknown | 0.00 | NO
North Terrace_NT48-30 Charles Street - Central Plaza_Second Floor_228 _ Corr. | NT-NT48-02-228 | NT48-02-228-Corr. | North Terrace | NT | NT48 | 30 Charles Street - Central Plaza | 02 | Second Floor | 228 | 99979 | Commercial - University Senior College | 859 | Infrastructure | 26.57 | Corr. | 8 | Non Useable Floor Area Space Group | 805 | Non-usable - Circulation space |  | Unknown | 0.00 | NO
North Terrace_NT48-30 Charles Street - Central Plaza_Second Floor_229 _ Corr. | NT-NT48-02-229 | NT48-02-229-Corr. | North Terrace | NT | NT48 | 30 Charles Street - Central Plaza | 02 | Second Floor | 229 | 99979 | Commercial - University Senior College | 859 | Infrastructure | 10.54 | Corr. | 8 | Non Useable Floor Area Space Group | 805 | Non-usable - Circulation space |  | Unknown | 0.00 | NO
North Terrace_NT48-30 Charles Street - Central Plaza_Second Floor_230 _ Corr. | NT-NT48-02-230 | NT48-02-230-Corr. | North Terrace | NT | NT48 | 30 Charles Street - Central Plaza | 02 | Second Floor | 230 | 99979 | Commercial - University Senior College | 859 | Infrastructure | 6.83 | Corr. | 8 | Non Useable Floor Area Space Group | 805 | Non-usable - Circulation space |  | Unknown | 0.00 | NO
North Terrace_NT48-30 Charles Street - Central Plaza_Second Floor_231 _ Corr. | NT-NT48-02-231 | NT48-02-231-Corr. | North Terrace | NT | NT48 | 30 Charles Street - Central Plaza | 02 | Second Floor | 231 | 99979 | Commercial - University Senior College | 859 | Infrastructure | 16.6 | Corr. | 8 | Non Useable Floor Area Space Group | 805 | Non-usable - Circulation space |  | Unknown | 0.00 | NO
North Terrace_NT48-30 Charles Street - Central Plaza_Second Floor_232 _ Corr. | NT-NT48-02-232 | NT48-02-232-Corr. | North Terrace | NT | NT48 | 30 Charles Street - Central Plaza | 02 | Second Floor | 232 | 99979 | Commercial - University Senior College | 859 | Infrastructure | 28.23 | Corr. | 8 | Non Useable Floor Area Space Group | 805 | Non-usable - Circulation space |  | Unknown | 0.00 | NO
North Terrace_NT48-30 Charles Street - Central Plaza_Second Floor_233 _ Corr. | NT-NT48-02-233 | NT48-02-233-Corr. | North Terrace | NT | NT48 | 30 Charles Street - Central Plaza | 02 | Second Floor | 233 | 99979 | Commercial - University Senior College | 859 | Infrastructure | 7.29 | Corr. | 8 | Non Useable Floor Area Space Group | 805 | Non-usable - Circulation space |  | Unknown | 0.00 | NO
North Terrace_NT48-30 Charles Street - Central Plaza_Second Floor_234 _ Corr. | NT-NT48-02-234 | NT48-02-234-Corr. | North Terrace | NT | NT48 | 30 Charles Street - Central Plaza | 02 | Second Floor | 234 | 99979 | Commercial - University Senior College | 859 | Infrastructure | 7.81 | Corr. | 8 | Non Useable Floor Area Space Group | 805 | Non-usable - Circulation space |  | Unknown | 0.00 | NO
North Terrace_NT48-30 Charles Street - Central Plaza_Second Floor_235 _ Reception | NT-NT48-02-235 | NT48-02-235-Reception | North Terrace | NT | NT48 | 30 Charles Street - Central Plaza | 02 | Second Floor | 235 | 99979 | Commercial - University Senior College | 859 | Infrastructure | 19.96 | Reception | 1 | Office Space Group | 108 | Office - Professional/General Staff |  | Unknown | 0.00 | NO
North Terrace_NT49-104 Frome Street_Fourth Floor_400 _ Foyer | NT-NT49-04-400 | NT49-04-400-Foyer | North Terrace | NT | NT49 | 104 Frome Street | 04 | Fourth Floor | 400 | 99939 | Unusable Spaces | 99939 | Unusable Spaces | 13.36 | Foyer | 8 | Non Useable Floor Area Space Group | 805 | Non-usable - Circulation space |  | Unknown | 0.00 | NO
North Terrace_NT49-104 Frome Street_Fourth Floor_401 _ Waiting | NT-NT49-04-401 | NT49-04-401-Waiting | North Terrace | NT | NT49 | 104 Frome Street | 04 | Fourth Floor | 401 | 99967 | University Vacated | 99939 | Unusable Spaces | 11.44 | Waiting | 6 | General Facility Space Group | 623 | General Facility - Waiting Area/Foyer/Reception Area |  | Unknown | 0.00 | NO
North Terrace_NT49-104 Frome Street_Fourth Floor_402 _ Reception | NT-NT49-04-402 | NT49-04-402-Reception | North Terrace | NT | NT49 | 104 Frome Street | 04 | Fourth Floor | 402 | 99967 | University Vacated | 99939 | Unusable Spaces | 14.39 | Reception | 1 | Office Space Group | 108 | Office - Professional/General Staff |  | Unknown | 0.00 | NO
North Terrace_NT49-104 Frome Street_Fourth Floor_403 _ Corr. | NT-NT49-04-403 | NT49-04-403-Corr. | North Terrace | NT | NT49 | 104 Frome Street | 04 | Fourth Floor | 403 | 99967 | University Vacated | 99939 | Unusable Spaces | 25.52 | Corr. | 8 | Non Useable Floor Area Space Group | 805 | Non-usable - Circulation space |  | Unknown | 0.00 | NO
North Terrace_NT49-104 Frome Street_Fourth Floor_404 _ Boardroom | NT-NT49-04-404 | NT49-04-404-Boardroom | North Terrace | NT | NT49 | 104 Frome Street | 04 | Fourth Floor | 404 | 99967 | University Vacated | 99939 | Unusable Spaces | 68.62 | Boardroom | 6 | General Facility Space Group | 611 | General Facility - Commercial/Business/Retail Facilities |  | Unknown | 0.00 | NO
North Terrace_NT49-104 Frome Street_Fourth Floor_405 _ Office | NT-NT49-04-405 | NT49-04-405-Office | North Terrace | NT | NT49 | 104 Frome Street | 04 | Fourth Floor | 405 | 99967 | University Vacated | 99939 | Unusable Spaces | 11.37 | Office | 1 | Office Space Group | 108 | Office - Professional/General Staff |  | Unknown | 0.00 | NO
North Terrace_NT49-104 Frome Street_Fourth Floor_406 _ Office | NT-NT49-04-406 | NT49-04-406-Office | North Terrace | NT | NT49 | 104 Frome Street | 04 | Fourth Floor | 406 | 99967 | University Vacated | 99939 | Unusable Spaces | 40.74 | Office | 1 | Office Space Group | 108 | Office - Professional/General Staff |  | Unknown | 0.00 | NO
North Terrace_NT49-104 Frome Street_Fourth Floor_407 _ Ensuite | NT-NT49-04-407 | NT49-04-407-Ensuite | North Terrace | NT | NT49 | 104 Frome Street | 04 | Fourth Floor | 407 | 99967 | University Vacated | 99939 | Unusable Spaces | 9.87 | Ensuite | 8 | Non Useable Floor Area Space Group | 822 | Non-usable - Toilets/Amenities - Unisex |  | Unknown | 0.00 | NO
North Terrace_NT49-104 Frome Street_Fourth Floor_408 _ Corr. | NT-NT49-04-408 | NT49-04-408-Corr. | North Terrace | NT | NT49 | 104 Frome Street | 04 | Fourth Floor | 408 | 99967 | University Vacated | 99939 | Unusable Spaces | 14.18 | Corr. | 8 | Non Useable Floor Area Space Group | 805 | Non-usable - Circulation space |  | Unknown | 0.00 | NO
North Terrace_NT49-104 Frome Street_Fourth Floor_409 _ Office | NT-NT49-04-409 | NT49-04-409-Office | North Terrace | NT | NT49 | 104 Frome Street | 04 | Fourth Floor | 409 | 99967 | University Vacated | 99939 | Unusable Spaces | 18.38 | Office | 1 | Office Space Group | 108 | Office - Professional/General Staff |  | Unknown | 0.00 | NO
North Terrace_NT49-104 Frome Street_Fourth Floor_410 _ Office | NT-NT49-04-410 | NT49-04-410-Office | North Terrace | NT | NT49 | 104 Frome Street | 04 | Fourth Floor | 410 | 99967 | University Vacated | 99939 | Unusable Spaces | 13.16 | Office | 1 | Office Space Group | 108 | Office - Professional/General Staff |  | Unknown | 0.00 | NO
North Terrace_NT49-104 Frome Street_Fourth Floor_411 _ Office | NT-NT49-04-411 | NT49-04-411-Office | North Terrace | NT | NT49 | 104 Frome Street | 04 | Fourth Floor | 411 | 99967 | University Vacated | 99939 | Unusable Spaces | 10.73 | Office | 1 | Office Space Group | 108 | Office - Professional/General Staff |  | Unknown | 0.00 | NO
North Terrace_NT49-104 Frome Street_Fourth Floor_412 _ Corr. | NT-NT49-04-412 | NT49-04-412-Corr. | North Terrace | NT | NT49 | 104 Frome Street | 04 | Fourth Floor | 412 | 99967 | University Vacated | 99939 | Unusable Spaces | 12.33 | Corr. | 8 | Non Useable Floor Area Space Group | 805 | Non-usable - Circulation space |  | Unknown | 0.00 | NO
North Terrace_NT49-104 Frome Street_Fourth Floor_413 _ Office | NT-NT49-04-413 | NT49-04-413-Office | North Terrace | NT | NT49 | 104 Frome Street | 04 | Fourth Floor | 413 | 99967 | University Vacated | 99939 | Unusable Spaces | 9.73 | Office | 1 | Office Space Group | 108 | Office - Professional/General Staff |  | Unknown | 0.00 | NO
North Terrace_NT49-104 Frome Street_Fourth Floor_414 _ Office - Open Plan | NT-NT49-04-414 | NT49-04-414-Office - Open Plan | North Terrace | NT | NT49 | 104 Frome Street | 04 | Fourth Floor | 414 | 99967 | University Vacated | 99939 | Unusable Spaces | 40.32 | Office - Open Plan | 1 | Office Space Group | 116 | Open Plan - Professional/General Staff |  | Unknown | 0.00 | NO
North Terrace_NT49-104 Frome Street_Fourth Floor_415 _ Meeting | NT-NT49-04-415 | NT49-04-415-Meeting | North Terrace | NT | NT49 | 104 Frome Street | 04 | Fourth Floor | 415 | 99967 | University Vacated | 99939 | Unusable Spaces | 11.13 | Meeting | 6 | General Facility Space Group | 601 | General Facility - Committee/Conference/Meeting room |  | Unknown | 0.00 | NO
North Terrace_NT49-104 Frome Street_Fourth Floor_416 _ Office | NT-NT49-04-416 | NT49-04-416-Office | North Terrace | NT | NT49 | 104 Frome Street | 04 | Fourth Floor | 416 | 99967 | University Vacated | 99939 | Unusable Spaces | 10.98 | Office | 1 | Office Space Group | 108 | Office - Professional/General Staff |  | Unknown | 0.00 | NO
North Terrace_NT49-104 Frome Street_Fourth Floor_417 _ Store | NT-NT49-04-417 | NT49-04-417-Store | North Terrace | NT | NT49 | 104 Frome Street | 04 | Fourth Floor | 417 | 99967 | University Vacated | 99939 | Unusable Spaces | 10.78 | Store | 4 | Ancillary Area Space Group | 419 | Ancillary Area - Store Room - Generic |  | Unknown | 0.00 | NO
North Terrace_NT49-104 Frome Street_Fourth Floor_418 _ Corr. | NT-NT49-04-418 | NT49-04-418-Corr. | North Terrace | NT | NT49 | 104 Frome Street | 04 | Fourth Floor | 418 | 99967 | University Vacated | 99939 | Unusable Spaces | 13.04 | Corr. | 8 | Non Useable Floor Area Space Group | 805 | Non-usable - Circulation space |  | Unknown | 0.00 | NO
North Terrace_NT49-104 Frome Street_Fourth Floor_419 _ Office | NT-NT49-04-419 | NT49-04-419-Office | North Terrace | NT | NT49 | 104 Frome Street | 04 | Fourth Floor | 419 | 99967 | University Vacated | 99939 | Unusable Spaces | 17.92 | Office | 1 | Office Space Group | 108 | Office - Professional/General Staff |  | Unknown | 0.00 | NO
North Terrace_NT49-104 Frome Street_Fourth Floor_420 _ Office | NT-NT49-04-420 | NT49-04-420-Office | North Terrace | NT | NT49 | 104 Frome Street | 04 | Fourth Floor | 420 | 99967 | University Vacated | 99939 | Unusable Spaces | 40.42 | Office | 1 | Office Space Group | 108 | Office - Professional/General Staff |  | Unknown | 0.00 | NO
North Terrace_NT49-104 Frome Street_Fourth Floor_421 _ Corr. | NT-NT49-04-421 | NT49-04-421-Corr. | North Terrace | NT | NT49 | 104 Frome Street | 04 | Fourth Floor | 421 | 99967 | University Vacated | 99939 | Unusable Spaces | 23.09 | Corr. | 8 | Non Useable Floor Area Space Group | 805 | Non-usable - Circulation space |  | Unknown | 0.00 | NO
North Terrace_NT49-104 Frome Street_Fourth Floor_421A _ Kitchen | NT-NT49-04-421A | NT49-04-421A-Kitchen | North Terrace | NT | NT49 | 104 Frome Street | 04 | Fourth Floor | 421A | 99967 | University Vacated | 99939 | Unusable Spaces | 5.88 | Kitchen | 6 | General Facility Space Group | 608 | General Facility - Kitchen/Servery/Food Storage |  | Unknown | 0.00 | NO
North Terrace_NT49-104 Frome Street_Fourth Floor_422 _ Corr. | NT-NT49-04-422 | NT49-04-422-Corr. | North Terrace | NT | NT49 | 104 Frome Street | 04 | Fourth Floor | 422 | 99967 | University Vacated | 99939 | Unusable Spaces | 19.54 | Corr. | 8 | Non Useable Floor Area Space Group | 805 | Non-usable - Circulation space |  | Unknown | 0.00 | NO
North Terrace_NT49-104 Frome Street_Fourth Floor_423 _ Staff Café / Training Room | NT-NT49-04-423 | NT49-04-423-Staff Café / Training Room | North Terrace | NT | NT49 | 104 Frome Street | 04 | Fourth Floor | 423 | 99967 | University Vacated | 99939 | Unusable Spaces | 79.89 | Staff Café / Training Room | 2 | Teaching Space Group | 206 | Lecture/Seminar/Tutorial/Class Room (<30) Flat Floor |  | Unknown | 0.00 | NO
North Terrace_NT49-104 Frome Street_Fourth Floor_424 _ Compactus | NT-NT49-04-424 | NT49-04-424-Compactus | North Terrace | NT | NT49 | 104 Frome Street | 04 | Fourth Floor | 424 | 99967 | University Vacated | 99939 | Unusable Spaces | 20.39 | Compactus | 4 | Ancillary Area Space Group | 419 | Ancillary Area - Store Room - Generic |  | Unknown | 0.00 | NO
North Terrace_NT49-104 Frome Street_Fourth Floor_425 _ Stair | NT-NT49-04-425 | NT49-04-425-Stair | North Terrace | NT | NT49 | 104 Frome Street | 04 | Fourth Floor | 425 | 99967 | University Vacated | 99939 | Unusable Spaces | 15.94 | Stair | 8 | Non Useable Floor Area Space Group | 805 | Non-usable - Circulation space |  | Unknown | 0.00 | NO
North Terrace_NT49-104 Frome Street_Fourth Floor_426 _ Corr. | NT-NT49-04-426 | NT49-04-426-Corr. | North Terrace | NT | NT49 | 104 Frome Street | 04 | Fourth Floor | 426 | 99967 | University Vacated | 99939 | Unusable Spaces | 10.77 | Corr. | 8 | Non Useable Floor Area Space Group | 805 | Non-usable - Circulation space |  | Unknown | 0.00 | NO
North Terrace_NT49-104 Frome Street_Fourth Floor_427 _ Office | NT-NT49-04-427 | NT49-04-427-Office | North Terrace | NT | NT49 | 104 Frome Street | 04 | Fourth Floor | 427 | 99967 | University Vacated | 99939 | Unusable Spaces | 10.18 | Office | 1 | Office Space Group | 108 | Office - Professional/General Staff |  | Unknown | 0.00 | NO
North Terrace_NT49-104 Frome Street_Fourth Floor_428 _ Corr. | NT-NT49-04-428 | NT49-04-428-Corr. | North Terrace | NT | NT49 | 104 Frome Street | 04 | Fourth Floor | 428 | 99967 | University Vacated | 99939 | Unusable Spaces | 15.77 | Corr. | 8 | Non Useable Floor Area Space Group | 805 | Non-usable - Circulation space |  | Unknown | 0.00 | NO
North Terrace_NT49-104 Frome Street_Fourth Floor_429 _ Meeting | NT-NT49-04-429 | NT49-04-429-Meeting | North Terrace | NT | NT49 | 104 Frome Street | 04 | Fourth Floor | 429 | 99967 | University Vacated | 99939 | Unusable Spaces | 10.21 | Meeting | 6 | General Facility Space Group | 601 | General Facility - Committee/Conference/Meeting room |  | Unknown | 0.00 | NO
North Terrace_NT49-104 Frome Street_Fourth Floor_430 _ IT computer room | NT-NT49-04-430 | NT49-04-430-IT computer room | North Terrace | NT | NT49 | 104 Frome Street | 04 | Fourth Floor | 430 | 99967 | University Vacated | 99939 | Unusable Spaces | 110.77 | IT computer room | 6 | General Facility Space Group | 629 | General Facility - Local computing/Server room |  | Unknown | 0.00 | NO
North Terrace_NT49-104 Frome Street_Fourth Floor_431 _ Office | NT-NT49-04-431 | NT49-04-431-Office | North Terrace | NT | NT49 | 104 Frome Street | 04 | Fourth Floor | 431 | 99967 | University Vacated | 99939 | Unusable Spaces | 12.92 | Office | 1 | Office Space Group | 108 | Office - Professional/General Staff |  | Unknown | 0.00 | NO
North Terrace_NT49-104 Frome Street_Fourth Floor_432 _ Office | NT-NT49-04-432 | NT49-04-432-Office | North Terrace | NT | NT49 | 104 Frome Street | 04 | Fourth Floor | 432 | 99967 | University Vacated | 99939 | Unusable Spaces | 13.54 | Office | 1 | Office Space Group | 108 | Office - Professional/General Staff |  | Unknown | 0.00 | NO
North Terrace_NT49-104 Frome Street_Fourth Floor_433 _ Workstation | NT-NT49-04-433 | NT49-04-433-Workstation | North Terrace | NT | NT49 | 104 Frome Street | 04 | Fourth Floor | 433 | 99967 | University Vacated | 99939 | Unusable Spaces | 22.28 | Workstation | 1 | Office Space Group | 116 | Open Plan - Professional/General Staff |  | Unknown | 0.00 | NO
North Terrace_NT49-104 Frome Street_Fourth Floor_434 _ Office - Open Plan | NT-NT49-04-434 | NT49-04-434-Office - Open Plan | North Terrace | NT | NT49 | 104 Frome Street | 04 | Fourth Floor | 434 | 99967 | University Vacated | 99939 | Unusable Spaces | 47.27 | Office - Open Plan | 1 | Office Space Group | 116 | Open Plan - Professional/General Staff |  | Unknown | 0.00 | NO
North Terrace_NT49-104 Frome Street_Fourth Floor_435 _ Corr. | NT-NT49-04-435 | NT49-04-435-Corr. | North Terrace | NT | NT49 | 104 Frome Street | 04 | Fourth Floor | 435 | 99967 | University Vacated | 99939 | Unusable Spaces | 3.27 | Corr. | 8 | Non Useable Floor Area Space Group | 805 | Non-usable - Circulation space |  | Unknown | 0.00 | NO
North Terrace_NT49-104 Frome Street_Fourth Floor_436 _ Office | NT-NT49-04-436 | NT49-04-436-Office | North Terrace | NT | NT49 | 104 Frome Street | 04 | Fourth Floor | 436 | 99967 | University Vacated | 99939 | Unusable Spaces | 7.2 | Office | 1 | Office Space Group | 108 | Office - Professional/General Staff |  | Unknown | 0.00 | NO
North Terrace_NT49-104 Frome Street_Fourth Floor_437 _ Office | NT-NT49-04-437 | NT49-04-437-Office | North Terrace | NT | NT49 | 104 Frome Street | 04 | Fourth Floor | 437 | 99967 | University Vacated | 99939 | Unusable Spaces | 11.48 | Office | 1 | Office Space Group | 108 | Office - Professional/General Staff |  | Unknown | 0.00 | NO
North Terrace_NT49-104 Frome Street_Fourth Floor_438 _ Store | NT-NT49-04-438 | NT49-04-438-Store | North Terrace | NT | NT49 | 104 Frome Street | 04 | Fourth Floor | 438 | 99967 | University Vacated | 99939 | Unusable Spaces | 15.67 | Store | 4 | Ancillary Area Space Group | 419 | Ancillary Area - Store Room - Generic |  | Unknown | 0.00 | NO
North Terrace_NT49-104 Frome Street_Fourth Floor_439 _ Corr. | NT-NT49-04-439 | NT49-04-439-Corr. | North Terrace | NT | NT49 | 104 Frome Street | 04 | Fourth Floor | 439 | 99967 | University Vacated | 99939 | Unusable Spaces | 1.65 | Corr. | 8 | Non Useable Floor Area Space Group | 805 | Non-usable - Circulation space |  | Unknown | 0.00 | NO
North Terrace_NT49-104 Frome Street_Fourth Floor_440 _ Boardroom - Kitchen | NT-NT49-04-440 | NT49-04-440-Boardroom - Kitchen | North Terrace | NT | NT49 | 104 Frome Street | 04 | Fourth Floor | 440 | 99967 | University Vacated | 99939 | Unusable Spaces | 5.4 | Boardroom - Kitchen | 6 | General Facility Space Group | 608 | General Facility - Kitchen/Servery/Food Storage |  | Unknown | 0.00 | NO
North Terrace_NT49-104 Frome Street_Fourth Floor_441 _ Utility | NT-NT49-04-441 | NT49-04-441-Utility | North Terrace | NT | NT49 | 104 Frome Street | 04 | Fourth Floor | 441 | 99967 | University Vacated | 99939 | Unusable Spaces | 5.55 | Utility | 6 | General Facility Space Group | 603 | General Facility - Resource room |  | Unknown | 0.00 | NO
North Terrace_NT49-104 Frome Street_Fourth Floor_442 _ Balcony (UCA) | NT-NT49-04-442 | NT49-04-442-Balcony (UCA) | North Terrace | NT | NT49 | 104 Frome Street | 04 | Fourth Floor | 442 | 99967 | University Vacated | 99939 | Unusable Spaces | 21.84 | Balcony (UCA) | 8 | Non Useable Floor Area Space Group | 839 | Non-usable - Verandah/Balcony |  | Unknown | 0.00 | NO
North Terrace_NT49-104 Frome Street_Fourth Floor_443 _ Balcony (UCA) | NT-NT49-04-443 | NT49-04-443-Balcony (UCA) | North Terrace | NT | NT49 | 104 Frome Street | 04 | Fourth Floor | 443 | 99967 | University Vacated | 99939 | Unusable Spaces | 38.46 | Balcony (UCA) | 8 | Non Useable Floor Area Space Group | 839 | Non-usable - Verandah/Balcony |  | Unknown | 0.00 | NO
North Terrace_NT49-104 Frome Street_Ground Floor_G01 _ Public Waiting Area | NT-NT49-GN-G01 | NT49-GN-G01-Public Waiting Area | North Terrace | NT | NT49 | 104 Frome Street | GN | Ground Floor | G01 | 99967 | University Vacated | 99939 | Unusable Spaces | 41.21 | Public Waiting Area | 6 | General Facility Space Group | 623 | General Facility - Waiting Area/Foyer/Reception Area |  | Unknown | 0.00 | NO
North Terrace_NT49-104 Frome Street_Ground Floor_G02 _ Reception | NT-NT49-GN-G02 | NT49-GN-G02-Reception | North Terrace | NT | NT49 | 104 Frome Street | GN | Ground Floor | G02 | 99967 | University Vacated | 99939 | Unusable Spaces | 24.98 | Reception | 1 | Office Space Group | 108 | Office - Professional/General Staff |  | Unknown | 0.00 | NO
North Terrace_NT49-104 Frome Street_Ground Floor_G03 _ Office | NT-NT49-GN-G03 | NT49-GN-G03-Office | North Terrace | NT | NT49 | 104 Frome Street | GN | Ground Floor | G03 | 99967 | University Vacated | 99939 | Unusable Spaces | 17.72 | Office | 1 | Office Space Group | 108 | Office - Professional/General Staff |  | Unknown | 0.00 | NO
North Terrace_NT49-104 Frome Street_Ground Floor_G04 _ Office - Open Plan | NT-NT49-GN-G04 | NT49-GN-G04-Office - Open Plan | North Terrace | NT | NT49 | 104 Frome Street | GN | Ground Floor | G04 | 99967 | University Vacated | 99939 | Unusable Spaces | 38.16 | Office - Open Plan | 1 | Office Space Group | 116 | Open Plan - Professional/General Staff |  | Unknown | 0.00 | NO
North Terrace_NT49-104 Frome Street_Ground Floor_G05 _ Workstation | NT-NT49-GN-G05 | NT49-GN-G05-Workstation | North Terrace | NT | NT49 | 104 Frome Street | GN | Ground Floor | G05 | 99967 | University Vacated | 99939 | Unusable Spaces | 5.52 | Workstation | 1 | Office Space Group | 116 | Open Plan - Professional/General Staff |  | Unknown | 0.00 | NO
North Terrace_NT49-104 Frome Street_Ground Floor_G06 _ Workstation | NT-NT49-GN-G06 | NT49-GN-G06-Workstation | North Terrace | NT | NT49 | 104 Frome Street | GN | Ground Floor | G06 | 99967 | University Vacated | 99939 | Unusable Spaces | 13.61 | Workstation | 1 | Office Space Group | 116 | Open Plan - Professional/General Staff |  | Unknown | 0.00 | NO
North Terrace_NT49-104 Frome Street_Ground Floor_G07 _ Office | NT-NT49-GN-G07 | NT49-GN-G07-Office | North Terrace | NT | NT49 | 104 Frome Street | GN | Ground Floor | G07 | 99967 | University Vacated | 99939 | Unusable Spaces | 10.14 | Office | 1 | Office Space Group | 108 | Office - Professional/General Staff |  | Unknown | 0.00 | NO
North Terrace_NT49-104 Frome Street_Ground Floor_G08 _ Corr. | NT-NT49-GN-G08 | NT49-GN-G08-Corr. | North Terrace | NT | NT49 | 104 Frome Street | GN | Ground Floor | G08 | 99967 | University Vacated | 99939 | Unusable Spaces | 12.17 | Corr. | 8 | Non Useable Floor Area Space Group | 805 | Non-usable - Circulation space |  | Unknown | 0.00 | NO
North Terrace_NT49-104 Frome Street_Ground Floor_G09 _ Store | NT-NT49-GN-G09 | NT49-GN-G09-Store | North Terrace | NT | NT49 | 104 Frome Street | GN | Ground Floor | G09 | 99967 | University Vacated | 99939 | Unusable Spaces | 16.83 | Store | 4 | Ancillary Area Space Group | 419 | Ancillary Area - Store Room - Generic |  | Unknown | 0.00 | NO
North Terrace_NT49-104 Frome Street_Ground Floor_G10 _ Office | NT-NT49-GN-G10 | NT49-GN-G10-Office | North Terrace | NT | NT49 | 104 Frome Street | GN | Ground Floor | G10 | 99967 | University Vacated | 99939 | Unusable Spaces | 16.74 | Office | 1 | Office Space Group | 108 | Office - Professional/General Staff |  | Unknown | 0.00 | NO
North Terrace_NT49-104 Frome Street_Ground Floor_G100 _ Entry | NT-NT49-GN-G100 | NT49-GN-G100-Entry | North Terrace | NT | NT49 | 104 Frome Street | GN | Ground Floor | G100 | 99967 | University Vacated | 99939 | Unusable Spaces | 15.74 | Entry | 8 | Non Useable Floor Area Space Group | 805 | Non-usable - Circulation space |  | Unknown | 0.00 | NO
North Terrace_NT49-104 Frome Street_Ground Floor_G101 _ Utility | NT-NT49-GN-G101 | NT49-GN-G101-Utility | North Terrace | NT | NT49 | 104 Frome Street | GN | Ground Floor | G101 | 99967 | University Vacated | 99939 | Unusable Spaces | 6.19 | Utility | 6 | General Facility Space Group | 603 | General Facility - Resource room |  | Unknown | 0.00 | NO
North Terrace_NT49-104 Frome Street_Ground Floor_G102 _ Open Plan - circ | NT-NT49-GN-G102 | NT49-GN-G102-Open Plan - circ | North Terrace | NT | NT49 | 104 Frome Street | GN | Ground Floor | G102 | 99967 | University Vacated | 99939 | Unusable Spaces | 8.62 | Open Plan - circ | 1 | Office Space Group | 111 | Open Plan - Specific type not defined |  | Unknown | 0.00 | NO
North Terrace_NT49-104 Frome Street_Ground Floor_G102.01 _ Workstation | NT-NT49-GN-G102.01 | NT49-GN-G102.01-Workstation | North Terrace | NT | NT49 | 104 Frome Street | GN | Ground Floor | G102.01 | 99967 | University Vacated | 99939 | Unusable Spaces | 3.63 | Workstation | 1 | Office Space Group | 116 | Open Plan - Professional/General Staff |  | Unknown | 0.00 | NO
North Terrace_NT49-104 Frome Street_Ground Floor_G102.02 _ Workstation | NT-NT49-GN-G102.02 | NT49-GN-G102.02-Workstation | North Terrace | NT | NT49 | 104 Frome Street | GN | Ground Floor | G102.02 | 99967 | University Vacated | 99939 | Unusable Spaces | 3.63 | Workstation | 1 | Office Space Group | 116 | Open Plan - Professional/General Staff |  | Unknown | 0.00 | NO
North Terrace_NT49-104 Frome Street_Ground Floor_G103 _ Reception | NT-NT49-GN-G103 | NT49-GN-G103-Reception | North Terrace | NT | NT49 | 104 Frome Street | GN | Ground Floor | G103 | 99967 | University Vacated | 99939 | Unusable Spaces | 5.19 | Reception | 1 | Office Space Group | 108 | Office - Professional/General Staff |  | Unknown | 0.00 | NO
North Terrace_NT49-104 Frome Street_Ground Floor_G104 _ Compactus | NT-NT49-GN-G104 | NT49-GN-G104-Compactus | North Terrace | NT | NT49 | 104 Frome Street | GN | Ground Floor | G104 | 99967 | University Vacated | 99939 | Unusable Spaces | 14.49 | Compactus | 4 | Ancillary Area Space Group | 419 | Ancillary Area - Store Room - Generic |  | Unknown | 0.00 | NO
North Terrace_NT49-104 Frome Street_Ground Floor_G105 _ Office | NT-NT49-GN-G105 | NT49-GN-G105-Office | North Terrace | NT | NT49 | 104 Frome Street | GN | Ground Floor | G105 | 99967 | University Vacated | 99939 | Unusable Spaces | 7.43 | Office | 1 | Office Space Group | 108 | Office - Professional/General Staff |  | Unknown | 0.00 | NO
North Terrace_NT49-104 Frome Street_Ground Floor_G106 _ Office | NT-NT49-GN-G106 | NT49-GN-G106-Office | North Terrace | NT | NT49 | 104 Frome Street | GN | Ground Floor | G106 | 99967 | University Vacated | 99939 | Unusable Spaces | 12.49 | Office | 1 | Office Space Group | 108 | Office - Professional/General Staff |  | Unknown | 0.00 | NO
North Terrace_NT49-104 Frome Street_Ground Floor_G107 _ Office | NT-NT49-GN-G107 | NT49-GN-G107-Office | North Terrace | NT | NT49 | 104 Frome Street | GN | Ground Floor | G107 | 99967 | University Vacated | 99939 | Unusable Spaces | 12.29 | Office | 1 | Office Space Group | 108 | Office - Professional/General Staff |  | Unknown | 0.00 | NO
North Terrace_NT49-104 Frome Street_Ground Floor_G108 _ Open Plan - circ | NT-NT49-GN-G108 | NT49-GN-G108-Open Plan - circ | North Terrace | NT | NT49 | 104 Frome Street | GN | Ground Floor | G108 | 99967 | University Vacated | 99939 | Unusable Spaces | 35.11 | Open Plan - circ | 1 | Office Space Group | 111 | Open Plan - Specific type not defined |  | Unknown | 0.00 | NO
North Terrace_NT49-104 Frome Street_Ground Floor_G108.01 _ Workstation | NT-NT49-GN-G108.01 | NT49-GN-G108.01-Workstation | North Terrace | NT | NT49 | 104 Frome Street | GN | Ground Floor | G108.01 | 99967 | University Vacated | 99939 | Unusable Spaces | 4.26 | Workstation | 1 | Office Space Group | 116 | Open Plan - Professional/General Staff |  | Unknown | 0.00 | NO
North Terrace_NT49-104 Frome Street_Ground Floor_G108.02 _ Workstation | NT-NT49-GN-G108.02 | NT49-GN-G108.02-Workstation | North Terrace | NT | NT49 | 104 Frome Street | GN | Ground Floor | G108.02 | 99967 | University Vacated | 99939 | Unusable Spaces | 4 | Workstation | 1 | Office Space Group | 116 | Open Plan - Professional/General Staff |  | Unknown | 0.00 | NO
North Terrace_NT49-104 Frome Street_Ground Floor_G108.03 _ Workstation | NT-NT49-GN-G108.03 | NT49-GN-G108.03-Workstation | North Terrace | NT | NT49 | 104 Frome Street | GN | Ground Floor | G108.03 | 99967 | University Vacated | 99939 | Unusable Spaces | 4.26 | Workstation | 1 | Office Space Group | 116 | Open Plan - Professional/General Staff |  | Unknown | 0.00 | NO
North Terrace_NT49-104 Frome Street_Ground Floor_G108.04 _ Workstation | NT-NT49-GN-G108.04 | NT49-GN-G108.04-Workstation | North Terrace | NT | NT49 | 104 Frome Street | GN | Ground Floor | G108.04 | 99967 | University Vacated | 99939 | Unusable Spaces | 4.26 | Workstation | 1 | Office Space Group | 116 | Open Plan - Professional/General Staff |  | Unknown | 0.00 | NO
North Terrace_NT49-104 Frome Street_Ground Floor_G108.05 _ Workstation | NT-NT49-GN-G108.05 | NT49-GN-G108.05-Workstation | North Terrace | NT | NT49 | 104 Frome Street | GN | Ground Floor | G108.05 | 99967 | University Vacated | 99939 | Unusable Spaces | 4.12 | Workstation | 1 | Office Space Group | 116 | Open Plan - Professional/General Staff |  | Unknown | 0.00 | NO
North Terrace_NT49-104 Frome Street_Ground Floor_G108.06 _ Workstation | NT-NT49-GN-G108.06 | NT49-GN-G108.06-Workstation | North Terrace | NT | NT49 | 104 Frome Street | GN | Ground Floor | G108.06 | 99967 | University Vacated | 99939 | Unusable Spaces | 4.13 | Workstation | 1 | Office Space Group | 116 | Open Plan - Professional/General Staff |  | Unknown | 0.00 | NO
North Terrace_NT49-104 Frome Street_Ground Floor_G108.07 _ Workstation | NT-NT49-GN-G108.07 | NT49-GN-G108.07-Workstation | North Terrace | NT | NT49 | 104 Frome Street | GN | Ground Floor | G108.07 | 99967 | University Vacated | 99939 | Unusable Spaces | 4.22 | Workstation | 1 | Office Space Group | 116 | Open Plan - Professional/General Staff |  | Unknown | 0.00 | NO
North Terrace_NT49-104 Frome Street_Ground Floor_G108.08 _ Workstation | NT-NT49-GN-G108.08 | NT49-GN-G108.08-Workstation | North Terrace | NT | NT49 | 104 Frome Street | GN | Ground Floor | G108.08 | 99967 | University Vacated | 99939 | Unusable Spaces | 3.94 | Workstation | 1 | Office Space Group | 116 | Open Plan - Professional/General Staff |  | Unknown | 0.00 | NO
North Terrace_NT49-104 Frome Street_Ground Floor_G108.09 _ Workstation | NT-NT49-GN-G108.09 | NT49-GN-G108.09-Workstation | North Terrace | NT | NT49 | 104 Frome Street | GN | Ground Floor | G108.09 | 99967 | University Vacated | 99939 | Unusable Spaces | 3.89 | Workstation | 1 | Office Space Group | 116 | Open Plan - Professional/General Staff |  | Unknown | 0.00 | NO
North Terrace_NT49-104 Frome Street_Ground Floor_G108.10 _ Workstation | NT-NT49-GN-G108.10 | NT49-GN-G108.10-Workstation | North Terrace | NT | NT49 | 104 Frome Street | GN | Ground Floor | G108.10 | 99967 | University Vacated | 99939 | Unusable Spaces | 4.12 | Workstation | 1 | Office Space Group | 116 | Open Plan - Professional/General Staff |  | Unknown | 0.00 | NO
North Terrace_NT49-104 Frome Street_Ground Floor_G108.11 _ Workstation | NT-NT49-GN-G108.11 | NT49-GN-G108.11-Workstation | North Terrace | NT | NT49 | 104 Frome Street | GN | Ground Floor | G108.11 | 99967 | University Vacated | 99939 | Unusable Spaces | 4.36 | Workstation | 1 | Office Space Group | 116 | Open Plan - Professional/General Staff |  | Unknown | 0.00 | NO
North Terrace_NT49-104 Frome Street_Ground Floor_G109 _ Staff Café | NT-NT49-GN-G109 | NT49-GN-G109-Staff Café | North Terrace | NT | NT49 | 104 Frome Street | GN | Ground Floor | G109 | 99967 | University Vacated | 99939 | Unusable Spaces | 31.43 | Staff Café | 6 | General Facility Space Group | 608 | General Facility - Kitchen/Servery/Food Storage |  | Unknown | 0.00 | NO
North Terrace_NT49-104 Frome Street_Ground Floor_G11 _ Store | NT-NT49-GN-G11 | NT49-GN-G11-Store | North Terrace | NT | NT49 | 104 Frome Street | GN | Ground Floor | G11 | 99967 | University Vacated | 99939 | Unusable Spaces | 3.36 | Store | 4 | Ancillary Area Space Group | 419 | Ancillary Area - Store Room - Generic |  | Unknown | 0.00 | NO
North Terrace_NT49-104 Frome Street_Ground Floor_G110 _ Office | NT-NT49-GN-G110 | NT49-GN-G110-Office | North Terrace | NT | NT49 | 104 Frome Street | GN | Ground Floor | G110 | 99967 | University Vacated | 99939 | Unusable Spaces | 12.58 | Office | 1 | Office Space Group | 108 | Office - Professional/General Staff |  | Unknown | 0.00 | NO
North Terrace_NT49-104 Frome Street_Ground Floor_G111 _ Store | NT-NT49-GN-G111 | NT49-GN-G111-Store | North Terrace | NT | NT49 | 104 Frome Street | GN | Ground Floor | G111 | 99967 | University Vacated | 99939 | Unusable Spaces | 6.18 | Store | 4 | Ancillary Area Space Group | 419 | Ancillary Area - Store Room - Generic |  | Unknown | 0.00 | NO
North Terrace_NT49-104 Frome Street_Ground Floor_G112 _ Store | NT-NT49-GN-G112 | NT49-GN-G112-Store | North Terrace | NT | NT49 | 104 Frome Street | GN | Ground Floor | G112 | 99967 | University Vacated | 99939 | Unusable Spaces | 5.21 | Store | 4 | Ancillary Area Space Group | 419 | Ancillary Area - Store Room - Generic |  | Unknown | 0.00 | NO
North Terrace_NT49-104 Frome Street_Ground Floor_G113 _ Meeting - Informal | NT-NT49-GN-G113 | NT49-GN-G113-Meeting - Informal | North Terrace | NT | NT49 | 104 Frome Street | GN | Ground Floor | G113 | 99967 | University Vacated | 99939 | Unusable Spaces | 8.99 | Meeting - Informal | 1 | Office Space Group | 119 | Informal Work Space |  | Unknown | 0.00 | NO
North Terrace_NT49-104 Frome Street_Ground Floor_G114 _ Corr. | NT-NT49-GN-G114 | NT49-GN-G114-Corr. | North Terrace | NT | NT49 | 104 Frome Street | GN | Ground Floor | G114 | 99967 | University Vacated | 99939 | Unusable Spaces | 22.53 | Corr. | 8 | Non Useable Floor Area Space Group | 805 | Non-usable - Circulation space |  | Unknown | 0.00 | NO
North Terrace_NT49-104 Frome Street_Ground Floor_G115 _ Store | NT-NT49-GN-G115 | NT49-GN-G115-Store | North Terrace | NT | NT49 | 104 Frome Street | GN | Ground Floor | G115 | 99967 | University Vacated | 99939 | Unusable Spaces | 23.02 | Store | 4 | Ancillary Area Space Group | 419 | Ancillary Area - Store Room - Generic |  | Unknown | 0.00 | NO
North Terrace_NT49-104 Frome Street_Ground Floor_G116 _ Corr. | NT-NT49-GN-G116 | NT49-GN-G116-Corr. | North Terrace | NT | NT49 | 104 Frome Street | GN | Ground Floor | G116 | 99967 | University Vacated | 99939 | Unusable Spaces | 10.19 | Corr. | 8 | Non Useable Floor Area Space Group | 805 | Non-usable - Circulation space |  | Unknown | 0.00 | NO
North Terrace_NT49-104 Frome Street_Ground Floor_G117 _ Open Plan - circ | NT-NT49-GN-G117 | NT49-GN-G117-Open Plan - circ | North Terrace | NT | NT49 | 104 Frome Street | GN | Ground Floor | G117 | 99967 | University Vacated | 99939 | Unusable Spaces | 31.77 | Open Plan - circ | 1 | Office Space Group | 111 | Open Plan - Specific type not defined |  | Unknown | 0.00 | NO
North Terrace_NT49-104 Frome Street_Ground Floor_G117.01 _ Workstation | NT-NT49-GN-G117.01 | NT49-GN-G117.01-Workstation | North Terrace | NT | NT49 | 104 Frome Street | GN | Ground Floor | G117.01 | 99967 | University Vacated | 99939 | Unusable Spaces | 4.89 | Workstation | 1 | Office Space Group | 116 | Open Plan - Professional/General Staff |  | Unknown | 0.00 | NO
North Terrace_NT49-104 Frome Street_Ground Floor_G117.02 _ Workstation | NT-NT49-GN-G117.02 | NT49-GN-G117.02-Workstation | North Terrace | NT | NT49 | 104 Frome Street | GN | Ground Floor | G117.02 | 99967 | University Vacated | 99939 | Unusable Spaces | 4.02 | Workstation | 1 | Office Space Group | 116 | Open Plan - Professional/General Staff |  | Unknown | 0.00 | NO
North Terrace_NT49-104 Frome Street_Ground Floor_G117.03 _ Workstation | NT-NT49-GN-G117.03 | NT49-GN-G117.03-Workstation | North Terrace | NT | NT49 | 104 Frome Street | GN | Ground Floor | G117.03 | 99967 | University Vacated | 99939 | Unusable Spaces | 4.02 | Workstation | 1 | Office Space Group | 116 | Open Plan - Professional/General Staff |  | Unknown | 0.00 | NO
North Terrace_NT49-104 Frome Street_Ground Floor_G117.04 _ Workstation | NT-NT49-GN-G117.04 | NT49-GN-G117.04-Workstation | North Terrace | NT | NT49 | 104 Frome Street | GN | Ground Floor | G117.04 | 99967 | University Vacated | 99939 | Unusable Spaces | 4.02 | Workstation | 1 | Office Space Group | 116 | Open Plan - Professional/General Staff |  | Unknown | 0.00 | NO
North Terrace_NT49-104 Frome Street_Ground Floor_G117.05 _ Workstation | NT-NT49-GN-G117.05 | NT49-GN-G117.05-Workstation | North Terrace | NT | NT49 | 104 Frome Street | GN | Ground Floor | G117.05 | 99967 | University Vacated | 99939 | Unusable Spaces | 3.91 | Workstation | 1 | Office Space Group | 116 | Open Plan - Professional/General Staff |  | Unknown | 0.00 | NO
North Terrace_NT49-104 Frome Street_Ground Floor_G117.06 _ Workstation | NT-NT49-GN-G117.06 | NT49-GN-G117.06-Workstation | North Terrace | NT | NT49 | 104 Frome Street | GN | Ground Floor | G117.06 | 99967 | University Vacated | 99939 | Unusable Spaces | 4.63 | Workstation | 1 | Office Space Group | 116 | Open Plan - Professional/General Staff |  | Unknown | 0.00 | NO
North Terrace_NT49-104 Frome Street_Ground Floor_G117.07 _ Workstation | NT-NT49-GN-G117.07 | NT49-GN-G117.07-Workstation | North Terrace | NT | NT49 | 104 Frome Street | GN | Ground Floor | G117.07 | 99967 | University Vacated | 99939 | Unusable Spaces | 3.96 | Workstation | 1 | Office Space Group | 116 | Open Plan - Professional/General Staff |  | Unknown | 0.00 | NO
North Terrace_NT49-104 Frome Street_Ground Floor_G117.08 _ Workstation | NT-NT49-GN-G117.08 | NT49-GN-G117.08-Workstation | North Terrace | NT | NT49 | 104 Frome Street | GN | Ground Floor | G117.08 | 99967 | University Vacated | 99939 | Unusable Spaces | 4.7 | Workstation | 1 | Office Space Group | 116 | Open Plan - Professional/General Staff |  | Unknown | 0.00 | NO
North Terrace_NT49-104 Frome Street_Ground Floor_G117.09 _ Workstation | NT-NT49-GN-G117.09 | NT49-GN-G117.09-Workstation | North Terrace | NT | NT49 | 104 Frome Street | GN | Ground Floor | G117.09 | 99967 | University Vacated | 99939 | Unusable Spaces | 4.87 | Workstation | 1 | Office Space Group | 116 | Open Plan - Professional/General Staff |  | Unknown | 0.00 | NO
North Terrace_NT49-104 Frome Street_Ground Floor_G117.10 _ Workstation | NT-NT49-GN-G117.10 | NT49-GN-G117.10-Workstation | North Terrace | NT | NT49 | 104 Frome Street | GN | Ground Floor | G117.10 | 99967 | University Vacated | 99939 | Unusable Spaces | 4.87 | Workstation | 1 | Office Space Group | 116 | Open Plan - Professional/General Staff |  | Unknown | 0.00 | NO
North Terrace_NT49-104 Frome Street_Ground Floor_G117.11 _ Workstation | NT-NT49-GN-G117.11 | NT49-GN-G117.11-Workstation | North Terrace | NT | NT49 | 104 Frome Street | GN | Ground Floor | G117.11 | 99967 | University Vacated | 99939 | Unusable Spaces | 4.66 | Workstation | 1 | Office Space Group | 116 | Open Plan - Professional/General Staff |  | Unknown | 0.00 | NO
North Terrace_NT49-104 Frome Street_Ground Floor_G117.12 _ Workstation | NT-NT49-GN-G117.12 | NT49-GN-G117.12-Workstation | North Terrace | NT | NT49 | 104 Frome Street | GN | Ground Floor | G117.12 | 99967 | University Vacated | 99939 | Unusable Spaces | 6.56 | Workstation | 1 | Office Space Group | 116 | Open Plan - Professional/General Staff |  | Unknown | 0.00 | NO
North Terrace_NT49-104 Frome Street_Ground Floor_G118 _ Comms | NT-NT49-GN-G118 | NT49-GN-G118-Comms | North Terrace | NT | NT49 | 104 Frome Street | GN | Ground Floor | G118 | 99967 | University Vacated | 99939 | Unusable Spaces | 4.94 | Comms | 8 | Non Useable Floor Area Space Group | 812 | Non-usable - Comms/network system/Telephone/PABX |  | Unknown | 0.00 | NO
North Terrace_NT49-104 Frome Street_Ground Floor_G119 _ Meeting | NT-NT49-GN-G119 | NT49-GN-G119-Meeting | North Terrace | NT | NT49 | 104 Frome Street | GN | Ground Floor | G119 | 99967 | University Vacated | 99939 | Unusable Spaces | 25.29 | Meeting | 1 | Office Space Group | 111 | Open Plan - Specific type not defined |  | Unknown | 0.00 | NO
North Terrace_NT49-104 Frome Street_Ground Floor_G12 _ Kitchen | NT-NT49-GN-G12 | NT49-GN-G12-Kitchen | North Terrace | NT | NT49 | 104 Frome Street | GN | Ground Floor | G12 | 99967 | University Vacated | 99939 | Unusable Spaces | 5.78 | Kitchen | 6 | General Facility Space Group | 608 | General Facility - Kitchen/Servery/Food Storage |  | Unknown | 0.00 | NO
North Terrace_NT49-104 Frome Street_Ground Floor_G120 _ Office | NT-NT49-GN-G120 | NT49-GN-G120-Office | North Terrace | NT | NT49 | 104 Frome Street | GN | Ground Floor | G120 | 99967 | University Vacated | 99939 | Unusable Spaces | 7.43 | Office | 1 | Office Space Group | 108 | Office - Professional/General Staff |  | Unknown | 0.00 | NO
North Terrace_NT49-104 Frome Street_Ground Floor_G121 _ Utility | NT-NT49-GN-G121 | NT49-GN-G121-Utility | North Terrace | NT | NT49 | 104 Frome Street | GN | Ground Floor | G121 | 99967 | University Vacated | 99939 | Unusable Spaces | 11.98 | Utility | 6 | General Facility Space Group | 603 | General Facility - Resource room |  | Unknown | 0.00 | NO
North Terrace_NT49-104 Frome Street_Ground Floor_G122 _ Office | NT-NT49-GN-G122 | NT49-GN-G122-Office | North Terrace | NT | NT49 | 104 Frome Street | GN | Ground Floor | G122 | 99967 | University Vacated | 99939 | Unusable Spaces | 11.69 | Office | 1 | Office Space Group | 108 | Office - Professional/General Staff |  | Unknown | 0.00 | NO
North Terrace_NT49-104 Frome Street_Ground Floor_G123 _ Corr. | NT-NT49-GN-G123 | NT49-GN-G123-Corr. | North Terrace | NT | NT49 | 104 Frome Street | GN | Ground Floor | G123 | 99967 | University Vacated | 99939 | Unusable Spaces | 13.34 | Corr. | 8 | Non Useable Floor Area Space Group | 805 | Non-usable - Circulation space |  | Unknown | 0.00 | NO
North Terrace_NT49-104 Frome Street_Ground Floor_G124 _ Office | NT-NT49-GN-G124 | NT49-GN-G124-Office | North Terrace | NT | NT49 | 104 Frome Street | GN | Ground Floor | G124 | 99967 | University Vacated | 99939 | Unusable Spaces | 17.52 | Office | 1 | Office Space Group | 108 | Office - Professional/General Staff |  | Unknown | 0.00 | NO
North Terrace_NT49-104 Frome Street_Ground Floor_G125 _ Office | NT-NT49-GN-G125 | NT49-GN-G125-Office | North Terrace | NT | NT49 | 104 Frome Street | GN | Ground Floor | G125 | 99967 | University Vacated | 99939 | Unusable Spaces | 10.92 | Office | 1 | Office Space Group | 108 | Office - Professional/General Staff |  | Unknown | 0.00 | NO
North Terrace_NT49-104 Frome Street_Ground Floor_G126 _ Office | NT-NT49-GN-G126 | NT49-GN-G126-Office | North Terrace | NT | NT49 | 104 Frome Street | GN | Ground Floor | G126 | 99967 | University Vacated | 99939 | Unusable Spaces | 11.66 | Office | 1 | Office Space Group | 108 | Office - Professional/General Staff |  | Unknown | 0.00 | NO
North Terrace_NT49-104 Frome Street_Ground Floor_G13 _ Staff Lunchroom | NT-NT49-GN-G13 | NT49-GN-G13-Staff Lunchroom | North Terrace | NT | NT49 | 104 Frome Street | GN | Ground Floor | G13 | 99967 | University Vacated | 99939 | Unusable Spaces | 4.25 | Staff Lunchroom | 6 | General Facility Space Group | 608 | General Facility - Kitchen/Servery/Food Storage |  | Unknown | 0.00 | NO
North Terrace_NT51-122 Frome Street_First Floor_1.00 _ Corr. | NT-NT51-01-1.00 | NT51-01-1.00-Corr. | North Terrace | NT | NT51 | 122 Frome Street | 01 | First Floor | 1.00 | 99967 | University Vacated | 99939 | Unusable Spaces | 31.28 | Corr. | 8 | Non Useable Floor Area Space Group | 805 | Non-usable - Circulation space |  | Unknown | 0.00 | NO
North Terrace_NT51-122 Frome Street_First Floor_1.00A _ Corr. - South | NT-NT51-01-1.00A | NT51-01-1.00A-Corr. - South | North Terrace | NT | NT51 | 122 Frome Street | 01 | First Floor | 1.00A | 99967 | University Vacated | 99939 | Unusable Spaces | 17.5 | Corr. - South | 8 | Non Useable Floor Area Space Group | 805 | Non-usable - Circulation space |  | Unknown | 0.00 | NO
North Terrace_NT51-122 Frome Street_First Floor_1.00B _ Corr. - West | NT-NT51-01-1.00B | NT51-01-1.00B-Corr. - West | North Terrace | NT | NT51 | 122 Frome Street | 01 | First Floor | 1.00B | 99967 | University Vacated | 99939 | Unusable Spaces | 40.76 | Corr. - West | 8 | Non Useable Floor Area Space Group | 805 | Non-usable - Circulation space |  | Unknown | 0.00 | NO
North Terrace_NT51-122 Frome Street_First Floor_1.00C _ Corr. - North | NT-NT51-01-1.00C | NT51-01-1.00C-Corr. - North | North Terrace | NT | NT51 | 122 Frome Street | 01 | First Floor | 1.00C | 99967 | University Vacated | 99939 | Unusable Spaces | 26.07 | Corr. - North | 8 | Non Useable Floor Area Space Group | 805 | Non-usable - Circulation space |  | Unknown | 0.00 | NO
North Terrace_NT51-122 Frome Street_First Floor_1.1 _ Kitchen | NT-NT51-01-1.1 | NT51-01-1.1-Kitchen | North Terrace | NT | NT51 | 122 Frome Street | 01 | First Floor | 1.1 | 99967 | University Vacated | 99939 | Unusable Spaces | 13.28 | Kitchen | 6 | General Facility Space Group | 608 | General Facility - Kitchen/Servery/Food Storage |  | Good | 3,152.87 | NO
North Terrace_NT51-122 Frome Street_First Floor_1.10 _ Office | NT-NT51-01-1.10 | NT51-01-1.10-Office | North Terrace | NT | NT51 | 122 Frome Street | 01 | First Floor | 1.10 | 99967 | University Vacated | 99939 | Unusable Spaces | 14.95 | Office | 1 | Office Space Group | 101 | Office - Academic Staff |  | Good | 3,169.07 | NO
North Terrace_NT51-122 Frome Street_First Floor_1.11 _ Office | NT-NT51-01-1.11 | NT51-01-1.11-Office | North Terrace | NT | NT51 | 122 Frome Street | 01 | First Floor | 1.11 | 99967 | University Vacated | 99939 | Unusable Spaces | 14.82 | Office | 1 | Office Space Group | 101 | Office - Academic Staff |  | Good | 3,141.51 | NO
North Terrace_NT51-122 Frome Street_First Floor_1.12 _ Office | NT-NT51-01-1.12 | NT51-01-1.12-Office | North Terrace | NT | NT51 | 122 Frome Street | 01 | First Floor | 1.12 | 99967 | University Vacated | 99939 | Unusable Spaces | 28.19 | Office | 1 | Office Space Group | 101 | Office - Academic Staff |  | Good | 5,975.65 | NO
North Terrace_NT51-122 Frome Street_First Floor_1.13 _ Office | NT-NT51-01-1.13 | NT51-01-1.13-Office | North Terrace | NT | NT51 | 122 Frome Street | 01 | First Floor | 1.13 | 99967 | University Vacated | 99939 | Unusable Spaces | 17.79 | Office | 1 | Office Space Group | 101 | Office - Academic Staff |  | Good | 3,771.08 | NO
North Terrace_NT51-122 Frome Street_First Floor_1.14 _ Office | NT-NT51-01-1.14 | NT51-01-1.14-Office | North Terrace | NT | NT51 | 122 Frome Street | 01 | First Floor | 1.14 | 99967 | University Vacated | 99939 | Unusable Spaces | 9.46 | Office | 1 | Office Space Group | 101 | Office - Academic Staff |  | Good | 2,005.31 | NO
North Terrace_NT51-122 Frome Street_First Floor_1.15 _ Office | NT-NT51-01-1.15 | NT51-01-1.15-Office | North Terrace | NT | NT51 | 122 Frome Street | 01 | First Floor | 1.15 | 99967 | University Vacated | 99939 | Unusable Spaces | 11.44 | Office | 1 | Office Space Group | 101 | Office - Academic Staff |  | Good | 2,425.02 | NO
North Terrace_NT51-122 Frome Street_First Floor_1.16 _ Office | NT-NT51-01-1.16 | NT51-01-1.16-Office | North Terrace | NT | NT51 | 122 Frome Street | 01 | First Floor | 1.16 | 99967 | University Vacated | 99939 | Unusable Spaces | 8.87 | Office | 1 | Office Space Group | 101 | Office - Academic Staff |  | Good | 1,880.24 | NO
North Terrace_NT51-122 Frome Street_First Floor_1.17 _ Office | NT-NT51-01-1.17 | NT51-01-1.17-Office | North Terrace | NT | NT51 | 122 Frome Street | 01 | First Floor | 1.17 | 99967 | University Vacated | 99939 | Unusable Spaces | 9.18 | Office | 1 | Office Space Group | 101 | Office - Academic Staff |  | Good | 1,945.96 | NO
North Terrace_NT51-122 Frome Street_First Floor_1.18 _ VSR - Comms | NT-NT51-01-1.18 | NT51-01-1.18-VSR - Comms | North Terrace | NT | NT51 | 122 Frome Street | 01 | First Floor | 1.18 | 99967 | University Vacated | 99939 | Unusable Spaces | 10.13 | VSR - Comms | 8 | Non Useable Floor Area Space Group | 812 | Non-usable - Comms/network system/Telephone/PABX |  | Good | 0.00 | NO
North Terrace_NT51-122 Frome Street_First Floor_1.19 _ Meeting | NT-NT51-01-1.19 | NT51-01-1.19-Meeting | North Terrace | NT | NT51 | 122 Frome Street | 01 | First Floor | 1.19 | 99967 | University Vacated | 99939 | Unusable Spaces | 38.92 | Meeting | 6 | General Facility Space Group | 601 | General Facility - Committee/Conference/Meeting room |  | Good | 9,240.19 | NO
North Terrace_NT51-122 Frome Street_First Floor_1.2 _ Office | NT-NT51-01-1.2 | NT51-01-1.2-Office | North Terrace | NT | NT51 | 122 Frome Street | 01 | First Floor | 1.2 | 99967 | University Vacated | 99939 | Unusable Spaces | 20.92 | Office | 1 | Office Space Group | 101 | Office - Academic Staff |  | Good | 4,434.57 | NO
North Terrace_NT51-122 Frome Street_First Floor_1.20 _ Foyer | NT-NT51-01-1.20 | NT51-01-1.20-Foyer | North Terrace | NT | NT51 | 122 Frome Street | 01 | First Floor | 1.20 | 99967 | University Vacated | 99939 | Unusable Spaces | 14.56 | Foyer | 8 | Non Useable Floor Area Space Group | 805 | Non-usable - Circulation space |  | Good | 0.00 | NO
North Terrace_NT51-122 Frome Street_First Floor_1.21 _ Reception / Office | NT-NT51-01-1.21 | NT51-01-1.21-Reception / Office | North Terrace | NT | NT51 | 122 Frome Street | 01 | First Floor | 1.21 | 99967 | University Vacated | 99939 | Unusable Spaces | 13.17 | Reception / Office | 6 | General Facility Space Group | 623 | General Facility - Waiting Area/Foyer/Reception Area |  | Good | 3,126.76 | NO
North Terrace_NT51-122 Frome Street_First Floor_1.22 _ Office | NT-NT51-01-1.22 | NT51-01-1.22-Office | North Terrace | NT | NT51 | 122 Frome Street | 01 | First Floor | 1.22 | 99967 | University Vacated | 99939 | Unusable Spaces | 9.75 | Office | 1 | Office Space Group | 101 | Office - Academic Staff |  | Good | 2,066.78 | NO
North Terrace_NT51-122 Frome Street_First Floor_1.23 _ Library / Office | NT-NT51-01-1.23 | NT51-01-1.23-Library / Office | North Terrace | NT | NT51 | 122 Frome Street | 01 | First Floor | 1.23 | 99967 | University Vacated | 99939 | Unusable Spaces | 21.95 | Library / Office | 5 | Library, IT and Learning Space Group | 509 | Library and Learning - Department reference library |  | Good | 5,211.26 | NO
North Terrace_NT51-122 Frome Street_First Floor_1.24 _ Utility | NT-NT51-01-1.24 | NT51-01-1.24-Utility | North Terrace | NT | NT51 | 122 Frome Street | 01 | First Floor | 1.24 | 99967 | University Vacated | 99939 | Unusable Spaces | 8.94 | Utility | 6 | General Facility Space Group | 603 | General Facility - Resource room |  | Good | 2,122.49 | NO
North Terrace_NT51-122 Frome Street_First Floor_1.26 _ Stair | NT-NT51-01-1.26 | NT51-01-1.26-Stair | North Terrace | NT | NT51 | 122 Frome Street | 01 | First Floor | 1.26 | 99967 | University Vacated | 99939 | Unusable Spaces | 19.86 | Stair | 8 | Non Useable Floor Area Space Group | 805 | Non-usable - Circulation space |  | Unknown | 0.00 | NO
North Terrace_NT51-122 Frome Street_First Floor_1.28 _ WC - M | NT-NT51-01-1.28 | NT51-01-1.28-WC - M | North Terrace | NT | NT51 | 122 Frome Street | 01 | First Floor | 1.28 | 99967 | University Vacated | 99939 | Unusable Spaces | 8.46 | WC - M | 8 | Non Useable Floor Area Space Group | 821 | Non-usable - Toilets/Amenities - Male |  | Unknown | 0.00 | NO
North Terrace_NT51-122 Frome Street_First Floor_1.29 _ Cleaner | NT-NT51-01-1.29 | NT51-01-1.29-Cleaner | North Terrace | NT | NT51 | 122 Frome Street | 01 | First Floor | 1.29 | 99967 | University Vacated | 99939 | Unusable Spaces | 1.69 | Cleaner | 8 | Non Useable Floor Area Space Group | 806 | Non-usable - Cleaners room |  | Unknown | 0.00 | NO
North Terrace_NT51-122 Frome Street_First Floor_1.3 _ Office | NT-NT51-01-1.3 | NT51-01-1.3-Office | North Terrace | NT | NT51 | 122 Frome Street | 01 | First Floor | 1.3 | 99967 | University Vacated | 99939 | Unusable Spaces | 19.77 | Office | 1 | Office Space Group | 101 | Office - Academic Staff |  | Good | 4,190.80 | NO
North Terrace_NT51-122 Frome Street_First Floor_1.30 _ Lift | NT-NT51-01-1.30 | NT51-01-1.30-Lift | North Terrace | NT | NT51 | 122 Frome Street | 01 | First Floor | 1.30 | 99967 | University Vacated | 99939 | Unusable Spaces | 4.59 | Lift | 8 | Non Useable Floor Area Space Group | 838 | Non-usable - Lift |  | Unknown | 0.00 | NO
North Terrace_NT51-122 Frome Street_First Floor_1.32 _ WC - F | NT-NT51-01-1.32 | NT51-01-1.32-WC - F | North Terrace | NT | NT51 | 122 Frome Street | 01 | First Floor | 1.32 | 99967 | University Vacated | 99939 | Unusable Spaces | 7.69 | WC - F | 8 | Non Useable Floor Area Space Group | 820 | Non-usable - Toilets/Amenities - Female |  | Unknown | 0.00 | NO
North Terrace_NT51-122 Frome Street_First Floor_1.4 _ Office | NT-NT51-01-1.4 | NT51-01-1.4-Office | North Terrace | NT | NT51 | 122 Frome Street | 01 | First Floor | 1.4 | 99967 | University Vacated | 99939 | Unusable Spaces | 9.39 | Office | 1 | Office Space Group | 101 | Office - Academic Staff |  | Good | 1,990.47 | NO
North Terrace_NT51-122 Frome Street_First Floor_1.5 _ Office | NT-NT51-01-1.5 | NT51-01-1.5-Office | North Terrace | NT | NT51 | 122 Frome Street | 01 | First Floor | 1.5 | 99967 | University Vacated | 99939 | Unusable Spaces | 7.78 | Office | 1 | Office Space Group | 101 | Office - Academic Staff |  | Good | 1,649.19 | NO
North Terrace_NT51-122 Frome Street_First Floor_1.6 _ Office | NT-NT51-01-1.6 | NT51-01-1.6-Office | North Terrace | NT | NT51 | 122 Frome Street | 01 | First Floor | 1.6 | 99967 | University Vacated | 99939 | Unusable Spaces | 11.88 | Office | 1 | Office Space Group | 101 | Office - Academic Staff |  | Good | 2,518.29 | NO
North Terrace_NT51-122 Frome Street_First Floor_1.7 _ Office | NT-NT51-01-1.7 | NT51-01-1.7-Office | North Terrace | NT | NT51 | 122 Frome Street | 01 | First Floor | 1.7 | 99967 | University Vacated | 99939 | Unusable Spaces | 16.46 | Office | 1 | Office Space Group | 101 | Office - Academic Staff |  | Good | 3,489.15 | NO
North Terrace_NT51-122 Frome Street_First Floor_1.8 _ Office | NT-NT51-01-1.8 | NT51-01-1.8-Office | North Terrace | NT | NT51 | 122 Frome Street | 01 | First Floor | 1.8 | 99967 | University Vacated | 99939 | Unusable Spaces | 13.43 | Office | 1 | Office Space Group | 101 | Office - Academic Staff |  | Good | 2,846.86 | NO
North Terrace_NT51-122 Frome Street_First Floor_1.9 _ Office | NT-NT51-01-1.9 | NT51-01-1.9-Office | North Terrace | NT | NT51 | 122 Frome Street | 01 | First Floor | 1.9 | 99967 | University Vacated | 99939 | Unusable Spaces | 23.78 | Office | 1 | Office Space Group | 101 | Office - Academic Staff |  | Good | 5,040.83 | NO
North Terrace_NT51-122 Frome Street_Second Floor_2.01 _ Office - Post Grad. | NT-NT51-02-2.01 | NT51-02-2.01-Office - Post Grad. | North Terrace | NT | NT51 | 122 Frome Street | 02 | Second Floor | 2.01 | 99967 | University Vacated | 99939 | Unusable Spaces | 27.09 | Office - Post Grad. | 1 | Office Space Group | 103 | Office - Research Students |  | Good | 5,742.48 | NO
North Terrace_NT51-122 Frome Street_Second Floor_2.01A _ Office | NT-NT51-02-2.01A | NT51-02-2.01A-Office | North Terrace | NT | NT51 | 122 Frome Street | 02 | Second Floor | 2.01A | 99967 | University Vacated | 99939 | Unusable Spaces | 15.22 | Office | 1 | Office Space Group | 101 | Office - Academic Staff |  | Good | 3,226.30 | NO
North Terrace_NT51-122 Frome Street_Second Floor_2.02 _ Office - Post Grad. | NT-NT51-02-2.02 | NT51-02-2.02-Office - Post Grad. | North Terrace | NT | NT51 | 122 Frome Street | 02 | Second Floor | 2.02 | 99967 | University Vacated | 99939 | Unusable Spaces | 46.74 | Office - Post Grad. | 1 | Office Space Group | 103 | Office - Research Students |  | Good | 9,907.84 | NO
North Terrace_NT51-122 Frome Street_Second Floor_2.02A _ Office | NT-NT51-02-2.02A | NT51-02-2.02A-Office | North Terrace | NT | NT51 | 122 Frome Street | 02 | Second Floor | 2.02A | 99967 | University Vacated | 99939 | Unusable Spaces | 17.67 | Office | 1 | Office Space Group | 101 | Office - Academic Staff |  | Good | 3,745.65 | NO
North Terrace_NT51-122 Frome Street_Second Floor_2.03 _ Interview Room | NT-NT51-02-2.03 | NT51-02-2.03-Interview Room | North Terrace | NT | NT51 | 122 Frome Street | 02 | Second Floor | 2.03 | 99967 | University Vacated | 99939 | Unusable Spaces | 30.83 | Interview Room | 1 | Office Space Group | 101 | Office - Academic Staff |  | Good | 6,535.27 | NO
North Terrace_NT51-122 Frome Street_Second Floor_2.04 _ Office | NT-NT51-02-2.04 | NT51-02-2.04-Office | North Terrace | NT | NT51 | 122 Frome Street | 02 | Second Floor | 2.04 | 99967 | University Vacated | 99939 | Unusable Spaces | 11.04 | Office | 1 | Office Space Group | 103 | Office - Research Students |  | Good | 2,340.23 | NO
North Terrace_NT51-122 Frome Street_Second Floor_2.05 _ Store | NT-NT51-02-2.05 | NT51-02-2.05-Store | North Terrace | NT | NT51 | 122 Frome Street | 02 | Second Floor | 2.05 | 99967 | University Vacated | 99939 | Unusable Spaces | 15.36 | Store | 4 | Ancillary Area Space Group | 419 | Ancillary Area - Store Room - Generic |  | Good | 2,865.26 | NO
North Terrace_NT51-122 Frome Street_Second Floor_2.06 _ Utility | NT-NT51-02-2.06 | NT51-02-2.06-Utility | North Terrace | NT | NT51 | 122 Frome Street | 02 | Second Floor | 2.06 | 99967 | University Vacated | 99939 | Unusable Spaces | 9.94 | Utility | 6 | General Facility Space Group | 603 | General Facility - Resource room |  | Good | 2,359.91 | NO
North Terrace_NT51-122 Frome Street_Second Floor_2.07 _ Office | NT-NT51-02-2.07 | NT51-02-2.07-Office | North Terrace | NT | NT51 | 122 Frome Street | 02 | Second Floor | 2.07 | 99967 | University Vacated | 99939 | Unusable Spaces | 24.66 | Office | 1 | Office Space Group | 101 | Office - Academic Staff |  | Good | 5,227.37 | NO
North Terrace_NT51-122 Frome Street_Second Floor_2.08 _ Office | NT-NT51-02-2.08 | NT51-02-2.08-Office | North Terrace | NT | NT51 | 122 Frome Street | 02 | Second Floor | 2.08 | 99967 | University Vacated | 99939 | Unusable Spaces | 10.92 | Office | 1 | Office Space Group | 101 | Office - Academic Staff |  | Good | 2,314.80 | NO
North Terrace_NT51-122 Frome Street_Second Floor_2.09 _ Office | NT-NT51-02-2.09 | NT51-02-2.09-Office | North Terrace | NT | NT51 | 122 Frome Street | 02 | Second Floor | 2.09 | 99967 | University Vacated | 99939 | Unusable Spaces | 23.36 | Office | 1 | Office Space Group | 101 | Office - Academic Staff |  | Good | 4,951.80 | NO
North Terrace_NT51-122 Frome Street_Second Floor_2.10 _ Corr. | NT-NT51-02-2.10 | NT51-02-2.10-Corr. | North Terrace | NT | NT51 | 122 Frome Street | 02 | Second Floor | 2.10 | 99967 | University Vacated | 99939 | Unusable Spaces | 19.87 | Corr. | 8 | Non Useable Floor Area Space Group | 805 | Non-usable - Circulation space |  | Unknown | 0.00 | NO
North Terrace_NT51-122 Frome Street_Second Floor_2.11 _ Reception | NT-NT51-02-2.11 | NT51-02-2.11-Reception | North Terrace | NT | NT51 | 122 Frome Street | 02 | Second Floor | 2.11 | 99967 | University Vacated | 99939 | Unusable Spaces | 19.12 | Reception | 6 | General Facility Space Group | 623 | General Facility - Waiting Area/Foyer/Reception Area |  | Good | 4,539.37 | NO
North Terrace_NT51-122 Frome Street_Second Floor_2.12 _ Office | NT-NT51-02-2.12 | NT51-02-2.12-Office | North Terrace | NT | NT51 | 122 Frome Street | 02 | Second Floor | 2.12 | 99967 | University Vacated | 99939 | Unusable Spaces | 23.56 | Office | 1 | Office Space Group | 101 | Office - Academic Staff |  | Good | 4,994.19 | NO
North Terrace_NT51-122 Frome Street_Second Floor_2.12A _ Store | NT-NT51-02-2.12A | NT51-02-2.12A-Store | North Terrace | NT | NT51 | 122 Frome Street | 02 | Second Floor | 2.12A | 99967 | University Vacated | 99939 | Unusable Spaces | 2.09 | Store | 4 | Ancillary Area Space Group | 419 | Ancillary Area - Store Room - Generic |  | Good | 389.87 | NO
North Terrace_NT51-122 Frome Street_Second Floor_2.13 _ Office - Open Plan | NT-NT51-02-2.13 | NT51-02-2.13-Office - Open Plan | North Terrace | NT | NT51 | 122 Frome Street | 02 | Second Floor | 2.13 | 99967 | University Vacated | 99939 | Unusable Spaces | 26.9 | Office - Open Plan | 1 | Office Space Group | 112 | Open Plan - Academic Staff |  | Good | 5,702.20 | NO
North Terrace_NT51-122 Frome Street_Second Floor_2.14 _ Staff Room | NT-NT51-02-2.14 | NT51-02-2.14-Staff Room | North Terrace | NT | NT51 | 122 Frome Street | 02 | Second Floor | 2.14 | 99967 | University Vacated | 99939 | Unusable Spaces | 16.34 | Staff Room | 6 | General Facility Space Group | 607 | General Facility - Cafeteria/Refectory/Canteen/Dining Room |  | Good | 3,879.36 | NO
North Terrace_NT51-122 Frome Street_Second Floor_2.15 _ Store | NT-NT51-02-2.15 | NT51-02-2.15-Store | North Terrace | NT | NT51 | 122 Frome Street | 02 | Second Floor | 2.15 | 99967 | University Vacated | 99939 | Unusable Spaces | 9 | Store | 4 | Ancillary Area Space Group | 419 | Ancillary Area - Store Room - Generic |  | Good | 1,678.86 | NO
North Terrace_NT51-122 Frome Street_Second Floor_2.16 _ Office | NT-NT51-02-2.16 | NT51-02-2.16-Office | North Terrace | NT | NT51 | 122 Frome Street | 02 | Second Floor | 2.16 | 99967 | University Vacated | 99939 | Unusable Spaces | 9.98 | Office | 1 | Office Space Group | 101 | Office - Academic Staff |  | Good | 2,115.54 | NO
North Terrace_NT51-122 Frome Street_Second Floor_2.17 _ Meeting | NT-NT51-02-2.17 | NT51-02-2.17-Meeting | North Terrace | NT | NT51 | 122 Frome Street | 02 | Second Floor | 2.17 | 99967 | University Vacated | 99939 | Unusable Spaces | 19.78 | Meeting | 6 | General Facility Space Group | 601 | General Facility - Committee/Conference/Meeting room |  | Good | 4,696.07 | NO
North Terrace_NT51-122 Frome Street_Second Floor_2.18 _ Office - Open Plan | NT-NT51-02-2.18 | NT51-02-2.18-Office - Open Plan | North Terrace | NT | NT51 | 122 Frome Street | 02 | Second Floor | 2.18 | 99967 | University Vacated | 99939 | Unusable Spaces | 28.14 | Office - Open Plan | 1 | Office Space Group | 112 | Open Plan - Academic Staff |  | Good | 5,965.05 | NO
North Terrace_NT51-122 Frome Street_Second Floor_2.19 _ Corr. | NT-NT51-02-2.19 | NT51-02-2.19-Corr. | North Terrace | NT | NT51 | 122 Frome Street | 02 | Second Floor | 2.19 | 99967 | University Vacated | 99939 | Unusable Spaces | 18.9 | Corr. | 8 | Non Useable Floor Area Space Group | 805 | Non-usable - Circulation space |  | Unknown | 0.00 | NO
North Terrace_NT51-122 Frome Street_Second Floor_2.20 _ Office | NT-NT51-02-2.20 | NT51-02-2.20-Office | North Terrace | NT | NT51 | 122 Frome Street | 02 | Second Floor | 2.20 | 99967 | University Vacated | 99939 | Unusable Spaces | 24.42 | Office | 1 | Office Space Group | 101 | Office - Academic Staff |  | Good | 5,176.49 | NO
North Terrace_NT51-122 Frome Street_Second Floor_2.21 _ Office | NT-NT51-02-2.21 | NT51-02-2.21-Office | North Terrace | NT | NT51 | 122 Frome Street | 02 | Second Floor | 2.21 | 99967 | University Vacated | 99939 | Unusable Spaces | 13.06 | Office | 1 | Office Space Group | 101 | Office - Academic Staff |  | Good | 2,768.43 | NO
North Terrace_NT51-122 Frome Street_Second Floor_2.22 _ Office | NT-NT51-02-2.22 | NT51-02-2.22-Office | North Terrace | NT | NT51 | 122 Frome Street | 02 | Second Floor | 2.22 | 99967 | University Vacated | 99939 | Unusable Spaces | 10.45 | Office | 1 | Office Space Group | 101 | Office - Academic Staff |  | Good | 2,215.17 | NO
North Terrace_NT51-122 Frome Street_Second Floor_2.23 _ Corr. | NT-NT51-02-2.23 | NT51-02-2.23-Corr. | North Terrace | NT | NT51 | 122 Frome Street | 02 | Second Floor | 2.23 | 99967 | University Vacated | 99939 | Unusable Spaces | 13.07 | Corr. | 8 | Non Useable Floor Area Space Group | 805 | Non-usable - Circulation space |  | Unknown | 0.00 | NO
North Terrace_NT51-122 Frome Street_Second Floor_2.24 _ Office | NT-NT51-02-2.24 | NT51-02-2.24-Office | North Terrace | NT | NT51 | 122 Frome Street | 02 | Second Floor | 2.24 | 99967 | University Vacated | 99939 | Unusable Spaces | 9.78 | Office | 1 | Office Space Group | 101 | Office - Academic Staff |  | Good | 2,073.14 | NO
North Terrace_NT51-122 Frome Street_Second Floor_2.25 _ Utility | NT-NT51-02-2.25 | NT51-02-2.25-Utility | North Terrace | NT | NT51 | 122 Frome Street | 02 | Second Floor | 2.25 | 99967 | University Vacated | 99939 | Unusable Spaces | 6.83 | Utility | 6 | General Facility Space Group | 603 | General Facility - Resource room |  | Good | 1,621.54 | NO
North Terrace_NT51-122 Frome Street_Second Floor_2.26 _ Defence Secure Room | NT-NT51-02-2.26 | NT51-02-2.26-Defence Secure Room | North Terrace | NT | NT51 | 122 Frome Street | 02 | Second Floor | 2.26 | 99967 | University Vacated | 99939 | Unusable Spaces | 5.88 | Defence Secure Room | 4 | Ancillary Area Space Group | 419 | Ancillary Area - Store Room - Generic |  | Good | 1,096.86 | NO
North Terrace_NT51-122 Frome Street_Third Floor_3.00A _ Corr. | NT-NT51-03-3.00A | NT51-03-3.00A-Corr. | North Terrace | NT | NT51 | 122 Frome Street | 03 | Third Floor | 3.00A | 99967 | University Vacated | 99939 | Unusable Spaces | 5.55 | Corr. | 8 | Non Useable Floor Area Space Group | 805 | Non-usable - Circulation space |  | Good | 0.00 | NO
North Terrace_NT51-122 Frome Street_Third Floor_3.00B _ Waiting | NT-NT51-03-3.00B | NT51-03-3.00B-Waiting | North Terrace | NT | NT51 | 122 Frome Street | 03 | Third Floor | 3.00B | 99967 | University Vacated | 99939 | Unusable Spaces | 15.78 | Waiting | 6 | General Facility Space Group | 623 | General Facility - Waiting Area/Foyer/Reception Area |  | Good | 3,746.41 | NO
North Terrace_NT51-122 Frome Street_Third Floor_3.00C _ Corr. | NT-NT51-03-3.00C | NT51-03-3.00C-Corr. | North Terrace | NT | NT51 | 122 Frome Street | 03 | Third Floor | 3.00C | 99967 | University Vacated | 99939 | Unusable Spaces | 9.5 | Corr. | 8 | Non Useable Floor Area Space Group | 805 | Non-usable - Circulation space |  | Good | 0.00 | NO
North Terrace_NT51-122 Frome Street_Third Floor_3.00D _ Corr. | NT-NT51-03-3.00D | NT51-03-3.00D-Corr. | North Terrace | NT | NT51 | 122 Frome Street | 03 | Third Floor | 3.00D | 99967 | University Vacated | 99939 | Unusable Spaces | 9.31 | Corr. | 8 | Non Useable Floor Area Space Group | 805 | Non-usable - Circulation space |  | Good | 0.00 | NO
North Terrace_NT51-122 Frome Street_Third Floor_3.00E _ Corr. | NT-NT51-03-3.00E | NT51-03-3.00E-Corr. | North Terrace | NT | NT51 | 122 Frome Street | 03 | Third Floor | 3.00E | 99967 | University Vacated | 99939 | Unusable Spaces | 4.86 | Corr. | 8 | Non Useable Floor Area Space Group | 805 | Non-usable - Circulation space |  | Good | 0.00 | NO
North Terrace_NT51-122 Frome Street_Third Floor_3.01 _ Store | NT-NT51-03-3.01 | NT51-03-3.01-Store | North Terrace | NT | NT51 | 122 Frome Street | 03 | Third Floor | 3.01 | 99967 | University Vacated | 99939 | Unusable Spaces | 5.33 | Store | 1 | Office Space Group | 101 | Office - Academic Staff |  | Good | 1,129.84 | NO
North Terrace_NT51-122 Frome Street_Third Floor_3.02 _ Office | NT-NT51-03-3.02 | NT51-03-3.02-Office | North Terrace | NT | NT51 | 122 Frome Street | 03 | Third Floor | 3.02 | 99967 | University Vacated | 99939 | Unusable Spaces | 29.45 | Office | 1 | Office Space Group | 101 | Office - Academic Staff |  | Good | 6,242.74 | NO
North Terrace_NT51-122 Frome Street_Third Floor_3.03 _ Office | NT-NT51-03-3.03 | NT51-03-3.03-Office | North Terrace | NT | NT51 | 122 Frome Street | 03 | Third Floor | 3.03 | 99967 | University Vacated | 99939 | Unusable Spaces | 18.07 | Office | 1 | Office Space Group | 101 | Office - Academic Staff |  | Good | 3,830.44 | NO
North Terrace_NT51-122 Frome Street_Third Floor_3.04 _ Office | NT-NT51-03-3.04 | NT51-03-3.04-Office | North Terrace | NT | NT51 | 122 Frome Street | 03 | Third Floor | 3.04 | 99967 | University Vacated | 99939 | Unusable Spaces | 8.94 | Office | 1 | Office Space Group | 101 | Office - Academic Staff |  | Good | 1,895.08 | NO
North Terrace_NT51-122 Frome Street_Third Floor_3.05 _ Office | NT-NT51-03-3.05 | NT51-03-3.05-Office | North Terrace | NT | NT51 | 122 Frome Street | 03 | Third Floor | 3.05 | 99967 | University Vacated | 99939 | Unusable Spaces | 10.95 | Office | 1 | Office Space Group | 101 | Office - Academic Staff |  | Good | 2,321.16 | NO
North Terrace_NT51-122 Frome Street_Third Floor_3.06 _ Office | NT-NT51-03-3.06 | NT51-03-3.06-Office | North Terrace | NT | NT51 | 122 Frome Street | 03 | Third Floor | 3.06 | 99967 | University Vacated | 99939 | Unusable Spaces | 12.84 | Office | 1 | Office Space Group | 101 | Office - Academic Staff |  | Good | 2,721.79 | NO
North Terrace_NT51-122 Frome Street_Third Floor_3.07 _ Office | NT-NT51-03-3.07 | NT51-03-3.07-Office | North Terrace | NT | NT51 | 122 Frome Street | 03 | Third Floor | 3.07 | 99967 | University Vacated | 99939 | Unusable Spaces | 15.85 | Office | 1 | Office Space Group | 101 | Office - Academic Staff |  | Good | 3,359.85 | NO
North Terrace_NT51-122 Frome Street_Third Floor_3.08 _ Office | NT-NT51-03-3.08 | NT51-03-3.08-Office | North Terrace | NT | NT51 | 122 Frome Street | 03 | Third Floor | 3.08 | 99967 | University Vacated | 99939 | Unusable Spaces | 12.02 | Office | 1 | Office Space Group | 101 | Office - Academic Staff |  | Good | 2,547.97 | NO
North Terrace_NT51-122 Frome Street_Third Floor_3.09 _ Interview Room | NT-NT51-03-3.09 | NT51-03-3.09-Interview Room | North Terrace | NT | NT51 | 122 Frome Street | 03 | Third Floor | 3.09 | 99967 | University Vacated | 99939 | Unusable Spaces | 24.92 | Interview Room | 6 | General Facility Space Group | 601 | General Facility - Committee/Conference/Meeting room |  | Good | 5,916.38 | NO
North Terrace_NT51-122 Frome Street_Third Floor_3.10 _ Office | NT-NT51-03-3.10 | NT51-03-3.10-Office | North Terrace | NT | NT51 | 122 Frome Street | 03 | Third Floor | 3.10 | 99967 | University Vacated | 99939 | Unusable Spaces | 16.56 | Office | 1 | Office Space Group | 101 | Office - Academic Staff |  | Good | 3,510.35 | NO
North Terrace_NT51-122 Frome Street_Third Floor_3.11 _ Office | NT-NT51-03-3.11 | NT51-03-3.11-Office | North Terrace | NT | NT51 | 122 Frome Street | 03 | Third Floor | 3.11 | 99967 | University Vacated | 99939 | Unusable Spaces | 10.89 | Office | 1 | Office Space Group | 101 | Office - Academic Staff |  | Good | 2,308.44 | NO
North Terrace_NT51-122 Frome Street_Third Floor_3.12 _ Office | NT-NT51-03-3.12 | NT51-03-3.12-Office | North Terrace | NT | NT51 | 122 Frome Street | 03 | Third Floor | 3.12 | 99967 | University Vacated | 99939 | Unusable Spaces | 15.19 | Office | 1 | Office Space Group | 101 | Office - Academic Staff |  | Good | 3,219.94 | NO
North Terrace_NT51-122 Frome Street_Third Floor_3.13 _ Store | NT-NT51-03-3.13 | NT51-03-3.13-Store | North Terrace | NT | NT51 | 122 Frome Street | 03 | Third Floor | 3.13 | 99967 | University Vacated | 99939 | Unusable Spaces | 17.15 | Store | 4 | Ancillary Area Space Group | 419 | Ancillary Area - Store Room - Generic |  | Good | 3,199.17 | NO
North Terrace_NT51-122 Frome Street_Third Floor_3.14 _ Corr. | NT-NT51-03-3.14 | NT51-03-3.14-Corr. | North Terrace | NT | NT51 | 122 Frome Street | 03 | Third Floor | 3.14 | 99967 | University Vacated | 99939 | Unusable Spaces | 22.51 | Corr. | 8 | Non Useable Floor Area Space Group | 805 | Non-usable - Circulation space |  | Unknown | 0.00 | NO
North Terrace_NT51-122 Frome Street_Third Floor_3.15 _ Workstation | NT-NT51-03-3.15 | NT51-03-3.15-Workstation | North Terrace | NT | NT51 | 122 Frome Street | 03 | Third Floor | 3.15 | 99967 | University Vacated | 99939 | Unusable Spaces | 6.5 | Workstation | 1 | Office Space Group | 112 | Open Plan - Academic Staff |  | Good | 1,377.85 | NO
North Terrace_NT51-122 Frome Street_Third Floor_3.15A _ Workstation | NT-NT51-03-3.15A | NT51-03-3.15A-Workstation | North Terrace | NT | NT51 | 122 Frome Street | 03 | Third Floor | 3.15A | 99967 | University Vacated | 99939 | Unusable Spaces | 6.5 | Workstation | 1 | Office Space Group | 112 | Open Plan - Academic Staff |  | Good | 1,377.85 | NO
North Terrace_NT51-122 Frome Street_Third Floor_3.16 _ Store | NT-NT51-03-3.16 | NT51-03-3.16-Store | North Terrace | NT | NT51 | 122 Frome Street | 03 | Third Floor | 3.16 | 99967 | University Vacated | 99939 | Unusable Spaces | 4.48 | Store | 4 | Ancillary Area Space Group | 419 | Ancillary Area - Store Room - Generic |  | Good | 835.70 | NO
North Terrace_NT51-122 Frome Street_Third Floor_3.17 _ Workstation | NT-NT51-03-3.17 | NT51-03-3.17-Workstation | North Terrace | NT | NT51 | 122 Frome Street | 03 | Third Floor | 3.17 | 99967 | University Vacated | 99939 | Unusable Spaces | 6.8 | Workstation | 1 | Office Space Group | 112 | Open Plan - Academic Staff |  | Good | 1,441.45 | NO
North Terrace_NT51-122 Frome Street_Third Floor_3.17A _ Workstation | NT-NT51-03-3.17A | NT51-03-3.17A-Workstation | North Terrace | NT | NT51 | 122 Frome Street | 03 | Third Floor | 3.17A | 99967 | University Vacated | 99939 | Unusable Spaces | 6.8 | Workstation | 1 | Office Space Group | 112 | Open Plan - Academic Staff |  | Good | 1,441.45 | NO
North Terrace_NT51-122 Frome Street_Third Floor_3.18 _ Store | NT-NT51-03-3.18 | NT51-03-3.18-Store | North Terrace | NT | NT51 | 122 Frome Street | 03 | Third Floor | 3.18 | 99967 | University Vacated | 99939 | Unusable Spaces | 10.91 | Store | 4 | Ancillary Area Space Group | 419 | Ancillary Area - Store Room - Generic |  | Good | 2,035.16 | NO
North Terrace_NT51-122 Frome Street_Third Floor_3.19 _ Circ. | NT-NT51-03-3.19 | NT51-03-3.19-Circ. | North Terrace | NT | NT51 | 122 Frome Street | 03 | Third Floor | 3.19 | 99967 | University Vacated | 99939 | Unusable Spaces | 12.31 | Circ. | 8 | Non Useable Floor Area Space Group | 805 | Non-usable - Circulation space |  | Good | 0.00 | NO
North Terrace_NT51-122 Frome Street_Third Floor_3.20 _ Office | NT-NT51-03-3.20 | NT51-03-3.20-Office | North Terrace | NT | NT51 | 122 Frome Street | 03 | Third Floor | 3.20 | 99967 | University Vacated | 99939 | Unusable Spaces | 12.62 | Office | 1 | Office Space Group | 101 | Office - Academic Staff |  | Good | 2,675.16 | NO
North Terrace_NT51-122 Frome Street_Third Floor_3.21 _ Office | NT-NT51-03-3.21 | NT51-03-3.21-Office | North Terrace | NT | NT51 | 122 Frome Street | 03 | Third Floor | 3.21 | 99967 | University Vacated | 99939 | Unusable Spaces | 12.62 | Office | 1 | Office Space Group | 101 | Office - Academic Staff |  | Good | 2,675.16 | NO
North Terrace_NT51-122 Frome Street_Third Floor_3.22 _ Corr. | NT-NT51-03-3.22 | NT51-03-3.22-Corr. | North Terrace | NT | NT51 | 122 Frome Street | 03 | Third Floor | 3.22 | 99967 | University Vacated | 99939 | Unusable Spaces | 16.49 | Corr. | 8 | Non Useable Floor Area Space Group | 805 | Non-usable - Circulation space |  | Unknown | 0.00 | NO
North Terrace_NT51-122 Frome Street_Third Floor_3.23 _ Workstation (shared) | NT-NT51-03-3.23 | NT51-03-3.23-Workstation (shared) | North Terrace | NT | NT51 | 122 Frome Street | 03 | Third Floor | 3.23 | 99967 | University Vacated | 99939 | Unusable Spaces | 3.94 | Workstation (shared) | 1 | Office Space Group | 112 | Open Plan - Academic Staff |  | Good | 835.19 | NO
North Terrace_NT51-122 Frome Street_Third Floor_3.23A _ Workstation | NT-NT51-03-3.23A | NT51-03-3.23A-Workstation | North Terrace | NT | NT51 | 122 Frome Street | 03 | Third Floor | 3.23A | 99967 | University Vacated | 99939 | Unusable Spaces | 4.86 | Workstation | 1 | Office Space Group | 112 | Open Plan - Academic Staff |  | Good | 1,030.21 | NO
North Terrace_NT51-122 Frome Street_Third Floor_3.23B _ Workstation | NT-NT51-03-3.23B | NT51-03-3.23B-Workstation | North Terrace | NT | NT51 | 122 Frome Street | 03 | Third Floor | 3.23B | 99967 | University Vacated | 99939 | Unusable Spaces | 4.37 | Workstation | 1 | Office Space Group | 112 | Open Plan - Academic Staff |  | Good | 926.34 | NO
North Terrace_NT51-122 Frome Street_Third Floor_3.23C _ Workstation | NT-NT51-03-3.23C | NT51-03-3.23C-Workstation | North Terrace | NT | NT51 | 122 Frome Street | 03 | Third Floor | 3.23C | 99967 | University Vacated | 99939 | Unusable Spaces | 4.37 | Workstation | 1 | Office Space Group | 112 | Open Plan - Academic Staff |  | Good | 926.34 | NO
North Terrace_NT51-122 Frome Street_Third Floor_3.23D _ Workstation | NT-NT51-03-3.23D | NT51-03-3.23D-Workstation | North Terrace | NT | NT51 | 122 Frome Street | 03 | Third Floor | 3.23D | 99967 | University Vacated | 99939 | Unusable Spaces | 4.44 | Workstation | 1 | Office Space Group | 112 | Open Plan - Academic Staff |  | Good | 941.18 | NO
North Terrace_NT51-122 Frome Street_Third Floor_3.23E _ Workstation | NT-NT51-03-3.23E | NT51-03-3.23E-Workstation | North Terrace | NT | NT51 | 122 Frome Street | 03 | Third Floor | 3.23E | 99967 | University Vacated | 99939 | Unusable Spaces | 6.52 | Workstation | 1 | Office Space Group | 112 | Open Plan - Academic Staff |  | Good | 1,382.09 | NO
North Terrace_NT51-122 Frome Street_Third Floor_3.24 _ Utility | NT-NT51-03-3.24 | NT51-03-3.24-Utility | North Terrace | NT | NT51 | 122 Frome Street | 03 | Third Floor | 3.24 | 99967 | University Vacated | 99939 | Unusable Spaces | 1.25 | Utility | 4 | Ancillary Area Space Group | 419 | Ancillary Area - Store Room - Generic |  | Good | 233.18 | NO
North Terrace_NT51-122 Frome Street_Third Floor_3.25 _ Office | NT-NT51-03-3.25 | NT51-03-3.25-Office | North Terrace | NT | NT51 | 122 Frome Street | 03 | Third Floor | 3.25 | 99967 | University Vacated | 99939 | Unusable Spaces | 12.84 | Office | 1 | Office Space Group | 101 | Office - Academic Staff |  | Good | 2,721.79 | NO
North Terrace_NT51-122 Frome Street_Third Floor_3.26 _ Office | NT-NT51-03-3.26 | NT51-03-3.26-Office | North Terrace | NT | NT51 | 122 Frome Street | 03 | Third Floor | 3.26 | 99967 | University Vacated | 99939 | Unusable Spaces | 12.35 | Office | 1 | Office Space Group | 101 | Office - Academic Staff |  | Good | 2,617.92 | NO
North Terrace_NT51-122 Frome Street_Third Floor_3.27 _ Office | NT-NT51-03-3.27 | NT51-03-3.27-Office | North Terrace | NT | NT51 | 122 Frome Street | 03 | Third Floor | 3.27 | 99967 | University Vacated | 99939 | Unusable Spaces | 16.5 | Office | 1 | Office Space Group | 101 | Office - Academic Staff |  | Good | 3,497.63 | NO
North Terrace_NT51-122 Frome Street_Third Floor_3.28 _ Corr. | NT-NT51-03-3.28 | NT51-03-3.28-Corr. | North Terrace | NT | NT51 | 122 Frome Street | 03 | Third Floor | 3.28 | 99967 | University Vacated | 99939 | Unusable Spaces | 5.84 | Corr. | 8 | Non Useable Floor Area Space Group | 805 | Non-usable - Circulation space |  | Unknown | 0.00 | NO
North Terrace_NT51-122 Frome Street_Third Floor_3.29 _ Workstation - Post Grad | NT-NT51-03-3.29 | NT51-03-3.29-Workstation - Post Grad | North Terrace | NT | NT51 | 122 Frome Street | 03 | Third Floor | 3.29 | 99967 | University Vacated | 99939 | Unusable Spaces | 5.65 | Workstation - Post Grad | 1 | Office Space Group | 114 | Open Plan - Research Students |  | Good | 1,197.67 | NO
North Terrace_NT51-122 Frome Street_Third Floor_3.29A _ Workstation - Post Grad | NT-NT51-03-3.29A | NT51-03-3.29A-Workstation - Post Grad | North Terrace | NT | NT51 | 122 Frome Street | 03 | Third Floor | 3.29A | 99967 | University Vacated | 99939 | Unusable Spaces | 5.71 | Workstation - Post Grad | 1 | Office Space Group | 114 | Open Plan - Research Students |  | Good | 1,210.39 | NO
North Terrace_NT51-122 Frome Street_Third Floor_3.29B _ Workstation - Post Grad | NT-NT51-03-3.29B | NT51-03-3.29B-Workstation - Post Grad | North Terrace | NT | NT51 | 122 Frome Street | 03 | Third Floor | 3.29B | 99967 | University Vacated | 99939 | Unusable Spaces | 4.63 | Workstation - Post Grad | 1 | Office Space Group | 114 | Open Plan - Research Students |  | Good | 981.46 | NO
North Terrace_NT51-122 Frome Street_Third Floor_3.29C _ Workstation - Post Grad | NT-NT51-03-3.29C | NT51-03-3.29C-Workstation - Post Grad | North Terrace | NT | NT51 | 122 Frome Street | 03 | Third Floor | 3.29C | 99967 | University Vacated | 99939 | Unusable Spaces | 4.1 | Workstation - Post Grad | 1 | Office Space Group | 114 | Open Plan - Research Students |  | Good | 869.11 | NO
North Terrace_NT51-122 Frome Street_Third Floor_3.29D _ Workstation - Post Grad | NT-NT51-03-3.29D | NT51-03-3.29D-Workstation - Post Grad | North Terrace | NT | NT51 | 122 Frome Street | 03 | Third Floor | 3.29D | 99967 | University Vacated | 99939 | Unusable Spaces | 4.56 | Workstation - Post Grad | 1 | Office Space Group | 114 | Open Plan - Research Students |  | Good | 966.62 | NO
North Terrace_NT51-122 Frome Street_Third Floor_3.30 _ Seminar - shared | NT-NT51-03-3.30 | NT51-03-3.30-Seminar - shared | North Terrace | NT | NT51 | 122 Frome Street | 03 | Third Floor | 3.30 | 99967 | University Vacated | 99939 | Unusable Spaces | 49.27 | Seminar - shared | 6 | General Facility Space Group | 601 | General Facility - Committee/Conference/Meeting room |  | Good | 11,697.44 | NO
North Terrace_NT51-122 Frome Street_Third Floor_3.31 _ Kitchen - Shared | NT-NT51-03-3.31 | NT51-03-3.31-Kitchen - Shared | North Terrace | NT | NT51 | 122 Frome Street | 03 | Third Floor | 3.31 | 99967 | University Vacated | 99939 | Unusable Spaces | 14.16 | Kitchen - Shared | 6 | General Facility Space Group | 607 | General Facility - Cafeteria/Refectory/Canteen/Dining Room |  | Good | 3,361.80 | NO
North Terrace_NT51-122 Frome Street_Ground Floor_G.1 _ Foyer / Reception | NT-NT51-GN-G.1 | NT51-GN-G.1-Foyer / Reception | North Terrace | NT | NT51 | 122 Frome Street | GN | Ground Floor | G.1 | 99967 | University Vacated | 99939 | Unusable Spaces | 9.26 | Foyer / Reception | 6 | General Facility Space Group | 623 | General Facility - Waiting Area/Foyer/Reception Area |  | Good | 2,198.46 | NO
North Terrace_NT51-122 Frome Street_Ground Floor_G.10 _ Office | NT-NT51-GN-G.10 | NT51-GN-G.10-Office | North Terrace | NT | NT51 | 122 Frome Street | GN | Ground Floor | G.10 | 99967 | University Vacated | 99939 | Unusable Spaces | 22.29 | Office | 1 | Office Space Group | 101 | Office - Academic Staff |  | Good | 4,724.98 | NO
North Terrace_NT51-122 Frome Street_Ground Floor_G.11 _ Store | NT-NT51-GN-G.11 | NT51-GN-G.11-Store | North Terrace | NT | NT51 | 122 Frome Street | GN | Ground Floor | G.11 | 99967 | University Vacated | 99939 | Unusable Spaces | 7.09 | Store | 4 | Ancillary Area Space Group | 419 | Ancillary Area - Store Room - Generic |  | Good | 1,322.57 | NO
North Terrace_NT51-122 Frome Street_Ground Floor_G.12 _ Kitchen / Store | NT-NT51-GN-G.12 | NT51-GN-G.12-Kitchen / Store | North Terrace | NT | NT51 | 122 Frome Street | GN | Ground Floor | G.12 | 99967 | University Vacated | 99939 | Unusable Spaces | 16.77 | Kitchen / Store | 4 | Ancillary Area Space Group | 419 | Ancillary Area - Store Room - Generic |  | Good | 3,128.28 | NO
North Terrace_NT51-122 Frome Street_Ground Floor_G.13 _ Office | NT-NT51-GN-G.13 | NT51-GN-G.13-Office | North Terrace | NT | NT51 | 122 Frome Street | GN | Ground Floor | G.13 | 99967 | University Vacated | 99939 | Unusable Spaces | 11.82 | Office | 1 | Office Space Group | 101 | Office - Academic Staff |  | Good | 2,505.58 | NO
North Terrace_NT51-122 Frome Street_Ground Floor_G.2 _ Meeting | NT-NT51-GN-G.2 | NT51-GN-G.2-Meeting | North Terrace | NT | NT51 | 122 Frome Street | GN | Ground Floor | G.2 | 99967 | University Vacated | 99939 | Unusable Spaces | 20.8 | Meeting | 6 | General Facility Space Group | 601 | General Facility - Committee/Conference/Meeting room |  | Good | 4,938.23 | NO
North Terrace_NT51-122 Frome Street_Ground Floor_G.3 _ Reception / Office | NT-NT51-GN-G.3 | NT51-GN-G.3-Reception / Office | North Terrace | NT | NT51 | 122 Frome Street | GN | Ground Floor | G.3 | 99967 | University Vacated | 99939 | Unusable Spaces | 11.47 | Reception / Office | 6 | General Facility Space Group | 623 | General Facility - Waiting Area/Foyer/Reception Area |  | Good | 2,723.15 | NO
North Terrace_NT51-122 Frome Street_Ground Floor_G.32 _ Office - Open Plan | NT-NT51-GN-G.32 | NT51-GN-G.32-Office - Open Plan | North Terrace | NT | NT51 | 122 Frome Street | GN | Ground Floor | G.32 | 99967 | University Vacated | 99939 | Unusable Spaces | 49.18 | Office - Open Plan | 1 | Office Space Group | 112 | Open Plan - Academic Staff |  | Good | 10,425.06 | NO
North Terrace_NT51-122 Frome Street_Ground Floor_G.34 _ Office | NT-NT51-GN-G.34 | NT51-GN-G.34-Office | North Terrace | NT | NT51 | 122 Frome Street | GN | Ground Floor | G.34 | 99967 | University Vacated | 99939 | Unusable Spaces | 23.01 | Office | 1 | Office Space Group | 101 | Office - Academic Staff |  | Good | 4,877.61 | NO
North Terrace_NT51-122 Frome Street_Ground Floor_G.35 _ Office | NT-NT51-GN-G.35 | NT51-GN-G.35-Office | North Terrace | NT | NT51 | 122 Frome Street | GN | Ground Floor | G.35 | 99967 | University Vacated | 99939 | Unusable Spaces | 21.66 | Office | 1 | Office Space Group | 101 | Office - Academic Staff |  | Good | 4,591.44 | NO
North Terrace_NT51-122 Frome Street_Ground Floor_G.36 _ Corr. | NT-NT51-GN-G.36 | NT51-GN-G.36-Corr. | North Terrace | NT | NT51 | 122 Frome Street | GN | Ground Floor | G.36 | 99967 | University Vacated | 99939 | Unusable Spaces | 8.3 | Corr. | 8 | Non Useable Floor Area Space Group | 805 | Non-usable - Circulation space |  | Good | 0.00 | NO
North Terrace_NT51-122 Frome Street_Ground Floor_G.37 _ Tea Point | NT-NT51-GN-G.37 | NT51-GN-G.37-Tea Point | North Terrace | NT | NT51 | 122 Frome Street | GN | Ground Floor | G.37 | 99967 | University Vacated | 99939 | Unusable Spaces | 2.61 | Tea Point | 6 | General Facility Space Group | 608 | General Facility - Kitchen/Servery/Food Storage |  | Good | 619.65 | NO
North Terrace_NT51-122 Frome Street_Ground Floor_G.38 _ Store Room | NT-NT51-GN-G.38 | NT51-GN-G.38-Store Room | North Terrace | NT | NT51 | 122 Frome Street | GN | Ground Floor | G.38 | 99967 | University Vacated | 99939 | Unusable Spaces | 9.17 | Store Room | 4 | Ancillary Area Space Group | 419 | Ancillary Area - Store Room - Generic |  | Good | 1,710.58 | NO
North Terrace_NT51-122 Frome Street_Ground Floor_G.39 _ Meeting | NT-NT51-GN-G.39 | NT51-GN-G.39-Meeting | North Terrace | NT | NT51 | 122 Frome Street | GN | Ground Floor | G.39 | 99967 | University Vacated | 99939 | Unusable Spaces | 26.09 | Meeting | 6 | General Facility Space Group | 601 | General Facility - Committee/Conference/Meeting room |  | Good | 6,194.16 | NO
North Terrace_NT51-122 Frome Street_Ground Floor_G.4 _ Office - Open Plan | NT-NT51-GN-G.4 | NT51-GN-G.4-Office - Open Plan | North Terrace | NT | NT51 | 122 Frome Street | GN | Ground Floor | G.4 | 99967 | University Vacated | 99939 | Unusable Spaces | 32.57 | Office - Open Plan | 1 | Office Space Group | 112 | Open Plan - Academic Staff |  | Good | 6,904.11 | NO
North Terrace_NT51-122 Frome Street_Ground Floor_G.40 _ Corr. | NT-NT51-GN-G.40 | NT51-GN-G.40-Corr. | North Terrace | NT | NT51 | 122 Frome Street | GN | Ground Floor | G.40 | 99967 | University Vacated | 99939 | Unusable Spaces | 10.71 | Corr. | 8 | Non Useable Floor Area Space Group | 805 | Non-usable - Circulation space |  | Good | 0.00 | NO
North Terrace_NT51-122 Frome Street_Ground Floor_G.41 _ Office | NT-NT51-GN-G.41 | NT51-GN-G.41-Office | North Terrace | NT | NT51 | 122 Frome Street | GN | Ground Floor | G.41 | 99967 | University Vacated | 99939 | Unusable Spaces | 18.09 | Office | 1 | Office Space Group | 101 | Office - Academic Staff |  | Good | 3,834.68 | NO
North Terrace_NT51-122 Frome Street_Ground Floor_G.42 _ Office | NT-NT51-GN-G.42 | NT51-GN-G.42-Office | North Terrace | NT | NT51 | 122 Frome Street | GN | Ground Floor | G.42 | 99967 | University Vacated | 99939 | Unusable Spaces | 16.94 | Office | 1 | Office Space Group | 101 | Office - Academic Staff |  | Good | 3,590.90 | NO
North Terrace_NT51-122 Frome Street_Ground Floor_G.5 _ Office | NT-NT51-GN-G.5 | NT51-GN-G.5-Office | North Terrace | NT | NT51 | 122 Frome Street | GN | Ground Floor | G.5 | 99967 | University Vacated | 99939 | Unusable Spaces | 10.39 | Office | 1 | Office Space Group | 101 | Office - Academic Staff |  | Good | 2,202.45 | NO
North Terrace_NT51-122 Frome Street_Ground Floor_G.6 _ Office | NT-NT51-GN-G.6 | NT51-GN-G.6-Office | North Terrace | NT | NT51 | 122 Frome Street | GN | Ground Floor | G.6 | 99967 | University Vacated | 99939 | Unusable Spaces | 9.27 | Office | 1 | Office Space Group | 101 | Office - Academic Staff |  | Good | 1,965.03 | NO
North Terrace_NT51-122 Frome Street_Ground Floor_G.7 _ Office | NT-NT51-GN-G.7 | NT51-GN-G.7-Office | North Terrace | NT | NT51 | 122 Frome Street | GN | Ground Floor | G.7 | 99967 | University Vacated | 99939 | Unusable Spaces | 10.12 | Office | 1 | Office Space Group | 101 | Office - Academic Staff |  | Good | 2,145.21 | NO
North Terrace_NT51-122 Frome Street_Ground Floor_G.8 _ Office | NT-NT51-GN-G.8 | NT51-GN-G.8-Office | North Terrace | NT | NT51 | 122 Frome Street | GN | Ground Floor | G.8 | 99967 | University Vacated | 99939 | Unusable Spaces | 10.79 | Office | 1 | Office Space Group | 101 | Office - Academic Staff |  | Good | 2,287.24 | NO
North Terrace_NT51-122 Frome Street_Ground Floor_G.9 _ Office | NT-NT51-GN-G.9 | NT51-GN-G.9-Office | North Terrace | NT | NT51 | 122 Frome Street | GN | Ground Floor | G.9 | 99967 | University Vacated | 99939 | Unusable Spaces | 11.01 | Office | 1 | Office Space Group | 101 | Office - Academic Staff |  | Good | 2,333.87 | NO
North Terrace_NT51-122 Frome Street_Undercroft_UC05 _ Carpark | NT-NT51-UC-UC05 | NT51-UC-UC05-Carpark | North Terrace | NT | NT51 | 122 Frome Street | UC | Undercroft | UC05 | 99967 | University Vacated | 99939 | Unusable Spaces | 11.99 | Carpark | 8 | Non Useable Floor Area Space Group | 804 | Non-usable - Car park < 50% of building - Not usable TEFMA |  | Good | 0.00 | NO
North Terrace_NT51-122 Frome Street_Undercroft_UC06 _ Carpark | NT-NT51-UC-UC06 | NT51-UC-UC06-Carpark | North Terrace | NT | NT51 | 122 Frome Street | UC | Undercroft | UC06 | 99967 | University Vacated | 99939 | Unusable Spaces | 12.39 | Carpark | 8 | Non Useable Floor Area Space Group | 804 | Non-usable - Car park < 50% of building - Not usable TEFMA |  | Good | 0.00 | NO
North Terrace_NT51-122 Frome Street_Undercroft_UC07 _ Carpark | NT-NT51-UC-UC07 | NT51-UC-UC07-Carpark | North Terrace | NT | NT51 | 122 Frome Street | UC | Undercroft | UC07 | 99967 | University Vacated | 99939 | Unusable Spaces | 11.99 | Carpark | 8 | Non Useable Floor Area Space Group | 804 | Non-usable - Car park < 50% of building - Not usable TEFMA |  | Good | 0.00 | NO
North Terrace_NT51-122 Frome Street_Undercroft_UC08 _ Carpark | NT-NT51-UC-UC08 | NT51-UC-UC08-Carpark | North Terrace | NT | NT51 | 122 Frome Street | UC | Undercroft | UC08 | 99967 | University Vacated | 99939 | Unusable Spaces | 11.99 | Carpark | 8 | Non Useable Floor Area Space Group | 804 | Non-usable - Car park < 50% of building - Not usable TEFMA |  | Good | 0.00 | NO
North Terrace_NT51-122 Frome Street_Undercroft_UC09 _ Carpark | NT-NT51-UC-UC09 | NT51-UC-UC09-Carpark | North Terrace | NT | NT51 | 122 Frome Street | UC | Undercroft | UC09 | 99967 | University Vacated | 99939 | Unusable Spaces | 11.99 | Carpark | 8 | Non Useable Floor Area Space Group | 804 | Non-usable - Car park < 50% of building - Not usable TEFMA |  | Good | 0.00 | NO
North Terrace_NT51-122 Frome Street_Undercroft_UC10 _ Carpark | NT-NT51-UC-UC10 | NT51-UC-UC10-Carpark | North Terrace | NT | NT51 | 122 Frome Street | UC | Undercroft | UC10 | 99967 | University Vacated | 99939 | Unusable Spaces | 11.99 | Carpark | 8 | Non Useable Floor Area Space Group | 804 | Non-usable - Car park < 50% of building - Not usable TEFMA |  | Good | 0.00 | NO
North Terrace_NT51-122 Frome Street_Undercroft_UC15 _ Carpark | NT-NT51-UC-UC15 | NT51-UC-UC15-Carpark | North Terrace | NT | NT51 | 122 Frome Street | UC | Undercroft | UC15 | 99967 | University Vacated | 99939 | Unusable Spaces | 12.32 | Carpark | 8 | Non Useable Floor Area Space Group | 804 | Non-usable - Car park < 50% of building - Not usable TEFMA |  | Good | 0.00 | NO
North Terrace_NT51-122 Frome Street_Undercroft_UC20 _ Carpark | NT-NT51-UC-UC20 | NT51-UC-UC20-Carpark | North Terrace | NT | NT51 | 122 Frome Street | UC | Undercroft | UC20 | 99967 | University Vacated | 99939 | Unusable Spaces | 12 | Carpark | 8 | Non Useable Floor Area Space Group | 804 | Non-usable - Car park < 50% of building - Not usable TEFMA |  | Good | 0.00 | NO
North Terrace_NT55-115 Grenfell St - Wyatt House_First Floor_1.01 _ Meeting | NT-NT55-01-1.01 | NT55-01-1.01-Meeting | North Terrace | NT | NT55 | 115 Grenfell St - Wyatt House | 01 | First Floor | 1.01 | 99967 | University Vacated | 99939 | Unusable Spaces | 46.62 | Meeting | 6 | General Facility Space Group | 601 | General Facility - Committee/Conference/Meeting room |  | Excellent | 13,016.31 | NO
North Terrace_NT55-115 Grenfell St - Wyatt House_First Floor_1.02 _ Reception | NT-NT55-01-1.02 | NT55-01-1.02-Reception | North Terrace | NT | NT55 | 115 Grenfell St - Wyatt House | 01 | First Floor | 1.02 | 99967 | University Vacated | 99939 | Unusable Spaces | 5 | Reception | 6 | General Facility Space Group | 623 | General Facility - Waiting Area/Foyer/Reception Area |  | Excellent | 1,396.00 | NO
North Terrace_NT55-115 Grenfell St - Wyatt House_First Floor_1.03 _ Meeting | NT-NT55-01-1.03 | NT55-01-1.03-Meeting | North Terrace | NT | NT55 | 115 Grenfell St - Wyatt House | 01 | First Floor | 1.03 | 99967 | University Vacated | 99939 | Unusable Spaces | 13.53 | Meeting | 6 | General Facility Space Group | 601 | General Facility - Committee/Conference/Meeting room |  | Excellent | 3,777.58 | NO
North Terrace_NT55-115 Grenfell St - Wyatt House_First Floor_1.04 _ Office | NT-NT55-01-1.04 | NT55-01-1.04-Office | North Terrace | NT | NT55 | 115 Grenfell St - Wyatt House | 01 | First Floor | 1.04 | 99967 | University Vacated | 99939 | Unusable Spaces | 11.05 | Office | 1 | Office Space Group | 108 | Office - Professional/General Staff |  | Excellent | 2,754.61 | NO
North Terrace_NT55-115 Grenfell St - Wyatt House_First Floor_1.05 _ Office | NT-NT55-01-1.05 | NT55-01-1.05-Office | North Terrace | NT | NT55 | 115 Grenfell St - Wyatt House | 01 | First Floor | 1.05 | 99967 | University Vacated | 99939 | Unusable Spaces | 15.56 | Office | 1 | Office Space Group | 108 | Office - Professional/General Staff |  | Excellent | 3,878.89 | NO
North Terrace_NT55-115 Grenfell St - Wyatt House_First Floor_1.06 _ Compactus | NT-NT55-01-1.06 | NT55-01-1.06-Compactus | North Terrace | NT | NT55 | 115 Grenfell St - Wyatt House | 01 | First Floor | 1.06 | 99967 | University Vacated | 99939 | Unusable Spaces | 13.08 | Compactus | 4 | Ancillary Area Space Group | 419 | Ancillary Area - Store Room - Generic |  | Excellent | 2,869.38 | NO
North Terrace_NT55-115 Grenfell St - Wyatt House_First Floor_1.07 _ Breakout | NT-NT55-01-1.07 | NT55-01-1.07-Breakout | North Terrace | NT | NT55 | 115 Grenfell St - Wyatt House | 01 | First Floor | 1.07 | 99967 | University Vacated | 99939 | Unusable Spaces | 18.3 | Breakout | 6 | General Facility Space Group | 607 | General Facility - Cafeteria/Refectory/Canteen/Dining Room |  | Excellent | 5,109.36 | NO
North Terrace_NT55-115 Grenfell St - Wyatt House_First Floor_1.08 _ Office | NT-NT55-01-1.08 | NT55-01-1.08-Office | North Terrace | NT | NT55 | 115 Grenfell St - Wyatt House | 01 | First Floor | 1.08 | 99967 | University Vacated | 99939 | Unusable Spaces | 15.67 | Office | 1 | Office Space Group | 108 | Office - Professional/General Staff |  | Excellent | 3,906.31 | NO
North Terrace_NT55-115 Grenfell St - Wyatt House_First Floor_1.09 _ Utility | NT-NT55-01-1.09 | NT55-01-1.09-Utility | North Terrace | NT | NT55 | 115 Grenfell St - Wyatt House | 01 | First Floor | 1.09 | 99967 | University Vacated | 99939 | Unusable Spaces | 23.46 | Utility | 6 | General Facility Space Group | 603 | General Facility - Resource room |  | Excellent | 6,550.03 | NO
North Terrace_NT55-115 Grenfell St - Wyatt House_First Floor_1.10 _ Printer | NT-NT55-01-1.10 | NT55-01-1.10-Printer | North Terrace | NT | NT55 | 115 Grenfell St - Wyatt House | 01 | First Floor | 1.10 | 99967 | University Vacated | 99939 | Unusable Spaces | 11.71 | Printer | 6 | General Facility Space Group | 603 | General Facility - Resource room |  | Excellent | 3,269.43 | NO
North Terrace_NT55-115 Grenfell St - Wyatt House_First Floor_1.11 _ Meeting | NT-NT55-01-1.11 | NT55-01-1.11-Meeting | North Terrace | NT | NT55 | 115 Grenfell St - Wyatt House | 01 | First Floor | 1.11 | 99967 | University Vacated | 99939 | Unusable Spaces | 13.52 | Meeting | 6 | General Facility Space Group | 601 | General Facility - Committee/Conference/Meeting room |  | Excellent | 3,774.78 | NO
North Terrace_NT55-115 Grenfell St - Wyatt House_First Floor_1.12 _ Meeting | NT-NT55-01-1.12 | NT55-01-1.12-Meeting | North Terrace | NT | NT55 | 115 Grenfell St - Wyatt House | 01 | First Floor | 1.12 | 99967 | University Vacated | 99939 | Unusable Spaces | 13.69 | Meeting | 6 | General Facility Space Group | 601 | General Facility - Committee/Conference/Meeting room |  | Excellent | 3,822.25 | NO
North Terrace_NT55-115 Grenfell St - Wyatt House_First Floor_1.13 _ Office | NT-NT55-01-1.13 | NT55-01-1.13-Office | North Terrace | NT | NT55 | 115 Grenfell St - Wyatt House | 01 | First Floor | 1.13 | 99967 | University Vacated | 99939 | Unusable Spaces | 13.17 | Office | 1 | Office Space Group | 101 | Office - Academic Staff |  | Excellent | 3,283.09 | NO
North Terrace_NT55-115 Grenfell St - Wyatt House_First Floor_1.14 _ Office | NT-NT55-01-1.14 | NT55-01-1.14-Office | North Terrace | NT | NT55 | 115 Grenfell St - Wyatt House | 01 | First Floor | 1.14 | 99967 | University Vacated | 99939 | Unusable Spaces | 21.36 | Office | 1 | Office Space Group | 101 | Office - Academic Staff |  | Excellent | 5,324.74 | NO
North Terrace_NT55-115 Grenfell St - Wyatt House_First Floor_1.15A _ Corr. | NT-NT55-01-1.15A | NT55-01-1.15A-Corr. | North Terrace | NT | NT55 | 115 Grenfell St - Wyatt House | 01 | First Floor | 1.15A | 99967 | University Vacated | 99939 | Unusable Spaces | 33.33 | Corr. | 8 | Non Useable Floor Area Space Group | 805 | Non-usable - Circulation space |  | Unknown | 0.00 | NO
North Terrace_NT55-115 Grenfell St - Wyatt House_First Floor_1.15AA _ Workstation | NT-NT55-01-1.15AA | NT55-01-1.15AA-Workstation | North Terrace | NT | NT55 | 115 Grenfell St - Wyatt House | 01 | First Floor | 1.15AA | 99967 | University Vacated | 99939 | Unusable Spaces | 7.82 | Workstation | 1 | Office Space Group | 113 | Open Plan - Research Staff |  | Excellent | 1,949.41 | NO
North Terrace_NT55-115 Grenfell St - Wyatt House_First Floor_1.15AB _ Workstation | NT-NT55-01-1.15AB | NT55-01-1.15AB-Workstation | North Terrace | NT | NT55 | 115 Grenfell St - Wyatt House | 01 | First Floor | 1.15AB | 99967 | University Vacated | 99939 | Unusable Spaces | 7.14 | Workstation | 1 | Office Space Group | 113 | Open Plan - Research Staff |  | Excellent | 1,779.90 | NO
North Terrace_NT55-115 Grenfell St - Wyatt House_First Floor_1.15AC _ Workstation | NT-NT55-01-1.15AC | NT55-01-1.15AC-Workstation | North Terrace | NT | NT55 | 115 Grenfell St - Wyatt House | 01 | First Floor | 1.15AC | 99967 | University Vacated | 99939 | Unusable Spaces | 6.27 | Workstation | 1 | Office Space Group | 113 | Open Plan - Research Staff |  | Excellent | 1,563.02 | NO
North Terrace_NT55-115 Grenfell St - Wyatt House_First Floor_1.15AD _ Workstation | NT-NT55-01-1.15AD | NT55-01-1.15AD-Workstation | North Terrace | NT | NT55 | 115 Grenfell St - Wyatt House | 01 | First Floor | 1.15AD | 99967 | University Vacated | 99939 | Unusable Spaces | 6.26 | Workstation | 1 | Office Space Group | 113 | Open Plan - Research Staff |  | Excellent | 1,560.53 | NO
North Terrace_NT55-115 Grenfell St - Wyatt House_First Floor_1.15AE _ Workstation | NT-NT55-01-1.15AE | NT55-01-1.15AE-Workstation | North Terrace | NT | NT55 | 115 Grenfell St - Wyatt House | 01 | First Floor | 1.15AE | 99967 | University Vacated | 99939 | Unusable Spaces | 6.07 | Workstation | 1 | Office Space Group | 113 | Open Plan - Research Staff |  | Excellent | 1,513.16 | NO
North Terrace_NT55-115 Grenfell St - Wyatt House_First Floor_1.15AF _ Workstation | NT-NT55-01-1.15AF | NT55-01-1.15AF-Workstation | North Terrace | NT | NT55 | 115 Grenfell St - Wyatt House | 01 | First Floor | 1.15AF | 99967 | University Vacated | 99939 | Unusable Spaces | 6.04 | Workstation | 1 | Office Space Group | 113 | Open Plan - Research Staff |  | Excellent | 1,505.69 | NO
North Terrace_NT55-115 Grenfell St - Wyatt House_First Floor_1.15AG _ Workstation | NT-NT55-01-1.15AG | NT55-01-1.15AG-Workstation | North Terrace | NT | NT55 | 115 Grenfell St - Wyatt House | 01 | First Floor | 1.15AG | 99967 | University Vacated | 99939 | Unusable Spaces | 6.04 | Workstation | 1 | Office Space Group | 113 | Open Plan - Research Staff |  | Excellent | 1,505.69 | NO
North Terrace_NT55-115 Grenfell St - Wyatt House_First Floor_1.15AH _ Workstation | NT-NT55-01-1.15AH | NT55-01-1.15AH-Workstation | North Terrace | NT | NT55 | 115 Grenfell St - Wyatt House | 01 | First Floor | 1.15AH | 99967 | University Vacated | 99939 | Unusable Spaces | 6.07 | Workstation | 1 | Office Space Group | 113 | Open Plan - Research Staff |  | Excellent | 1,513.16 | NO
North Terrace_NT55-115 Grenfell St - Wyatt House_First Floor_1.15AI _ Workstation | NT-NT55-01-1.15AI | NT55-01-1.15AI-Workstation | North Terrace | NT | NT55 | 115 Grenfell St - Wyatt House | 01 | First Floor | 1.15AI | 99967 | University Vacated | 99939 | Unusable Spaces | 6.07 | Workstation | 1 | Office Space Group | 113 | Open Plan - Research Staff |  | Excellent | 1,513.16 | NO
North Terrace_NT55-115 Grenfell St - Wyatt House_First Floor_1.15AJ _ Workstation | NT-NT55-01-1.15AJ | NT55-01-1.15AJ-Workstation | North Terrace | NT | NT55 | 115 Grenfell St - Wyatt House | 01 | First Floor | 1.15AJ | 99967 | University Vacated | 99939 | Unusable Spaces | 6.04 | Workstation | 1 | Office Space Group | 113 | Open Plan - Research Staff |  | Excellent | 1,505.69 | NO
North Terrace_NT55-115 Grenfell St - Wyatt House_First Floor_1.15AK _ Workstation | NT-NT55-01-1.15AK | NT55-01-1.15AK-Workstation | North Terrace | NT | NT55 | 115 Grenfell St - Wyatt House | 01 | First Floor | 1.15AK | 99967 | University Vacated | 99939 | Unusable Spaces | 7.27 | Workstation | 1 | Office Space Group | 113 | Open Plan - Research Staff |  | Excellent | 1,812.31 | NO
North Terrace_NT55-115 Grenfell St - Wyatt House_First Floor_1.15AL _ Workstation | NT-NT55-01-1.15AL | NT55-01-1.15AL-Workstation | North Terrace | NT | NT55 | 115 Grenfell St - Wyatt House | 01 | First Floor | 1.15AL | 99967 | University Vacated | 99939 | Unusable Spaces | 7.77 | Workstation | 1 | Office Space Group | 113 | Open Plan - Research Staff |  | Excellent | 1,936.95 | NO
North Terrace_NT55-115 Grenfell St - Wyatt House_First Floor_1.15AM _ Workstation | NT-NT55-01-1.15AM | NT55-01-1.15AM-Workstation | North Terrace | NT | NT55 | 115 Grenfell St - Wyatt House | 01 | First Floor | 1.15AM | 99967 | University Vacated | 99939 | Unusable Spaces | 8.74 | Workstation | 1 | Office Space Group | 113 | Open Plan - Research Staff |  | Excellent | 2,178.76 | NO
North Terrace_NT55-115 Grenfell St - Wyatt House_First Floor_1.15AN _ Workstation | NT-NT55-01-1.15AN | NT55-01-1.15AN-Workstation | North Terrace | NT | NT55 | 115 Grenfell St - Wyatt House | 01 | First Floor | 1.15AN | 99967 | University Vacated | 99939 | Unusable Spaces | 8.32 | Workstation | 1 | Office Space Group | 113 | Open Plan - Research Staff |  | Excellent | 2,074.06 | NO
North Terrace_NT55-115 Grenfell St - Wyatt House_First Floor_1.15B _ Corr. | NT-NT55-01-1.15B | NT55-01-1.15B-Corr. | North Terrace | NT | NT55 | 115 Grenfell St - Wyatt House | 01 | First Floor | 1.15B | 99967 | University Vacated | 99939 | Unusable Spaces | 42.99 | Corr. | 8 | Non Useable Floor Area Space Group | 805 | Non-usable - Circulation space |  | Unknown | 0.00 | NO
North Terrace_NT55-115 Grenfell St - Wyatt House_First Floor_1.15BA _ Workstation | NT-NT55-01-1.15BA | NT55-01-1.15BA-Workstation | North Terrace | NT | NT55 | 115 Grenfell St - Wyatt House | 01 | First Floor | 1.15BA | 99967 | University Vacated | 99939 | Unusable Spaces | 7.22 | Workstation | 1 | Office Space Group | 113 | Open Plan - Research Staff |  | Excellent | 1,799.84 | NO
North Terrace_NT55-115 Grenfell St - Wyatt House_First Floor_1.15BB _ Workstation | NT-NT55-01-1.15BB | NT55-01-1.15BB-Workstation | North Terrace | NT | NT55 | 115 Grenfell St - Wyatt House | 01 | First Floor | 1.15BB | 99967 | University Vacated | 99939 | Unusable Spaces | 7.66 | Workstation | 1 | Office Space Group | 113 | Open Plan - Research Staff |  | Excellent | 1,909.53 | NO
North Terrace_NT55-115 Grenfell St - Wyatt House_First Floor_1.15BC _ Workstation | NT-NT55-01-1.15BC | NT55-01-1.15BC-Workstation | North Terrace | NT | NT55 | 115 Grenfell St - Wyatt House | 01 | First Floor | 1.15BC | 99967 | University Vacated | 99939 | Unusable Spaces | 6.28 | Workstation | 1 | Office Space Group | 113 | Open Plan - Research Staff |  | Excellent | 1,565.51 | NO
North Terrace_NT55-115 Grenfell St - Wyatt House_First Floor_1.15BD _ Workstation | NT-NT55-01-1.15BD | NT55-01-1.15BD-Workstation | North Terrace | NT | NT55 | 115 Grenfell St - Wyatt House | 01 | First Floor | 1.15BD | 99967 | University Vacated | 99939 | Unusable Spaces | 6.53 | Workstation | 1 | Office Space Group | 113 | Open Plan - Research Staff |  | Excellent | 1,627.84 | NO
North Terrace_NT55-115 Grenfell St - Wyatt House_First Floor_1.15BE _ Workstation | NT-NT55-01-1.15BE | NT55-01-1.15BE-Workstation | North Terrace | NT | NT55 | 115 Grenfell St - Wyatt House | 01 | First Floor | 1.15BE | 99967 | University Vacated | 99939 | Unusable Spaces | 6.88 | Workstation | 1 | Office Space Group | 113 | Open Plan - Research Staff |  | Excellent | 1,715.09 | NO
North Terrace_NT55-115 Grenfell St - Wyatt House_First Floor_1.15BF _ Workstation | NT-NT55-01-1.15BF | NT55-01-1.15BF-Workstation | North Terrace | NT | NT55 | 115 Grenfell St - Wyatt House | 01 | First Floor | 1.15BF | 99967 | University Vacated | 99939 | Unusable Spaces | 6.27 | Workstation | 1 | Office Space Group | 113 | Open Plan - Research Staff |  | Excellent | 1,563.02 | NO
North Terrace_NT55-115 Grenfell St - Wyatt House_First Floor_1.15BG _ Workstation | NT-NT55-01-1.15BG | NT55-01-1.15BG-Workstation | North Terrace | NT | NT55 | 115 Grenfell St - Wyatt House | 01 | First Floor | 1.15BG | 99967 | University Vacated | 99939 | Unusable Spaces | 6.3 | Workstation | 1 | Office Space Group | 113 | Open Plan - Research Staff |  | Excellent | 1,570.50 | NO
North Terrace_NT55-115 Grenfell St - Wyatt House_First Floor_1.15BH _ Workstation | NT-NT55-01-1.15BH | NT55-01-1.15BH-Workstation | North Terrace | NT | NT55 | 115 Grenfell St - Wyatt House | 01 | First Floor | 1.15BH | 99967 | University Vacated | 99939 | Unusable Spaces | 6.72 | Workstation | 1 | Office Space Group | 113 | Open Plan - Research Staff |  | Excellent | 1,675.20 | NO
North Terrace_NT55-115 Grenfell St - Wyatt House_First Floor_1.15BI _ Workstation | NT-NT55-01-1.15BI | NT55-01-1.15BI-Workstation | North Terrace | NT | NT55 | 115 Grenfell St - Wyatt House | 01 | First Floor | 1.15BI | 99967 | University Vacated | 99939 | Unusable Spaces | 6.95 | Workstation | 1 | Office Space Group | 113 | Open Plan - Research Staff |  | Excellent | 1,732.54 | NO
North Terrace_NT55-115 Grenfell St - Wyatt House_First Floor_1.15BJ _ Workstation | NT-NT55-01-1.15BJ | NT55-01-1.15BJ-Workstation | North Terrace | NT | NT55 | 115 Grenfell St - Wyatt House | 01 | First Floor | 1.15BJ | 99967 | University Vacated | 99939 | Unusable Spaces | 6.61 | Workstation | 1 | Office Space Group | 113 | Open Plan - Research Staff |  | Excellent | 1,647.78 | NO
North Terrace_NT55-115 Grenfell St - Wyatt House_First Floor_1.15C _ Corr. | NT-NT55-01-1.15C | NT55-01-1.15C-Corr. | North Terrace | NT | NT55 | 115 Grenfell St - Wyatt House | 01 | First Floor | 1.15C | 99967 | University Vacated | 99939 | Unusable Spaces | 68.02 | Corr. | 8 | Non Useable Floor Area Space Group | 805 | Non-usable - Circulation space |  | Unknown | 0.00 | NO
North Terrace_NT55-115 Grenfell St - Wyatt House_First Floor_1.15CA _ Workstation | NT-NT55-01-1.15CA | NT55-01-1.15CA-Workstation | North Terrace | NT | NT55 | 115 Grenfell St - Wyatt House | 01 | First Floor | 1.15CA | 99967 | University Vacated | 99939 | Unusable Spaces | 6.2 | Workstation | 1 | Office Space Group | 113 | Open Plan - Research Staff |  | Excellent | 1,545.57 | NO
North Terrace_NT55-115 Grenfell St - Wyatt House_First Floor_1.15CB _ Workstation | NT-NT55-01-1.15CB | NT55-01-1.15CB-Workstation | North Terrace | NT | NT55 | 115 Grenfell St - Wyatt House | 01 | First Floor | 1.15CB | 99967 | University Vacated | 99939 | Unusable Spaces | 6.72 | Workstation | 1 | Office Space Group | 113 | Open Plan - Research Staff |  | Excellent | 1,675.20 | NO
North Terrace_NT55-115 Grenfell St - Wyatt House_First Floor_1.15CC _ Workstation | NT-NT55-01-1.15CC | NT55-01-1.15CC-Workstation | North Terrace | NT | NT55 | 115 Grenfell St - Wyatt House | 01 | First Floor | 1.15CC | 99967 | University Vacated | 99939 | Unusable Spaces | 6.33 | Workstation | 1 | Office Space Group | 113 | Open Plan - Research Staff |  | Excellent | 1,577.98 | NO
North Terrace_NT55-115 Grenfell St - Wyatt House_First Floor_1.15CD _ Workstation | NT-NT55-01-1.15CD | NT55-01-1.15CD-Workstation | North Terrace | NT | NT55 | 115 Grenfell St - Wyatt House | 01 | First Floor | 1.15CD | 99967 | University Vacated | 99939 | Unusable Spaces | 5.84 | Workstation | 1 | Office Space Group | 113 | Open Plan - Research Staff |  | Excellent | 1,455.83 | NO
North Terrace_NT55-115 Grenfell St - Wyatt House_First Floor_1.15CE _ Workstation | NT-NT55-01-1.15CE | NT55-01-1.15CE-Workstation | North Terrace | NT | NT55 | 115 Grenfell St - Wyatt House | 01 | First Floor | 1.15CE | 99967 | University Vacated | 99939 | Unusable Spaces | 6.04 | Workstation | 1 | Office Space Group | 113 | Open Plan - Research Staff |  | Excellent | 1,505.69 | NO
North Terrace_NT55-115 Grenfell St - Wyatt House_First Floor_1.15CF _ Workstation | NT-NT55-01-1.15CF | NT55-01-1.15CF-Workstation | North Terrace | NT | NT55 | 115 Grenfell St - Wyatt House | 01 | First Floor | 1.15CF | 99967 | University Vacated | 99939 | Unusable Spaces | 6.02 | Workstation | 1 | Office Space Group | 113 | Open Plan - Research Staff |  | Excellent | 1,500.70 | NO
North Terrace_NT55-115 Grenfell St - Wyatt House_First Floor_1.15CG _ Workstation | NT-NT55-01-1.15CG | NT55-01-1.15CG-Workstation | North Terrace | NT | NT55 | 115 Grenfell St - Wyatt House | 01 | First Floor | 1.15CG | 99967 | University Vacated | 99939 | Unusable Spaces | 6.49 | Workstation | 1 | Office Space Group | 113 | Open Plan - Research Staff |  | Excellent | 1,617.86 | NO
North Terrace_NT55-115 Grenfell St - Wyatt House_First Floor_1.15CH _ Workstation | NT-NT55-01-1.15CH | NT55-01-1.15CH-Workstation | North Terrace | NT | NT55 | 115 Grenfell St - Wyatt House | 01 | First Floor | 1.15CH | 99967 | University Vacated | 99939 | Unusable Spaces | 5.99 | Workstation | 1 | Office Space Group | 113 | Open Plan - Research Staff |  | Excellent | 1,493.22 | NO
North Terrace_NT55-115 Grenfell St - Wyatt House_First Floor_1.15CI _ Workstation | NT-NT55-01-1.15CI | NT55-01-1.15CI-Workstation | North Terrace | NT | NT55 | 115 Grenfell St - Wyatt House | 01 | First Floor | 1.15CI | 99967 | University Vacated | 99939 | Unusable Spaces | 6.43 | Workstation | 1 | Office Space Group | 113 | Open Plan - Research Staff |  | Excellent | 1,602.91 | NO
North Terrace_NT55-115 Grenfell St - Wyatt House_First Floor_1.15CJ _ Workstation | NT-NT55-01-1.15CJ | NT55-01-1.15CJ-Workstation | North Terrace | NT | NT55 | 115 Grenfell St - Wyatt House | 01 | First Floor | 1.15CJ | 99967 | University Vacated | 99939 | Unusable Spaces | 6.98 | Workstation | 1 | Office Space Group | 113 | Open Plan - Research Staff |  | Excellent | 1,740.01 | NO
North Terrace_NT55-115 Grenfell St - Wyatt House_First Floor_1.15CK _ Workstation | NT-NT55-01-1.15CK | NT55-01-1.15CK-Workstation | North Terrace | NT | NT55 | 115 Grenfell St - Wyatt House | 01 | First Floor | 1.15CK | 99967 | University Vacated | 99939 | Unusable Spaces | 6.23 | Workstation | 1 | Office Space Group | 113 | Open Plan - Research Staff |  | Excellent | 1,553.05 | NO
North Terrace_NT55-115 Grenfell St - Wyatt House_First Floor_1.15CL _ Workstation | NT-NT55-01-1.15CL | NT55-01-1.15CL-Workstation | North Terrace | NT | NT55 | 115 Grenfell St - Wyatt House | 01 | First Floor | 1.15CL | 99967 | University Vacated | 99939 | Unusable Spaces | 5.75 | Workstation | 1 | Office Space Group | 113 | Open Plan - Research Staff |  | Excellent | 1,433.39 | NO
North Terrace_NT55-115 Grenfell St - Wyatt House_First Floor_1.15CM _ Workstation | NT-NT55-01-1.15CM | NT55-01-1.15CM-Workstation | North Terrace | NT | NT55 | 115 Grenfell St - Wyatt House | 01 | First Floor | 1.15CM | 99967 | University Vacated | 99939 | Unusable Spaces | 7.39 | Workstation | 1 | Office Space Group | 113 | Open Plan - Research Staff |  | Excellent | 1,842.22 | NO
North Terrace_NT55-115 Grenfell St - Wyatt House_First Floor_1.15CN _ Workstation | NT-NT55-01-1.15CN | NT55-01-1.15CN-Workstation | North Terrace | NT | NT55 | 115 Grenfell St - Wyatt House | 01 | First Floor | 1.15CN | 99967 | University Vacated | 99939 | Unusable Spaces | 7.67 | Workstation | 1 | Office Space Group | 113 | Open Plan - Research Staff |  | Excellent | 1,912.02 | NO
North Terrace_NT55-115 Grenfell St - Wyatt House_First Floor_1.15CO _ Workstation | NT-NT55-01-1.15CO | NT55-01-1.15CO-Workstation | North Terrace | NT | NT55 | 115 Grenfell St - Wyatt House | 01 | First Floor | 1.15CO | 99967 | University Vacated | 99939 | Unusable Spaces | 5.91 | Workstation | 1 | Office Space Group | 113 | Open Plan - Research Staff |  | Excellent | 1,473.28 | NO
North Terrace_NT55-115 Grenfell St - Wyatt House_First Floor_1.15CP _ Workstation | NT-NT55-01-1.15CP | NT55-01-1.15CP-Workstation | North Terrace | NT | NT55 | 115 Grenfell St - Wyatt House | 01 | First Floor | 1.15CP | 99967 | University Vacated | 99939 | Unusable Spaces | 6.15 | Workstation | 1 | Office Space Group | 113 | Open Plan - Research Staff |  | Excellent | 1,533.11 | NO
North Terrace_NT55-115 Grenfell St - Wyatt House_First Floor_1.15CQ _ Workstation | NT-NT55-01-1.15CQ | NT55-01-1.15CQ-Workstation | North Terrace | NT | NT55 | 115 Grenfell St - Wyatt House | 01 | First Floor | 1.15CQ | 99967 | University Vacated | 99939 | Unusable Spaces | 6.33 | Workstation | 1 | Office Space Group | 113 | Open Plan - Research Staff |  | Excellent | 1,577.98 | NO
North Terrace_NT55-115 Grenfell St - Wyatt House_First Floor_1.15CR _ Workstation | NT-NT55-01-1.15CR | NT55-01-1.15CR-Workstation | North Terrace | NT | NT55 | 115 Grenfell St - Wyatt House | 01 | First Floor | 1.15CR | 99967 | University Vacated | 99939 | Unusable Spaces | 6.08 | Workstation | 1 | Office Space Group | 113 | Open Plan - Research Staff |  | Excellent | 1,515.66 | NO
North Terrace_NT55-115 Grenfell St - Wyatt House_First Floor_1.15D _ Corr. | NT-NT55-01-1.15D | NT55-01-1.15D-Corr. | North Terrace | NT | NT55 | 115 Grenfell St - Wyatt House | 01 | First Floor | 1.15D | 99967 | University Vacated | 99939 | Unusable Spaces | 42.38 | Corr. | 8 | Non Useable Floor Area Space Group | 805 | Non-usable - Circulation space |  | Unknown | 0.00 | NO
North Terrace_NT55-115 Grenfell St - Wyatt House_First Floor_1.15DA _ Workstation | NT-NT55-01-1.15DA | NT55-01-1.15DA-Workstation | North Terrace | NT | NT55 | 115 Grenfell St - Wyatt House | 01 | First Floor | 1.15DA | 99967 | University Vacated | 99939 | Unusable Spaces | 6.29 | Workstation | 1 | Office Space Group | 113 | Open Plan - Research Staff |  | Excellent | 1,568.01 | NO
North Terrace_NT55-115 Grenfell St - Wyatt House_First Floor_1.15DB _ Workstation | NT-NT55-01-1.15DB | NT55-01-1.15DB-Workstation | North Terrace | NT | NT55 | 115 Grenfell St - Wyatt House | 01 | First Floor | 1.15DB | 99967 | University Vacated | 99939 | Unusable Spaces | 7.31 | Workstation | 1 | Office Space Group | 113 | Open Plan - Research Staff |  | Excellent | 1,822.28 | NO
North Terrace_NT55-115 Grenfell St - Wyatt House_First Floor_1.15DC _ Workstation | NT-NT55-01-1.15DC | NT55-01-1.15DC-Workstation | North Terrace | NT | NT55 | 115 Grenfell St - Wyatt House | 01 | First Floor | 1.15DC | 99967 | University Vacated | 99939 | Unusable Spaces | 8.54 | Workstation | 1 | Office Space Group | 113 | Open Plan - Research Staff |  | Excellent | 2,128.90 | NO
North Terrace_NT55-115 Grenfell St - Wyatt House_First Floor_1.15DD _ Workstation | NT-NT55-01-1.15DD | NT55-01-1.15DD-Workstation | North Terrace | NT | NT55 | 115 Grenfell St - Wyatt House | 01 | First Floor | 1.15DD | 99967 | University Vacated | 99939 | Unusable Spaces | 10.34 | Workstation | 1 | Office Space Group | 113 | Open Plan - Research Staff |  | Excellent | 2,577.61 | NO
North Terrace_NT55-115 Grenfell St - Wyatt House_First Floor_1.15DE _ Workstation | NT-NT55-01-1.15DE | NT55-01-1.15DE-Workstation | North Terrace | NT | NT55 | 115 Grenfell St - Wyatt House | 01 | First Floor | 1.15DE | 99967 | University Vacated | 99939 | Unusable Spaces | 7.91 | Workstation | 1 | Office Space Group | 113 | Open Plan - Research Staff |  | Excellent | 1,971.85 | NO
North Terrace_NT55-115 Grenfell St - Wyatt House_First Floor_1.15DF _ Workstation | NT-NT55-01-1.15DF | NT55-01-1.15DF-Workstation | North Terrace | NT | NT55 | 115 Grenfell St - Wyatt House | 01 | First Floor | 1.15DF | 99967 | University Vacated | 99939 | Unusable Spaces | 8.05 | Workstation | 1 | Office Space Group | 113 | Open Plan - Research Staff |  | Excellent | 2,006.75 | NO
North Terrace_NT55-115 Grenfell St - Wyatt House_First Floor_1.15DG _ Workstation | NT-NT55-01-1.15DG | NT55-01-1.15DG-Workstation | North Terrace | NT | NT55 | 115 Grenfell St - Wyatt House | 01 | First Floor | 1.15DG | 99967 | University Vacated | 99939 | Unusable Spaces | 5.99 | Workstation | 1 | Office Space Group | 113 | Open Plan - Research Staff |  | Excellent | 1,493.22 | NO
North Terrace_NT55-115 Grenfell St - Wyatt House_First Floor_1.15DH _ Workstation | NT-NT55-01-1.15DH | NT55-01-1.15DH-Workstation | North Terrace | NT | NT55 | 115 Grenfell St - Wyatt House | 01 | First Floor | 1.15DH | 99967 | University Vacated | 99939 | Unusable Spaces | 6.49 | Workstation | 1 | Office Space Group | 113 | Open Plan - Research Staff |  | Excellent | 1,617.86 | NO
North Terrace_NT55-115 Grenfell St - Wyatt House_First Floor_1.15DI _ Workstation | NT-NT55-01-1.15DI | NT55-01-1.15DI-Workstation | North Terrace | NT | NT55 | 115 Grenfell St - Wyatt House | 01 | First Floor | 1.15DI | 99967 | University Vacated | 99939 | Unusable Spaces | 6.55 | Workstation | 1 | Office Space Group | 113 | Open Plan - Research Staff |  | Excellent | 1,632.82 | NO
North Terrace_NT55-115 Grenfell St - Wyatt House_First Floor_1.15DJ _ Workstation | NT-NT55-01-1.15DJ | NT55-01-1.15DJ-Workstation | North Terrace | NT | NT55 | 115 Grenfell St - Wyatt House | 01 | First Floor | 1.15DJ | 99967 | University Vacated | 99939 | Unusable Spaces | 6.04 | Workstation | 1 | Office Space Group | 113 | Open Plan - Research Staff |  | Excellent | 1,505.69 | NO
North Terrace_NT55-115 Grenfell St - Wyatt House_First Floor_1.15DK _ Workstation | NT-NT55-01-1.15DK | NT55-01-1.15DK-Workstation | North Terrace | NT | NT55 | 115 Grenfell St - Wyatt House | 01 | First Floor | 1.15DK | 99967 | University Vacated | 99939 | Unusable Spaces | 6.41 | Workstation | 1 | Office Space Group | 113 | Open Plan - Research Staff |  | Excellent | 1,597.92 | NO
North Terrace_NT55-115 Grenfell St - Wyatt House_First Floor_1.15DL _ Workstation | NT-NT55-01-1.15DL | NT55-01-1.15DL-Workstation | North Terrace | NT | NT55 | 115 Grenfell St - Wyatt House | 01 | First Floor | 1.15DL | 99967 | University Vacated | 99939 | Unusable Spaces | 6.42 | Workstation | 1 | Office Space Group | 113 | Open Plan - Research Staff |  | Excellent | 1,600.41 | NO
North Terrace_NT55-115 Grenfell St - Wyatt House_First Floor_1.15DM _ Workstation | NT-NT55-01-1.15DM | NT55-01-1.15DM-Workstation | North Terrace | NT | NT55 | 115 Grenfell St - Wyatt House | 01 | First Floor | 1.15DM | 99967 | University Vacated | 99939 | Unusable Spaces | 6.09 | Workstation | 1 | Office Space Group | 113 | Open Plan - Research Staff |  | Excellent | 1,518.15 | NO
North Terrace_NT55-115 Grenfell St - Wyatt House_First Floor_1.15DN _ Workstation | NT-NT55-01-1.15DN | NT55-01-1.15DN-Workstation | North Terrace | NT | NT55 | 115 Grenfell St - Wyatt House | 01 | First Floor | 1.15DN | 99967 | University Vacated | 99939 | Unusable Spaces | 5.62 | Workstation | 1 | Office Space Group | 113 | Open Plan - Research Staff |  | Excellent | 1,400.99 | NO
North Terrace_NT55-115 Grenfell St - Wyatt House_First Floor_1.15DO _ Workstation | NT-NT55-01-1.15DO | NT55-01-1.15DO-Workstation | North Terrace | NT | NT55 | 115 Grenfell St - Wyatt House | 01 | First Floor | 1.15DO | 99967 | University Vacated | 99939 | Unusable Spaces | 6.15 | Workstation | 1 | Office Space Group | 113 | Open Plan - Research Staff |  | Excellent | 1,533.11 | NO
North Terrace_NT55-115 Grenfell St - Wyatt House_First Floor_1.15DP _ Workstation | NT-NT55-01-1.15DP | NT55-01-1.15DP-Workstation | North Terrace | NT | NT55 | 115 Grenfell St - Wyatt House | 01 | First Floor | 1.15DP | 99967 | University Vacated | 99939 | Unusable Spaces | 6.67 | Workstation | 1 | Office Space Group | 113 | Open Plan - Research Staff |  | Excellent | 1,662.74 | NO
North Terrace_NT55-115 Grenfell St - Wyatt House_First Floor_1.15DQ _ Workstation | NT-NT55-01-1.15DQ | NT55-01-1.15DQ-Workstation | North Terrace | NT | NT55 | 115 Grenfell St - Wyatt House | 01 | First Floor | 1.15DQ | 99967 | University Vacated | 99939 | Unusable Spaces | 5.84 | Workstation | 1 | Office Space Group | 113 | Open Plan - Research Staff |  | Excellent | 1,455.83 | NO
North Terrace_NT55-115 Grenfell St - Wyatt House_First Floor_1.15DR _ Workstation | NT-NT55-01-1.15DR | NT55-01-1.15DR-Workstation | North Terrace | NT | NT55 | 115 Grenfell St - Wyatt House | 01 | First Floor | 1.15DR | 99967 | University Vacated | 99939 | Unusable Spaces | 5.88 | Workstation | 1 | Office Space Group | 113 | Open Plan - Research Staff |  | Excellent | 1,465.80 | NO
North Terrace_NT55-115 Grenfell St - Wyatt House_First Floor_1.15E _ Corr. | NT-NT55-01-1.15E | NT55-01-1.15E-Corr. | North Terrace | NT | NT55 | 115 Grenfell St - Wyatt House | 01 | First Floor | 1.15E | 99967 | University Vacated | 99939 | Unusable Spaces | 31.77 | Corr. | 8 | Non Useable Floor Area Space Group | 805 | Non-usable - Circulation space |  | Unknown | 0.00 | NO
North Terrace_NT55-115 Grenfell St - Wyatt House_First Floor_1.15EA _ Workstation | NT-NT55-01-1.15EA | NT55-01-1.15EA-Workstation | North Terrace | NT | NT55 | 115 Grenfell St - Wyatt House | 01 | First Floor | 1.15EA | 99967 | University Vacated | 99939 | Unusable Spaces | 5.75 | Workstation | 1 | Office Space Group | 113 | Open Plan - Research Staff |  | Excellent | 1,433.39 | NO
North Terrace_NT55-115 Grenfell St - Wyatt House_First Floor_1.15EB _ Workstation | NT-NT55-01-1.15EB | NT55-01-1.15EB-Workstation | North Terrace | NT | NT55 | 115 Grenfell St - Wyatt House | 01 | First Floor | 1.15EB | 99967 | University Vacated | 99939 | Unusable Spaces | 7.07 | Workstation | 1 | Office Space Group | 113 | Open Plan - Research Staff |  | Excellent | 1,762.45 | NO
North Terrace_NT55-115 Grenfell St - Wyatt House_First Floor_1.15EC _ Workstation | NT-NT55-01-1.15EC | NT55-01-1.15EC-Workstation | North Terrace | NT | NT55 | 115 Grenfell St - Wyatt House | 01 | First Floor | 1.15EC | 99967 | University Vacated | 99939 | Unusable Spaces | 9.18 | Workstation | 1 | Office Space Group | 113 | Open Plan - Research Staff |  | Excellent | 2,288.44 | NO
North Terrace_NT55-115 Grenfell St - Wyatt House_First Floor_1.15ED _ Workstation | NT-NT55-01-1.15ED | NT55-01-1.15ED-Workstation | North Terrace | NT | NT55 | 115 Grenfell St - Wyatt House | 01 | First Floor | 1.15ED | 99967 | University Vacated | 99939 | Unusable Spaces | 7.47 | Workstation | 1 | Office Space Group | 113 | Open Plan - Research Staff |  | Excellent | 1,862.16 | NO
North Terrace_NT55-115 Grenfell St - Wyatt House_First Floor_1.15EE _ Workstation | NT-NT55-01-1.15EE | NT55-01-1.15EE-Workstation | North Terrace | NT | NT55 | 115 Grenfell St - Wyatt House | 01 | First Floor | 1.15EE | 99967 | University Vacated | 99939 | Unusable Spaces | 6.19 | Workstation | 1 | Office Space Group | 113 | Open Plan - Research Staff |  | Excellent | 1,543.08 | NO
North Terrace_NT55-115 Grenfell St - Wyatt House_First Floor_1.15EF _ Workstation | NT-NT55-01-1.15EF | NT55-01-1.15EF-Workstation | North Terrace | NT | NT55 | 115 Grenfell St - Wyatt House | 01 | First Floor | 1.15EF | 99967 | University Vacated | 99939 | Unusable Spaces | 7.03 | Workstation | 1 | Office Space Group | 113 | Open Plan - Research Staff |  | Excellent | 1,752.48 | NO
North Terrace_NT55-115 Grenfell St - Wyatt House_First Floor_1.15EG _ Workstation | NT-NT55-01-1.15EG | NT55-01-1.15EG-Workstation | North Terrace | NT | NT55 | 115 Grenfell St - Wyatt House | 01 | First Floor | 1.15EG | 99967 | University Vacated | 99939 | Unusable Spaces | 7.47 | Workstation | 1 | Office Space Group | 113 | Open Plan - Research Staff |  | Excellent | 1,862.16 | NO
North Terrace_NT55-115 Grenfell St - Wyatt House_First Floor_1.15EH _ Workstation | NT-NT55-01-1.15EH | NT55-01-1.15EH-Workstation | North Terrace | NT | NT55 | 115 Grenfell St - Wyatt House | 01 | First Floor | 1.15EH | 99967 | University Vacated | 99939 | Unusable Spaces | 6.08 | Workstation | 1 | Office Space Group | 113 | Open Plan - Research Staff |  | Excellent | 1,515.66 | NO
North Terrace_NT55-115 Grenfell St - Wyatt House_First Floor_1.15EI _ Workstation | NT-NT55-01-1.15EI | NT55-01-1.15EI-Workstation | North Terrace | NT | NT55 | 115 Grenfell St - Wyatt House | 01 | First Floor | 1.15EI | 99967 | University Vacated | 99939 | Unusable Spaces | 6.13 | Workstation | 1 | Office Space Group | 113 | Open Plan - Research Staff |  | Excellent | 1,528.12 | NO
North Terrace_NT55-115 Grenfell St - Wyatt House_First Floor_1.15EJ _ Workstation | NT-NT55-01-1.15EJ | NT55-01-1.15EJ-Workstation | North Terrace | NT | NT55 | 115 Grenfell St - Wyatt House | 01 | First Floor | 1.15EJ | 99967 | University Vacated | 99939 | Unusable Spaces | 7.54 | Workstation | 1 | Office Space Group | 113 | Open Plan - Research Staff |  | Excellent | 1,879.61 | NO
North Terrace_NT55-115 Grenfell St - Wyatt House_First Floor_1.15F _ Meeting | NT-NT55-01-1.15F | NT55-01-1.15F-Meeting | North Terrace | NT | NT55 | 115 Grenfell St - Wyatt House | 01 | First Floor | 1.15F | 99967 | University Vacated | 99939 | Unusable Spaces | 92.67 | Meeting | 6 | General Facility Space Group | 601 | General Facility - Committee/Conference/Meeting room |  | Excellent | 25,873.47 | NO
North Terrace_NT55-115 Grenfell St - Wyatt House_First Floor_1.15FI _ Workstation | NT-NT55-01-1.15FI | NT55-01-1.15FI-Workstation | North Terrace | NT | NT55 | 115 Grenfell St - Wyatt House | 01 | First Floor | 1.15FI | 99967 | University Vacated | 99939 | Unusable Spaces | 6.17 | Workstation | 1 | Office Space Group | 113 | Open Plan - Research Staff |  | Excellent | 1,538.09 | NO
North Terrace_NT55-115 Grenfell St - Wyatt House_First Floor_1.15FJ _ Workstation | NT-NT55-01-1.15FJ | NT55-01-1.15FJ-Workstation | North Terrace | NT | NT55 | 115 Grenfell St - Wyatt House | 01 | First Floor | 1.15FJ | 99967 | University Vacated | 99939 | Unusable Spaces | 6.66 | Workstation | 1 | Office Space Group | 113 | Open Plan - Research Staff |  | Excellent | 1,660.24 | NO
North Terrace_NT55-115 Grenfell St - Wyatt House_First Floor_1.17 _ Comms | NT-NT55-01-1.17 | NT55-01-1.17-Comms | North Terrace | NT | NT55 | 115 Grenfell St - Wyatt House | 01 | First Floor | 1.17 | 99967 | University Vacated | 99939 | Unusable Spaces | 12.88 | Comms | 8 | Non Useable Floor Area Space Group | 812 | Non-usable - Comms/network system/Telephone/PABX |  | Excellent | 0.00 | NO
North Terrace_NT55-115 Grenfell St - Wyatt House_Sixth Floor_601 _ Waiting | NT-NT55-06-601 | NT55-06-601-Waiting | North Terrace | NT | NT55 | 115 Grenfell St - Wyatt House | 06 | Sixth Floor | 601 | 99967 | University Vacated | 99939 | Unusable Spaces | 22.83 | Waiting | 6 | General Facility Space Group | 623 | General Facility - Waiting Area/Foyer/Reception Area |  | Unknown | 0.00 | NO
North Terrace_NT55-115 Grenfell St - Wyatt House_Sixth Floor_602 _ Reception | NT-NT55-06-602 | NT55-06-602-Reception | North Terrace | NT | NT55 | 115 Grenfell St - Wyatt House | 06 | Sixth Floor | 602 | 99967 | University Vacated | 99939 | Unusable Spaces | 11.16 | Reception | 6 | General Facility Space Group | 623 | General Facility - Waiting Area/Foyer/Reception Area |  | Excellent | 3,115.87 | NO
North Terrace_NT55-115 Grenfell St - Wyatt House_Sixth Floor_603 _ Utility | NT-NT55-06-603 | NT55-06-603-Utility | North Terrace | NT | NT55 | 115 Grenfell St - Wyatt House | 06 | Sixth Floor | 603 | 99967 | University Vacated | 99939 | Unusable Spaces | 9.29 | Utility | 6 | General Facility Space Group | 603 | General Facility - Resource room |  | Excellent | 2,593.77 | NO
North Terrace_NT55-115 Grenfell St - Wyatt House_Sixth Floor_604 _ Office | NT-NT55-06-604 | NT55-06-604-Office | North Terrace | NT | NT55 | 115 Grenfell St - Wyatt House | 06 | Sixth Floor | 604 | 99967 | University Vacated | 99939 | Unusable Spaces | 13.39 | Office | 1 | Office Space Group | 108 | Office - Professional/General Staff |  | Excellent | 3,337.94 | NO
North Terrace_NT55-115 Grenfell St - Wyatt House_Sixth Floor_604A _ Corr. | NT-NT55-06-604A | NT55-06-604A-Corr. | North Terrace | NT | NT55 | 115 Grenfell St - Wyatt House | 06 | Sixth Floor | 604A | 99967 | University Vacated | 99939 | Unusable Spaces | 11.62 | Corr. | 8 | Non Useable Floor Area Space Group | 805 | Non-usable - Circulation space |  | Unknown | 0.00 | NO
North Terrace_NT55-115 Grenfell St - Wyatt House_Sixth Floor_605 _ Filing Area | NT-NT55-06-605 | NT55-06-605-Filing Area | North Terrace | NT | NT55 | 115 Grenfell St - Wyatt House | 06 | Sixth Floor | 605 | 99967 | University Vacated | 99939 | Unusable Spaces | 14.75 | Filing Area | 6 | General Facility Space Group | 603 | General Facility - Resource room |  | Excellent | 4,118.20 | NO
North Terrace_NT55-115 Grenfell St - Wyatt House_Sixth Floor_605A _ Comms | NT-NT55-06-605A | NT55-06-605A-Comms | North Terrace | NT | NT55 | 115 Grenfell St - Wyatt House | 06 | Sixth Floor | 605A | 99967 | University Vacated | 99939 | Unusable Spaces | 2.1 | Comms | 8 | Non Useable Floor Area Space Group | 812 | Non-usable - Comms/network system/Telephone/PABX |  | Excellent | 0.00 | NO
North Terrace_NT55-115 Grenfell St - Wyatt House_Sixth Floor_606 _ Office | NT-NT55-06-606 | NT55-06-606-Office | North Terrace | NT | NT55 | 115 Grenfell St - Wyatt House | 06 | Sixth Floor | 606 | 99967 | University Vacated | 99939 | Unusable Spaces | 17.07 | Office | 1 | Office Space Group | 108 | Office - Professional/General Staff |  | Excellent | 4,255.31 | NO
North Terrace_NT55-115 Grenfell St - Wyatt House_Sixth Floor_607 _ Office | NT-NT55-06-607 | NT55-06-607-Office | North Terrace | NT | NT55 | 115 Grenfell St - Wyatt House | 06 | Sixth Floor | 607 | 99967 | University Vacated | 99939 | Unusable Spaces | 16.51 | Office | 1 | Office Space Group | 108 | Office - Professional/General Staff |  | Excellent | 4,115.71 | NO
North Terrace_NT55-115 Grenfell St - Wyatt House_Sixth Floor_608 _ Corr. | NT-NT55-06-608 | NT55-06-608-Corr. | North Terrace | NT | NT55 | 115 Grenfell St - Wyatt House | 06 | Sixth Floor | 608 | 99967 | University Vacated | 99939 | Unusable Spaces | 25.58 | Corr. | 8 | Non Useable Floor Area Space Group | 805 | Non-usable - Circulation space |  | Unknown | 0.00 | NO
North Terrace_NT55-115 Grenfell St - Wyatt House_Sixth Floor_608A _ Workstation | NT-NT55-06-608A | NT55-06-608A-Workstation | North Terrace | NT | NT55 | 115 Grenfell St - Wyatt House | 06 | Sixth Floor | 608A | 99967 | University Vacated | 99939 | Unusable Spaces | 5.14 | Workstation | 1 | Office Space Group | 116 | Open Plan - Professional/General Staff |  | Excellent | 1,281.33 | NO
North Terrace_NT55-115 Grenfell St - Wyatt House_Sixth Floor_608B _ Workstation | NT-NT55-06-608B | NT55-06-608B-Workstation | North Terrace | NT | NT55 | 115 Grenfell St - Wyatt House | 06 | Sixth Floor | 608B | 99967 | University Vacated | 99939 | Unusable Spaces | 5.14 | Workstation | 1 | Office Space Group | 116 | Open Plan - Professional/General Staff |  | Excellent | 1,281.33 | NO
North Terrace_NT55-115 Grenfell St - Wyatt House_Sixth Floor_608C _ Workstation | NT-NT55-06-608C | NT55-06-608C-Workstation | North Terrace | NT | NT55 | 115 Grenfell St - Wyatt House | 06 | Sixth Floor | 608C | 99967 | University Vacated | 99939 | Unusable Spaces | 5.14 | Workstation | 1 | Office Space Group | 116 | Open Plan - Professional/General Staff |  | Excellent | 1,281.33 | NO
North Terrace_NT55-115 Grenfell St - Wyatt House_Sixth Floor_608D _ Workstation | NT-NT55-06-608D | NT55-06-608D-Workstation | North Terrace | NT | NT55 | 115 Grenfell St - Wyatt House | 06 | Sixth Floor | 608D | 99967 | University Vacated | 99939 | Unusable Spaces | 5.28 | Workstation | 1 | Office Space Group | 116 | Open Plan - Professional/General Staff |  | Excellent | 1,316.23 | NO
North Terrace_NT55-115 Grenfell St - Wyatt House_Sixth Floor_608E _ Workstation | NT-NT55-06-608E | NT55-06-608E-Workstation | North Terrace | NT | NT55 | 115 Grenfell St - Wyatt House | 06 | Sixth Floor | 608E | 99967 | University Vacated | 99939 | Unusable Spaces | 5.92 | Workstation | 1 | Office Space Group | 116 | Open Plan - Professional/General Staff |  | Excellent | 1,475.77 | NO
North Terrace_NT55-115 Grenfell St - Wyatt House_Sixth Floor_608F _ Workstation | NT-NT55-06-608F | NT55-06-608F-Workstation | North Terrace | NT | NT55 | 115 Grenfell St - Wyatt House | 06 | Sixth Floor | 608F | 99967 | University Vacated | 99939 | Unusable Spaces | 5.92 | Workstation | 1 | Office Space Group | 116 | Open Plan - Professional/General Staff |  | Excellent | 1,475.77 | NO
North Terrace_NT55-115 Grenfell St - Wyatt House_Sixth Floor_608G _ Workstation | NT-NT55-06-608G | NT55-06-608G-Workstation | North Terrace | NT | NT55 | 115 Grenfell St - Wyatt House | 06 | Sixth Floor | 608G | 99967 | University Vacated | 99939 | Unusable Spaces | 5.62 | Workstation | 1 | Office Space Group | 116 | Open Plan - Professional/General Staff |  | Excellent | 1,400.99 | NO
North Terrace_NT55-115 Grenfell St - Wyatt House_Sixth Floor_608H _ Workstation | NT-NT55-06-608H | NT55-06-608H-Workstation | North Terrace | NT | NT55 | 115 Grenfell St - Wyatt House | 06 | Sixth Floor | 608H | 99967 | University Vacated | 99939 | Unusable Spaces | 5.62 | Workstation | 1 | Office Space Group | 116 | Open Plan - Professional/General Staff |  | Excellent | 1,400.99 | NO
North Terrace_NT55-115 Grenfell St - Wyatt House_Sixth Floor_608I _ Workstation | NT-NT55-06-608I | NT55-06-608I-Workstation | North Terrace | NT | NT55 | 115 Grenfell St - Wyatt House | 06 | Sixth Floor | 608I | 99967 | University Vacated | 99939 | Unusable Spaces | 5.62 | Workstation | 1 | Office Space Group | 116 | Open Plan - Professional/General Staff |  | Excellent | 1,400.99 | NO
North Terrace_NT55-115 Grenfell St - Wyatt House_Sixth Floor_608J _ Workstation | NT-NT55-06-608J | NT55-06-608J-Workstation | North Terrace | NT | NT55 | 115 Grenfell St - Wyatt House | 06 | Sixth Floor | 608J | 99967 | University Vacated | 99939 | Unusable Spaces | 5.34 | Workstation | 1 | Office Space Group | 116 | Open Plan - Professional/General Staff |  | Excellent | 1,331.19 | NO
North Terrace_NT55-115 Grenfell St - Wyatt House_Sixth Floor_608K _ Workstation | NT-NT55-06-608K | NT55-06-608K-Workstation | North Terrace | NT | NT55 | 115 Grenfell St - Wyatt House | 06 | Sixth Floor | 608K | 99967 | University Vacated | 99939 | Unusable Spaces | 5.57 | Workstation | 1 | Office Space Group | 116 | Open Plan - Professional/General Staff |  | Excellent | 1,388.52 | NO
North Terrace_NT55-115 Grenfell St - Wyatt House_Sixth Floor_608L _ Workstation | NT-NT55-06-608L | NT55-06-608L-Workstation | North Terrace | NT | NT55 | 115 Grenfell St - Wyatt House | 06 | Sixth Floor | 608L | 99967 | University Vacated | 99939 | Unusable Spaces | 5.57 | Workstation | 1 | Office Space Group | 116 | Open Plan - Professional/General Staff |  | Excellent | 1,388.52 | NO
North Terrace_NT55-115 Grenfell St - Wyatt House_Sixth Floor_608M _ Corr. | NT-NT55-06-608M | NT55-06-608M-Corr. | North Terrace | NT | NT55 | 115 Grenfell St - Wyatt House | 06 | Sixth Floor | 608M | 99967 | University Vacated | 99939 | Unusable Spaces | 8.43 | Corr. | 8 | Non Useable Floor Area Space Group | 805 | Non-usable - Circulation space |  | Unknown | 0.00 | NO
North Terrace_NT55-115 Grenfell St - Wyatt House_Sixth Floor_608N _ Corr. | NT-NT55-06-608N | NT55-06-608N-Corr. | North Terrace | NT | NT55 | 115 Grenfell St - Wyatt House | 06 | Sixth Floor | 608N | 99967 | University Vacated | 99939 | Unusable Spaces | 7.98 | Corr. | 8 | Non Useable Floor Area Space Group | 805 | Non-usable - Circulation space |  | Unknown | 0.00 | NO
North Terrace_NT55-115 Grenfell St - Wyatt House_Sixth Floor_609A _ Workstation | NT-NT55-06-609A | NT55-06-609A-Workstation | North Terrace | NT | NT55 | 115 Grenfell St - Wyatt House | 06 | Sixth Floor | 609A | 99967 | University Vacated | 99939 | Unusable Spaces | 6.56 | Workstation | 1 | Office Space Group | 116 | Open Plan - Professional/General Staff |  | Excellent | 1,635.31 | NO
North Terrace_NT55-115 Grenfell St - Wyatt House_Sixth Floor_609B _ Workstation | NT-NT55-06-609B | NT55-06-609B-Workstation | North Terrace | NT | NT55 | 115 Grenfell St - Wyatt House | 06 | Sixth Floor | 609B | 99967 | University Vacated | 99939 | Unusable Spaces | 4.88 | Workstation | 1 | Office Space Group | 116 | Open Plan - Professional/General Staff |  | Excellent | 1,216.51 | NO
North Terrace_NT55-115 Grenfell St - Wyatt House_Sixth Floor_609C _ Workstation | NT-NT55-06-609C | NT55-06-609C-Workstation | North Terrace | NT | NT55 | 115 Grenfell St - Wyatt House | 06 | Sixth Floor | 609C | 99967 | University Vacated | 99939 | Unusable Spaces | 4.88 | Workstation | 1 | Office Space Group | 116 | Open Plan - Professional/General Staff |  | Excellent | 1,216.51 | NO
North Terrace_NT55-115 Grenfell St - Wyatt House_Sixth Floor_609D _ Workstation | NT-NT55-06-609D | NT55-06-609D-Workstation | North Terrace | NT | NT55 | 115 Grenfell St - Wyatt House | 06 | Sixth Floor | 609D | 99967 | University Vacated | 99939 | Unusable Spaces | 4.89 | Workstation | 1 | Office Space Group | 116 | Open Plan - Professional/General Staff |  | Excellent | 1,219.01 | NO
North Terrace_NT55-115 Grenfell St - Wyatt House_Sixth Floor_609E _ Workstation | NT-NT55-06-609E | NT55-06-609E-Workstation | North Terrace | NT | NT55 | 115 Grenfell St - Wyatt House | 06 | Sixth Floor | 609E | 99967 | University Vacated | 99939 | Unusable Spaces | 4.89 | Workstation | 1 | Office Space Group | 116 | Open Plan - Professional/General Staff |  | Excellent | 1,219.01 | NO
North Terrace_NT55-115 Grenfell St - Wyatt House_Sixth Floor_609F _ Workstation | NT-NT55-06-609F | NT55-06-609F-Workstation | North Terrace | NT | NT55 | 115 Grenfell St - Wyatt House | 06 | Sixth Floor | 609F | 99967 | University Vacated | 99939 | Unusable Spaces | 4.88 | Workstation | 1 | Office Space Group | 116 | Open Plan - Professional/General Staff |  | Excellent | 1,216.51 | NO
North Terrace_NT55-115 Grenfell St - Wyatt House_Sixth Floor_609G _ Workstation | NT-NT55-06-609G | NT55-06-609G-Workstation | North Terrace | NT | NT55 | 115 Grenfell St - Wyatt House | 06 | Sixth Floor | 609G | 99967 | University Vacated | 99939 | Unusable Spaces | 4.88 | Workstation | 1 | Office Space Group | 116 | Open Plan - Professional/General Staff |  | Excellent | 1,216.51 | NO
North Terrace_NT55-115 Grenfell St - Wyatt House_Sixth Floor_610 _ Cafe | NT-NT55-06-610 | NT55-06-610-Cafe | North Terrace | NT | NT55 | 115 Grenfell St - Wyatt House | 06 | Sixth Floor | 610 | 99967 | University Vacated | 99939 | Unusable Spaces | 9.3 | Cafe | 6 | General Facility Space Group | 608 | General Facility - Kitchen/Servery/Food Storage |  | Excellent | 2,596.56 | NO
North Terrace_NT55-115 Grenfell St - Wyatt House_Sixth Floor_611 _ Office | NT-NT55-06-611 | NT55-06-611-Office | North Terrace | NT | NT55 | 115 Grenfell St - Wyatt House | 06 | Sixth Floor | 611 | 99967 | University Vacated | 99939 | Unusable Spaces | 12 | Office | 1 | Office Space Group | 108 | Office - Professional/General Staff |  | Excellent | 2,991.43 | NO
North Terrace_NT55-115 Grenfell St - Wyatt House_Sixth Floor_612 _ Office | NT-NT55-06-612 | NT55-06-612-Office | North Terrace | NT | NT55 | 115 Grenfell St - Wyatt House | 06 | Sixth Floor | 612 | 99967 | University Vacated | 99939 | Unusable Spaces | 12.06 | Office | 1 | Office Space Group | 108 | Office - Professional/General Staff |  | Excellent | 3,006.39 | NO
North Terrace_NT55-115 Grenfell St - Wyatt House_Sixth Floor_613 _ Office | NT-NT55-06-613 | NT55-06-613-Office | North Terrace | NT | NT55 | 115 Grenfell St - Wyatt House | 06 | Sixth Floor | 613 | 99967 | University Vacated | 99939 | Unusable Spaces | 10.49 | Office | 1 | Office Space Group | 108 | Office - Professional/General Staff |  | Excellent | 2,615.01 | NO
North Terrace_NT55-115 Grenfell St - Wyatt House_Sixth Floor_614 _ Office | NT-NT55-06-614 | NT55-06-614-Office | North Terrace | NT | NT55 | 115 Grenfell St - Wyatt House | 06 | Sixth Floor | 614 | 99967 | University Vacated | 99939 | Unusable Spaces | 10.89 | Office | 1 | Office Space Group | 108 | Office - Professional/General Staff |  | Excellent | 2,714.72 | NO
North Terrace_NT55-115 Grenfell St - Wyatt House_Sixth Floor_615 _ Corr. | NT-NT55-06-615 | NT55-06-615-Corr. | North Terrace | NT | NT55 | 115 Grenfell St - Wyatt House | 06 | Sixth Floor | 615 | 99967 | University Vacated | 99939 | Unusable Spaces | 21.83 | Corr. | 8 | Non Useable Floor Area Space Group | 805 | Non-usable - Circulation space |  | Unknown | 0.00 | NO
North Terrace_NT55-115 Grenfell St - Wyatt House_Sixth Floor_616 _ Meeting | NT-NT55-06-616 | NT55-06-616-Meeting | North Terrace | NT | NT55 | 115 Grenfell St - Wyatt House | 06 | Sixth Floor | 616 | 99967 | University Vacated | 99939 | Unusable Spaces | 8.57 | Meeting | 6 | General Facility Space Group | 601 | General Facility - Committee/Conference/Meeting room |  | Excellent | 2,392.74 | NO
North Terrace_NT55-115 Grenfell St - Wyatt House_Sixth Floor_617 _ Corr. | NT-NT55-06-617 | NT55-06-617-Corr. | North Terrace | NT | NT55 | 115 Grenfell St - Wyatt House | 06 | Sixth Floor | 617 | 99967 | University Vacated | 99939 | Unusable Spaces | 8.77 | Corr. | 8 | Non Useable Floor Area Space Group | 805 | Non-usable - Circulation space |  | Unknown | 0.00 | NO
North Terrace_NT55-115 Grenfell St - Wyatt House_Sixth Floor_618 _ Seminar Room | NT-NT55-06-618 | NT55-06-618-Seminar Room | North Terrace | NT | NT55 | 115 Grenfell St - Wyatt House | 06 | Sixth Floor | 618 | 99967 | University Vacated | 99939 | Unusable Spaces | 56.81 | Seminar Room | 2 | Teaching Space Group | 206 | Lecture/Seminar/Tutorial/Class Room (<30) Flat Floor |  | Excellent | 17,277.55 | NO
North Terrace_NT55-115 Grenfell St - Wyatt House_Seventh Floor_701 _ Boardroom | NT-NT55-07-701 | NT55-07-701-Boardroom | North Terrace | NT | NT55 | 115 Grenfell St - Wyatt House | 07 | Seventh Floor | 701 | 99967 | University Vacated | 99939 | Unusable Spaces | 32.4 | Boardroom | 6 | General Facility Space Group | 601 | General Facility - Committee/Conference/Meeting room |  | Excellent | 9,046.08 | NO
North Terrace_NT55-115 Grenfell St - Wyatt House_Seventh Floor_702 _ Meeting | NT-NT55-07-702 | NT55-07-702-Meeting | North Terrace | NT | NT55 | 115 Grenfell St - Wyatt House | 07 | Seventh Floor | 702 | 99967 | University Vacated | 99939 | Unusable Spaces | 12.65 | Meeting | 6 | General Facility Space Group | 601 | General Facility - Committee/Conference/Meeting room |  | Excellent | 3,531.88 | NO
North Terrace_NT55-115 Grenfell St - Wyatt House_Seventh Floor_703 _ Meeting | NT-NT55-07-703 | NT55-07-703-Meeting | North Terrace | NT | NT55 | 115 Grenfell St - Wyatt House | 07 | Seventh Floor | 703 | 99967 | University Vacated | 99939 | Unusable Spaces | 10.29 | Meeting | 6 | General Facility Space Group | 601 | General Facility - Committee/Conference/Meeting room |  | Excellent | 2,872.97 | NO
North Terrace_NT55-115 Grenfell St - Wyatt House_Seventh Floor_704 _ Meeting | NT-NT55-07-704 | NT55-07-704-Meeting | North Terrace | NT | NT55 | 115 Grenfell St - Wyatt House | 07 | Seventh Floor | 704 | 99967 | University Vacated | 99939 | Unusable Spaces | 7.92 | Meeting | 6 | General Facility Space Group | 601 | General Facility - Committee/Conference/Meeting room |  | Excellent | 2,211.26 | NO
North Terrace_NT55-115 Grenfell St - Wyatt House_Seventh Floor_705 _ Office 6 | NT-NT55-07-705 | NT55-07-705-Office 6 | North Terrace | NT | NT55 | 115 Grenfell St - Wyatt House | 07 | Seventh Floor | 705 | 99967 | University Vacated | 99939 | Unusable Spaces | 10.44 | Office 6 | 1 | Office Space Group | 108 | Office - Professional/General Staff |  | Excellent | 2,602.54 | NO
North Terrace_NT55-115 Grenfell St - Wyatt House_Seventh Floor_706 _ Office 7 | NT-NT55-07-706 | NT55-07-706-Office 7 | North Terrace | NT | NT55 | 115 Grenfell St - Wyatt House | 07 | Seventh Floor | 706 | 99967 | University Vacated | 99939 | Unusable Spaces | 18.43 | Office 7 | 1 | Office Space Group | 108 | Office - Professional/General Staff |  | Excellent | 4,594.34 | NO
North Terrace_NT55-115 Grenfell St - Wyatt House_Seventh Floor_707 _ Breakout | NT-NT55-07-707 | NT55-07-707-Breakout | North Terrace | NT | NT55 | 115 Grenfell St - Wyatt House | 07 | Seventh Floor | 707 | 99967 | University Vacated | 99939 | Unusable Spaces | 6.6 | Breakout | 6 | General Facility Space Group | 605 | General Facility - Common Room Staff access |  | Excellent | 1,842.72 | NO
North Terrace_NT55-115 Grenfell St - Wyatt House_Seventh Floor_707A _ Breakout | NT-NT55-07-707A | NT55-07-707A-Breakout | North Terrace | NT | NT55 | 115 Grenfell St - Wyatt House | 07 | Seventh Floor | 707A | 99967 | University Vacated | 99939 | Unusable Spaces | 6.41 | Breakout | 6 | General Facility Space Group | 605 | General Facility - Common Room Staff access |  | Excellent | 1,789.67 | NO
North Terrace_NT55-115 Grenfell St - Wyatt House_Seventh Floor_708 _ Office 5 | NT-NT55-07-708 | NT55-07-708-Office 5 | North Terrace | NT | NT55 | 115 Grenfell St - Wyatt House | 07 | Seventh Floor | 708 | 99967 | University Vacated | 99939 | Unusable Spaces | 10.89 | Office 5 | 1 | Office Space Group | 108 | Office - Professional/General Staff |  | Excellent | 2,714.72 | NO
North Terrace_NT55-115 Grenfell St - Wyatt House_Seventh Floor_709 _ Office 4 | NT-NT55-07-709 | NT55-07-709-Office 4 | North Terrace | NT | NT55 | 115 Grenfell St - Wyatt House | 07 | Seventh Floor | 709 | 99967 | University Vacated | 99939 | Unusable Spaces | 13.44 | Office 4 | 1 | Office Space Group | 108 | Office - Professional/General Staff |  | Excellent | 3,350.40 | NO
North Terrace_NT55-115 Grenfell St - Wyatt House_Seventh Floor_710 _ Office 3 | NT-NT55-07-710 | NT55-07-710-Office 3 | North Terrace | NT | NT55 | 115 Grenfell St - Wyatt House | 07 | Seventh Floor | 710 | 99967 | University Vacated | 99939 | Unusable Spaces | 10.93 | Office 3 | 1 | Office Space Group | 108 | Office - Professional/General Staff |  | Excellent | 2,724.69 | NO
North Terrace_NT55-115 Grenfell St - Wyatt House_Seventh Floor_711 _ Store Room | NT-NT55-07-711 | NT55-07-711-Store Room | North Terrace | NT | NT55 | 115 Grenfell St - Wyatt House | 07 | Seventh Floor | 711 | 99967 | University Vacated | 99939 | Unusable Spaces | 12.72 | Store Room | 6 | General Facility Space Group | 601 | General Facility - Committee/Conference/Meeting room |  | Excellent | 3,551.42 | NO
North Terrace_NT55-115 Grenfell St - Wyatt House_Seventh Floor_712 _ Office | NT-NT55-07-712 | NT55-07-712-Office | North Terrace | NT | NT55 | 115 Grenfell St - Wyatt House | 07 | Seventh Floor | 712 | 99967 | University Vacated | 99939 | Unusable Spaces | 10.86 | Office | 6 | General Facility Space Group | 601 | General Facility - Committee/Conference/Meeting room |  | Excellent | 3,032.11 | NO
North Terrace_NT55-115 Grenfell St - Wyatt House_Seventh Floor_713 _ Comms | NT-NT55-07-713 | NT55-07-713-Comms | North Terrace | NT | NT55 | 115 Grenfell St - Wyatt House | 07 | Seventh Floor | 713 | 99967 | University Vacated | 99939 | Unusable Spaces | 11.54 | Comms | 8 | Non Useable Floor Area Space Group | 812 | Non-usable - Comms/network system/Telephone/PABX |  | Excellent | 0.00 | NO
North Terrace_NT55-115 Grenfell St - Wyatt House_Seventh Floor_714 _ Common Utility | NT-NT55-07-714 | NT55-07-714-Common Utility | North Terrace | NT | NT55 | 115 Grenfell St - Wyatt House | 07 | Seventh Floor | 714 | 99967 | University Vacated | 99939 | Unusable Spaces | 22.28 | Common Utility | 6 | General Facility Space Group | 603 | General Facility - Resource room |  | Excellent | 6,220.58 | NO
North Terrace_NT55-115 Grenfell St - Wyatt House_Seventh Floor_715 _ Workroom | NT-NT55-07-715 | NT55-07-715-Workroom | North Terrace | NT | NT55 | 115 Grenfell St - Wyatt House | 07 | Seventh Floor | 715 | 99967 | University Vacated | 99939 | Unusable Spaces | 13.08 | Workroom | 6 | General Facility Space Group | 603 | General Facility - Resource room |  | Excellent | 3,651.94 | NO
North Terrace_NT55-115 Grenfell St - Wyatt House_Seventh Floor_716 _ Store | NT-NT55-07-716 | NT55-07-716-Store | North Terrace | NT | NT55 | 115 Grenfell St - Wyatt House | 07 | Seventh Floor | 716 | 99967 | University Vacated | 99939 | Unusable Spaces | 12.75 | Store | 4 | Ancillary Area Space Group | 419 | Ancillary Area - Store Room - Generic |  | Excellent | 2,796.99 | NO
North Terrace_NT55-115 Grenfell St - Wyatt House_Seventh Floor_717 _ Kitchenette | NT-NT55-07-717 | NT55-07-717-Kitchenette | North Terrace | NT | NT55 | 115 Grenfell St - Wyatt House | 07 | Seventh Floor | 717 | 99967 | University Vacated | 99939 | Unusable Spaces | 14.05 | Kitchenette | 6 | General Facility Space Group | 608 | General Facility - Kitchen/Servery/Food Storage |  | Excellent | 3,922.76 | NO
North Terrace_NT55-115 Grenfell St - Wyatt House_Seventh Floor_717A _ Corr. | NT-NT55-07-717A | NT55-07-717A-Corr. | North Terrace | NT | NT55 | 115 Grenfell St - Wyatt House | 07 | Seventh Floor | 717A | 99967 | University Vacated | 99939 | Unusable Spaces | 7.94 | Corr. | 8 | Non Useable Floor Area Space Group | 805 | Non-usable - Circulation space |  | Unknown | 0.00 | NO
North Terrace_NT55-115 Grenfell St - Wyatt House_Seventh Floor_718 _ Quiet Room | NT-NT55-07-718 | NT55-07-718-Quiet Room | North Terrace | NT | NT55 | 115 Grenfell St - Wyatt House | 07 | Seventh Floor | 718 | 99967 | University Vacated | 99939 | Unusable Spaces | 8.22 | Quiet Room | 1 | Office Space Group | 119 | Informal Work Space |  | Excellent | 2,049.13 | NO
North Terrace_NT55-115 Grenfell St - Wyatt House_Seventh Floor_719 _ Office - Manager RECU | NT-NT55-07-719 | NT55-07-719-Office - Manager RECU | North Terrace | NT | NT55 | 115 Grenfell St - Wyatt House | 07 | Seventh Floor | 719 | 99967 | University Vacated | 99939 | Unusable Spaces | 11.59 | Office - Manager RECU | 1 | Office Space Group | 108 | Office - Professional/General Staff |  | Excellent | 2,889.22 | NO
North Terrace_NT55-115 Grenfell St - Wyatt House_Seventh Floor_720 _ Office | NT-NT55-07-720 | NT55-07-720-Office | North Terrace | NT | NT55 | 115 Grenfell St - Wyatt House | 07 | Seventh Floor | 720 | 99967 | University Vacated | 99939 | Unusable Spaces | 11.55 | Office | 1 | Office Space Group | 108 | Office - Professional/General Staff |  | Excellent | 2,879.25 | NO
North Terrace_NT55-115 Grenfell St - Wyatt House_Seventh Floor_721 _ Office - Director Research Branc | NT-NT55-07-721 | NT55-07-721-Office - Director Research Branc | North Terrace | NT | NT55 | 115 Grenfell St - Wyatt House | 07 | Seventh Floor | 721 | 99967 | University Vacated | 99939 | Unusable Spaces | 19.17 | Office - Director Research Branc | 1 | Office Space Group | 108 | Office - Professional/General Staff |  | Excellent | 4,778.81 | NO
North Terrace_NT55-115 Grenfell St - Wyatt House_Seventh Floor_722 _ Office - Manager Grats Unit | NT-NT55-07-722 | NT55-07-722-Office - Manager Grats Unit | North Terrace | NT | NT55 | 115 Grenfell St - Wyatt House | 07 | Seventh Floor | 722 | 99967 | University Vacated | 99939 | Unusable Spaces | 14.28 | Office - Manager Grats Unit | 1 | Office Space Group | 108 | Office - Professional/General Staff |  | Excellent | 3,559.80 | NO
North Terrace_NT55-115 Grenfell St - Wyatt House_Seventh Floor_723 _ Corr. | NT-NT55-07-723 | NT55-07-723-Corr. | North Terrace | NT | NT55 | 115 Grenfell St - Wyatt House | 07 | Seventh Floor | 723 | 99967 | University Vacated | 99939 | Unusable Spaces | 47.9 | Corr. | 8 | Non Useable Floor Area Space Group | 805 | Non-usable - Circulation space |  | Unknown | 0.00 | NO
North Terrace_NT55-115 Grenfell St - Wyatt House_Seventh Floor_723A _ Workstation | NT-NT55-07-723A | NT55-07-723A-Workstation | North Terrace | NT | NT55 | 115 Grenfell St - Wyatt House | 07 | Seventh Floor | 723A | 99967 | University Vacated | 99939 | Unusable Spaces | 12.97 | Workstation | 1 | Office Space Group | 116 | Open Plan - Professional/General Staff |  | Excellent | 3,233.24 | NO
North Terrace_NT55-115 Grenfell St - Wyatt House_Seventh Floor_723B _ Workstation | NT-NT55-07-723B | NT55-07-723B-Workstation | North Terrace | NT | NT55 | 115 Grenfell St - Wyatt House | 07 | Seventh Floor | 723B | 99967 | University Vacated | 99939 | Unusable Spaces | 6.11 | Workstation | 1 | Office Space Group | 116 | Open Plan - Professional/General Staff |  | Excellent | 1,523.14 | NO
North Terrace_NT55-115 Grenfell St - Wyatt House_Seventh Floor_723C _ Workstation | NT-NT55-07-723C | NT55-07-723C-Workstation | North Terrace | NT | NT55 | 115 Grenfell St - Wyatt House | 07 | Seventh Floor | 723C | 99967 | University Vacated | 99939 | Unusable Spaces | 5.78 | Workstation | 1 | Office Space Group | 116 | Open Plan - Professional/General Staff |  | Excellent | 1,440.87 | NO
North Terrace_NT55-115 Grenfell St - Wyatt House_Seventh Floor_723D _ Workstation | NT-NT55-07-723D | NT55-07-723D-Workstation | North Terrace | NT | NT55 | 115 Grenfell St - Wyatt House | 07 | Seventh Floor | 723D | 99967 | University Vacated | 99939 | Unusable Spaces | 6.11 | Workstation | 1 | Office Space Group | 116 | Open Plan - Professional/General Staff |  | Excellent | 1,523.14 | NO
North Terrace_NT55-115 Grenfell St - Wyatt House_Seventh Floor_723E _ Workstation | NT-NT55-07-723E | NT55-07-723E-Workstation | North Terrace | NT | NT55 | 115 Grenfell St - Wyatt House | 07 | Seventh Floor | 723E | 99967 | University Vacated | 99939 | Unusable Spaces | 5.26 | Workstation | 1 | Office Space Group | 116 | Open Plan - Professional/General Staff |  | Excellent | 1,311.24 | NO
North Terrace_NT55-115 Grenfell St - Wyatt House_Seventh Floor_723F _ Workstation | NT-NT55-07-723F | NT55-07-723F-Workstation | North Terrace | NT | NT55 | 115 Grenfell St - Wyatt House | 07 | Seventh Floor | 723F | 99967 | University Vacated | 99939 | Unusable Spaces | 6.5 | Workstation | 1 | Office Space Group | 116 | Open Plan - Professional/General Staff |  | Excellent | 1,620.36 | NO
North Terrace_NT55-115 Grenfell St - Wyatt House_Seventh Floor_723G _ Workstation | NT-NT55-07-723G | NT55-07-723G-Workstation | North Terrace | NT | NT55 | 115 Grenfell St - Wyatt House | 07 | Seventh Floor | 723G | 99967 | University Vacated | 99939 | Unusable Spaces | 6.66 | Workstation | 1 | Office Space Group | 116 | Open Plan - Professional/General Staff |  | Excellent | 1,660.24 | NO
North Terrace_NT55-115 Grenfell St - Wyatt House_Seventh Floor_723H _ Workstation | NT-NT55-07-723H | NT55-07-723H-Workstation | North Terrace | NT | NT55 | 115 Grenfell St - Wyatt House | 07 | Seventh Floor | 723H | 99967 | University Vacated | 99939 | Unusable Spaces | 6.66 | Workstation | 1 | Office Space Group | 116 | Open Plan - Professional/General Staff |  | Excellent | 1,660.24 | NO
North Terrace_NT55-115 Grenfell St - Wyatt House_Seventh Floor_723I _ Workstation | NT-NT55-07-723I | NT55-07-723I-Workstation | North Terrace | NT | NT55 | 115 Grenfell St - Wyatt House | 07 | Seventh Floor | 723I | 99967 | University Vacated | 99939 | Unusable Spaces | 6.66 | Workstation | 1 | Office Space Group | 116 | Open Plan - Professional/General Staff |  | Excellent | 1,660.24 | NO
North Terrace_NT55-115 Grenfell St - Wyatt House_Seventh Floor_723J _ Workstation | NT-NT55-07-723J | NT55-07-723J-Workstation | North Terrace | NT | NT55 | 115 Grenfell St - Wyatt House | 07 | Seventh Floor | 723J | 99967 | University Vacated | 99939 | Unusable Spaces | 8.05 | Workstation | 1 | Office Space Group | 116 | Open Plan - Professional/General Staff |  | Excellent | 2,006.75 | NO
North Terrace_NT55-115 Grenfell St - Wyatt House_Seventh Floor_723K _ Workstation | NT-NT55-07-723K | NT55-07-723K-Workstation | North Terrace | NT | NT55 | 115 Grenfell St - Wyatt House | 07 | Seventh Floor | 723K | 99967 | University Vacated | 99939 | Unusable Spaces | 6.87 | Workstation | 1 | Office Space Group | 116 | Open Plan - Professional/General Staff |  | Excellent | 1,712.59 | NO
North Terrace_NT55-115 Grenfell St - Wyatt House_Seventh Floor_723L _ Workstation | NT-NT55-07-723L | NT55-07-723L-Workstation | North Terrace | NT | NT55 | 115 Grenfell St - Wyatt House | 07 | Seventh Floor | 723L | 99967 | University Vacated | 99939 | Unusable Spaces | 8.05 | Workstation | 1 | Office Space Group | 116 | Open Plan - Professional/General Staff |  | Excellent | 2,006.75 | NO
North Terrace_NT55-115 Grenfell St - Wyatt House_Seventh Floor_723M _ Workstation | NT-NT55-07-723M | NT55-07-723M-Workstation | North Terrace | NT | NT55 | 115 Grenfell St - Wyatt House | 07 | Seventh Floor | 723M | 99967 | University Vacated | 99939 | Unusable Spaces | 8.05 | Workstation | 1 | Office Space Group | 116 | Open Plan - Professional/General Staff |  | Excellent | 2,006.75 | NO
North Terrace_NT55-115 Grenfell St - Wyatt House_Seventh Floor_723N _ Workstation | NT-NT55-07-723N | NT55-07-723N-Workstation | North Terrace | NT | NT55 | 115 Grenfell St - Wyatt House | 07 | Seventh Floor | 723N | 99967 | University Vacated | 99939 | Unusable Spaces | 6.96 | Workstation | 1 | Office Space Group | 116 | Open Plan - Professional/General Staff |  | Excellent | 1,735.03 | NO
North Terrace_NT55-115 Grenfell St - Wyatt House_Seventh Floor_723O _ Workstation | NT-NT55-07-723O | NT55-07-723O-Workstation | North Terrace | NT | NT55 | 115 Grenfell St - Wyatt House | 07 | Seventh Floor | 723O | 99967 | University Vacated | 99939 | Unusable Spaces | 6.96 | Workstation | 1 | Office Space Group | 116 | Open Plan - Professional/General Staff |  | Excellent | 1,735.03 | NO
North Terrace_NT55-115 Grenfell St - Wyatt House_Seventh Floor_723P _ Workstation | NT-NT55-07-723P | NT55-07-723P-Workstation | North Terrace | NT | NT55 | 115 Grenfell St - Wyatt House | 07 | Seventh Floor | 723P | 99967 | University Vacated | 99939 | Unusable Spaces | 6.96 | Workstation | 1 | Office Space Group | 116 | Open Plan - Professional/General Staff |  | Excellent | 1,735.03 | NO
North Terrace_NT55-115 Grenfell St - Wyatt House_Seventh Floor_723Q _ Workstation | NT-NT55-07-723Q | NT55-07-723Q-Workstation | North Terrace | NT | NT55 | 115 Grenfell St - Wyatt House | 07 | Seventh Floor | 723Q | 99967 | University Vacated | 99939 | Unusable Spaces | 6.96 | Workstation | 1 | Office Space Group | 116 | Open Plan - Professional/General Staff |  | Excellent | 1,735.03 | NO
North Terrace_NT55-115 Grenfell St - Wyatt House_Seventh Floor_723R _ Workstation | NT-NT55-07-723R | NT55-07-723R-Workstation | North Terrace | NT | NT55 | 115 Grenfell St - Wyatt House | 07 | Seventh Floor | 723R | 99967 | University Vacated | 99939 | Unusable Spaces | 7.83 | Workstation | 1 | Office Space Group | 116 | Open Plan - Professional/General Staff |  | Excellent | 1,951.91 | NO
North Terrace_NT55-115 Grenfell St - Wyatt House_Seventh Floor_723S _ Workstation | NT-NT55-07-723S | NT55-07-723S-Workstation | North Terrace | NT | NT55 | 115 Grenfell St - Wyatt House | 07 | Seventh Floor | 723S | 99967 | University Vacated | 99939 | Unusable Spaces | 7.35 | Workstation | 1 | Office Space Group | 116 | Open Plan - Professional/General Staff |  | Excellent | 1,832.25 | NO
North Terrace_NT55-115 Grenfell St - Wyatt House_Seventh Floor_723T _ Workstation | NT-NT55-07-723T | NT55-07-723T-Workstation | North Terrace | NT | NT55 | 115 Grenfell St - Wyatt House | 07 | Seventh Floor | 723T | 99967 | University Vacated | 99939 | Unusable Spaces | 7.83 | Workstation | 1 | Office Space Group | 116 | Open Plan - Professional/General Staff |  | Excellent | 1,951.91 | NO
North Terrace_NT55-115 Grenfell St - Wyatt House_Seventh Floor_723U _ Workstation | NT-NT55-07-723U | NT55-07-723U-Workstation | North Terrace | NT | NT55 | 115 Grenfell St - Wyatt House | 07 | Seventh Floor | 723U | 99967 | University Vacated | 99939 | Unusable Spaces | 7.83 | Workstation | 1 | Office Space Group | 116 | Open Plan - Professional/General Staff |  | Excellent | 1,951.91 | NO
North Terrace_NT55-115 Grenfell St - Wyatt House_Seventh Floor_723V _ Workstation | NT-NT55-07-723V | NT55-07-723V-Workstation | North Terrace | NT | NT55 | 115 Grenfell St - Wyatt House | 07 | Seventh Floor | 723V | 99967 | University Vacated | 99939 | Unusable Spaces | 8.6 | Workstation | 1 | Office Space Group | 116 | Open Plan - Professional/General Staff |  | Excellent | 2,143.86 | NO
North Terrace_NT55-115 Grenfell St - Wyatt House_Seventh Floor_723W _ Workstation | NT-NT55-07-723W | NT55-07-723W-Workstation | North Terrace | NT | NT55 | 115 Grenfell St - Wyatt House | 07 | Seventh Floor | 723W | 99967 | University Vacated | 99939 | Unusable Spaces | 8.23 | Workstation | 1 | Office Space Group | 116 | Open Plan - Professional/General Staff |  | Excellent | 2,051.62 | NO
North Terrace_NT55-115 Grenfell St - Wyatt House_Seventh Floor_723X _ Library Area | NT-NT55-07-723X | NT55-07-723X-Library Area | North Terrace | NT | NT55 | 115 Grenfell St - Wyatt House | 07 | Seventh Floor | 723X | 99967 | University Vacated | 99939 | Unusable Spaces | 12.33 | Library Area | 5 | Library, IT and Learning Space Group | 509 | Library and Learning - Department reference library |  | Excellent | 3,442.54 | NO
North Terrace_NT55-115 Grenfell St - Wyatt House_Seventh Floor_723Y _ Cupboard | NT-NT55-07-723Y | NT55-07-723Y-Cupboard | North Terrace | NT | NT55 | 115 Grenfell St - Wyatt House | 07 | Seventh Floor | 723Y | 99967 | University Vacated | 99939 | Unusable Spaces | 1.9 | Cupboard | 8 | Non Useable Floor Area Space Group | 815 | Non-usable - Switch room |  | Excellent | 0.00 | NO
North Terrace_NT55-115 Grenfell St - Wyatt House_Seventh Floor_723Z _ Compactus | NT-NT55-07-723Z | NT55-07-723Z-Compactus | North Terrace | NT | NT55 | 115 Grenfell St - Wyatt House | 07 | Seventh Floor | 723Z | 99967 | University Vacated | 99939 | Unusable Spaces | 10.92 | Compactus | 4 | Ancillary Area Space Group | 419 | Ancillary Area - Store Room - Generic |  | Excellent | 2,395.54 | NO
North Terrace_NT55-115 Grenfell St - Wyatt House_Seventh Floor_724 _ Corr. | NT-NT55-07-724 | NT55-07-724-Corr. | North Terrace | NT | NT55 | 115 Grenfell St - Wyatt House | 07 | Seventh Floor | 724 | 99967 | University Vacated | 99939 | Unusable Spaces | 29.15 | Corr. | 8 | Non Useable Floor Area Space Group | 805 | Non-usable - Circulation space |  | Unknown | 0.00 | NO
North Terrace_NT55-115 Grenfell St - Wyatt House_Seventh Floor_724A _ Workstation | NT-NT55-07-724A | NT55-07-724A-Workstation | North Terrace | NT | NT55 | 115 Grenfell St - Wyatt House | 07 | Seventh Floor | 724A | 99967 | University Vacated | 99939 | Unusable Spaces | 5.86 | Workstation | 1 | Office Space Group | 116 | Open Plan - Professional/General Staff |  | Excellent | 1,460.81 | NO
North Terrace_NT55-115 Grenfell St - Wyatt House_Seventh Floor_724B _ Workstation | NT-NT55-07-724B | NT55-07-724B-Workstation | North Terrace | NT | NT55 | 115 Grenfell St - Wyatt House | 07 | Seventh Floor | 724B | 99967 | University Vacated | 99939 | Unusable Spaces | 6.21 | Workstation | 1 | Office Space Group | 116 | Open Plan - Professional/General Staff |  | Excellent | 1,548.06 | NO
North Terrace_NT55-115 Grenfell St - Wyatt House_Seventh Floor_724C _ Workstation | NT-NT55-07-724C | NT55-07-724C-Workstation | North Terrace | NT | NT55 | 115 Grenfell St - Wyatt House | 07 | Seventh Floor | 724C | 99967 | University Vacated | 99939 | Unusable Spaces | 7.83 | Workstation | 1 | Office Space Group | 116 | Open Plan - Professional/General Staff |  | Excellent | 1,951.91 | NO
North Terrace_NT55-115 Grenfell St - Wyatt House_Seventh Floor_724D _ Workstation | NT-NT55-07-724D | NT55-07-724D-Workstation | North Terrace | NT | NT55 | 115 Grenfell St - Wyatt House | 07 | Seventh Floor | 724D | 99967 | University Vacated | 99939 | Unusable Spaces | 5.97 | Workstation | 1 | Office Space Group | 116 | Open Plan - Professional/General Staff |  | Excellent | 1,488.24 | NO
North Terrace_NT55-115 Grenfell St - Wyatt House_Seventh Floor_724E _ Workstation | NT-NT55-07-724E | NT55-07-724E-Workstation | North Terrace | NT | NT55 | 115 Grenfell St - Wyatt House | 07 | Seventh Floor | 724E | 99967 | University Vacated | 99939 | Unusable Spaces | 6.1 | Workstation | 1 | Office Space Group | 116 | Open Plan - Professional/General Staff |  | Excellent | 1,520.64 | NO
North Terrace_NT55-115 Grenfell St - Wyatt House_Seventh Floor_725 _ Corr. | NT-NT55-07-725 | NT55-07-725-Corr. | North Terrace | NT | NT55 | 115 Grenfell St - Wyatt House | 07 | Seventh Floor | 725 | 99967 | University Vacated | 99939 | Unusable Spaces | 19.28 | Corr. | 8 | Non Useable Floor Area Space Group | 805 | Non-usable - Circulation space |  | Excellent | 0.00 | NO
North Terrace_NT55-115 Grenfell St - Wyatt House_Seventh Floor_725A _ Workstation | NT-NT55-07-725A | NT55-07-725A-Workstation | North Terrace | NT | NT55 | 115 Grenfell St - Wyatt House | 07 | Seventh Floor | 725A | 99967 | University Vacated | 99939 | Unusable Spaces | 8.6 | Workstation | 1 | Office Space Group | 116 | Open Plan - Professional/General Staff |  | Excellent | 2,143.86 | NO
North Terrace_NT55-115 Grenfell St - Wyatt House_Seventh Floor_725B _ Workstation | NT-NT55-07-725B | NT55-07-725B-Workstation | North Terrace | NT | NT55 | 115 Grenfell St - Wyatt House | 07 | Seventh Floor | 725B | 99967 | University Vacated | 99939 | Unusable Spaces | 6.92 | Workstation | 1 | Office Space Group | 116 | Open Plan - Professional/General Staff |  | Excellent | 1,725.06 | NO
North Terrace_NT55-115 Grenfell St - Wyatt House_Seventh Floor_725C _ Workstation | NT-NT55-07-725C | NT55-07-725C-Workstation | North Terrace | NT | NT55 | 115 Grenfell St - Wyatt House | 07 | Seventh Floor | 725C | 99967 | University Vacated | 99939 | Unusable Spaces | 6.21 | Workstation | 1 | Office Space Group | 116 | Open Plan - Professional/General Staff |  | Excellent | 1,548.06 | NO
North Terrace_NT55-115 Grenfell St - Wyatt House_Seventh Floor_725D _ Workstation | NT-NT55-07-725D | NT55-07-725D-Workstation | North Terrace | NT | NT55 | 115 Grenfell St - Wyatt House | 07 | Seventh Floor | 725D | 99967 | University Vacated | 99939 | Unusable Spaces | 6.92 | Workstation | 1 | Office Space Group | 116 | Open Plan - Professional/General Staff |  | Excellent | 1,725.06 | NO
North Terrace_NT55-115 Grenfell St - Wyatt House_Seventh Floor_725E _ Workstation | NT-NT55-07-725E | NT55-07-725E-Workstation | North Terrace | NT | NT55 | 115 Grenfell St - Wyatt House | 07 | Seventh Floor | 725E | 99967 | University Vacated | 99939 | Unusable Spaces | 6.67 | Workstation | 1 | Office Space Group | 116 | Open Plan - Professional/General Staff |  | Excellent | 1,662.74 | NO
North Terrace_NT55-115 Grenfell St - Wyatt House_Seventh Floor_725F _ Workstation | NT-NT55-07-725F | NT55-07-725F-Workstation | North Terrace | NT | NT55 | 115 Grenfell St - Wyatt House | 07 | Seventh Floor | 725F | 99967 | University Vacated | 99939 | Unusable Spaces | 6.82 | Workstation | 1 | Office Space Group | 116 | Open Plan - Professional/General Staff |  | Excellent | 1,700.13 | NO
North Terrace_NT55-115 Grenfell St - Wyatt House_Seventh Floor_725G _ Workstation | NT-NT55-07-725G | NT55-07-725G-Workstation | North Terrace | NT | NT55 | 115 Grenfell St - Wyatt House | 07 | Seventh Floor | 725G | 99967 | University Vacated | 99939 | Unusable Spaces | 6.57 | Workstation | 1 | Office Space Group | 116 | Open Plan - Professional/General Staff |  | Excellent | 1,637.81 | NO
North Terrace_NT55-115 Grenfell St - Wyatt House_Seventh Floor_725H _ Workstation | NT-NT55-07-725H | NT55-07-725H-Workstation | North Terrace | NT | NT55 | 115 Grenfell St - Wyatt House | 07 | Seventh Floor | 725H | 99967 | University Vacated | 99939 | Unusable Spaces | 6.75 | Workstation | 1 | Office Space Group | 116 | Open Plan - Professional/General Staff |  | Excellent | 1,682.68 | NO
North Terrace_NT55-115 Grenfell St - Wyatt House_Seventh Floor_725I _ Workstation | NT-NT55-07-725I | NT55-07-725I-Workstation | North Terrace | NT | NT55 | 115 Grenfell St - Wyatt House | 07 | Seventh Floor | 725I | 99967 | University Vacated | 99939 | Unusable Spaces | 6.19 | Workstation | 1 | Office Space Group | 116 | Open Plan - Professional/General Staff |  | Excellent | 1,543.08 | NO
North Terrace_NT55-115 Grenfell St - Wyatt House_Seventh Floor_725J _ Corr. | NT-NT55-07-725J | NT55-07-725J-Corr. | North Terrace | NT | NT55 | 115 Grenfell St - Wyatt House | 07 | Seventh Floor | 725J | 99967 | University Vacated | 99939 | Unusable Spaces | 4.99 | Corr. | 8 | Non Useable Floor Area Space Group | 805 | Non-usable - Circulation space |  | Excellent | 0.00 | NO
North Terrace_NT55-115 Grenfell St - Wyatt House_Seventh Floor_726 _ Corr. | NT-NT55-07-726 | NT55-07-726-Corr. | North Terrace | NT | NT55 | 115 Grenfell St - Wyatt House | 07 | Seventh Floor | 726 | 99967 | University Vacated | 99939 | Unusable Spaces | 35.15 | Corr. | 8 | Non Useable Floor Area Space Group | 805 | Non-usable - Circulation space |  | Unknown | 0.00 | NO
North Terrace_NT55-115 Grenfell St - Wyatt House_Seventh Floor_726A _ Workstation | NT-NT55-07-726A | NT55-07-726A-Workstation | North Terrace | NT | NT55 | 115 Grenfell St - Wyatt House | 07 | Seventh Floor | 726A | 99967 | University Vacated | 99939 | Unusable Spaces | 6.8 | Workstation | 1 | Office Space Group | 116 | Open Plan - Professional/General Staff |  | Excellent | 1,695.14 | NO
North Terrace_NT55-115 Grenfell St - Wyatt House_Seventh Floor_726B _ Workstation | NT-NT55-07-726B | NT55-07-726B-Workstation | North Terrace | NT | NT55 | 115 Grenfell St - Wyatt House | 07 | Seventh Floor | 726B | 99967 | University Vacated | 99939 | Unusable Spaces | 6.8 | Workstation | 1 | Office Space Group | 116 | Open Plan - Professional/General Staff |  | Excellent | 1,695.14 | NO
North Terrace_NT55-115 Grenfell St - Wyatt House_Seventh Floor_726C _ Workstation | NT-NT55-07-726C | NT55-07-726C-Workstation | North Terrace | NT | NT55 | 115 Grenfell St - Wyatt House | 07 | Seventh Floor | 726C | 99967 | University Vacated | 99939 | Unusable Spaces | 6.8 | Workstation | 1 | Office Space Group | 116 | Open Plan - Professional/General Staff |  | Excellent | 1,695.14 | NO
North Terrace_NT55-115 Grenfell St - Wyatt House_Seventh Floor_726D _ Workstation | NT-NT55-07-726D | NT55-07-726D-Workstation | North Terrace | NT | NT55 | 115 Grenfell St - Wyatt House | 07 | Seventh Floor | 726D | 99967 | University Vacated | 99939 | Unusable Spaces | 6.8 | Workstation | 1 | Office Space Group | 116 | Open Plan - Professional/General Staff |  | Excellent | 1,695.14 | NO
North Terrace_NT55-115 Grenfell St - Wyatt House_Seventh Floor_726E _ Workstation | NT-NT55-07-726E | NT55-07-726E-Workstation | North Terrace | NT | NT55 | 115 Grenfell St - Wyatt House | 07 | Seventh Floor | 726E | 99967 | University Vacated | 99939 | Unusable Spaces | 7.35 | Workstation | 1 | Office Space Group | 116 | Open Plan - Professional/General Staff |  | Excellent | 1,832.25 | NO
North Terrace_NT55-115 Grenfell St - Wyatt House_Seventh Floor_726F _ Workstation | NT-NT55-07-726F | NT55-07-726F-Workstation | North Terrace | NT | NT55 | 115 Grenfell St - Wyatt House | 07 | Seventh Floor | 726F | 99967 | University Vacated | 99939 | Unusable Spaces | 7.35 | Workstation | 1 | Office Space Group | 116 | Open Plan - Professional/General Staff |  | Excellent | 1,832.25 | NO
North Terrace_NT55-115 Grenfell St - Wyatt House_Seventh Floor_727 _ Reception | NT-NT55-07-727 | NT55-07-727-Reception | North Terrace | NT | NT55 | 115 Grenfell St - Wyatt House | 07 | Seventh Floor | 727 | 99967 | University Vacated | 99939 | Unusable Spaces | 35.44 | Reception | 8 | Non Useable Floor Area Space Group | 805 | Non-usable - Circulation space |  | Unknown | 0.00 | NO
North Terrace_NT55-115 Grenfell St - Wyatt House_Seventh Floor_727A _ Reception Desk | NT-NT55-07-727A | NT55-07-727A-Reception Desk | North Terrace | NT | NT55 | 115 Grenfell St - Wyatt House | 07 | Seventh Floor | 727A | 99967 | University Vacated | 99939 | Unusable Spaces | 13.71 | Reception Desk | 6 | General Facility Space Group | 623 | General Facility - Waiting Area/Foyer/Reception Area |  | Excellent | 3,827.83 | NO
North Terrace_NT55-115 Grenfell St - Wyatt House_Seventh Floor_727B _ Corr. | NT-NT55-07-727B | NT55-07-727B-Corr. | North Terrace | NT | NT55 | 115 Grenfell St - Wyatt House | 07 | Seventh Floor | 727B | 99967 | University Vacated | 99939 | Unusable Spaces | 5.63 | Corr. | 8 | Non Useable Floor Area Space Group | 805 | Non-usable - Circulation space |  | Unknown | 0.00 | NO
North Terrace_NT55-115 Grenfell St - Wyatt House_Seventh Floor_727C _ Workstation | NT-NT55-07-727C | NT55-07-727C-Workstation | North Terrace | NT | NT55 | 115 Grenfell St - Wyatt House | 07 | Seventh Floor | 727C | 99967 | University Vacated | 99939 | Unusable Spaces | 3.47 | Workstation | 1 | Office Space Group | 116 | Open Plan - Professional/General Staff |  | Excellent | 865.02 | NO
North Terrace_NT55-115 Grenfell St - Wyatt House_Eighth Floor_8.00M _ WC -M | NT-NT55-08-8.00M | NT55-08-8.00M-WC -M | North Terrace | NT | NT55 | 115 Grenfell St - Wyatt House | 08 | Eighth Floor | 8.00M | 99939 | Unusable Spaces | 99939 | Unusable Spaces | 10.11 | WC -M | 8 | Non Useable Floor Area Space Group | 821 | Non-usable - Toilets/Amenities - Male |  | Unknown | 0.00 | NO
North Terrace_NT55-115 Grenfell St - Wyatt House_Eighth Floor_8.00N _ A/L | NT-NT55-08-8.00N | NT55-08-8.00N-A/L | North Terrace | NT | NT55 | 115 Grenfell St - Wyatt House | 08 | Eighth Floor | 8.00N | 99939 | Unusable Spaces | 99939 | Unusable Spaces | 1.26 | A/L | 8 | Non Useable Floor Area Space Group | 805 | Non-usable - Circulation space |  | Unknown | 0.00 | NO
North Terrace_NT55-115 Grenfell St - Wyatt House_Eighth Floor_8.00W _ WC - F | NT-NT55-08-8.00W | NT55-08-8.00W-WC - F | North Terrace | NT | NT55 | 115 Grenfell St - Wyatt House | 08 | Eighth Floor | 8.00W | 99939 | Unusable Spaces | 99939 | Unusable Spaces | 7.85 | WC - F | 8 | Non Useable Floor Area Space Group | 820 | Non-usable - Toilets/Amenities - Female |  | Unknown | 0.00 | NO
North Terrace_NT55-115 Grenfell St - Wyatt House_Eighth Floor_8.00X _ A/L | NT-NT55-08-8.00X | NT55-08-8.00X-A/L | North Terrace | NT | NT55 | 115 Grenfell St - Wyatt House | 08 | Eighth Floor | 8.00X | 99939 | Unusable Spaces | 99939 | Unusable Spaces | 1.21 | A/L | 8 | Non Useable Floor Area Space Group | 805 | Non-usable - Circulation space |  | Unknown | 0.00 | NO
North Terrace_NT55-115 Grenfell St - Wyatt House_Eighth Floor_801 _ Corr. | NT-NT55-08-801 | NT55-08-801-Corr. | North Terrace | NT | NT55 | 115 Grenfell St - Wyatt House | 08 | Eighth Floor | 801 | 721 | Office of External Engagement | 721 | Office of External Engagement | 13.32 | Corr. | 8 | Non Useable Floor Area Space Group | 805 | Non-usable - Circulation space |  | Unknown | 0.00 | NO
North Terrace_NT55-115 Grenfell St - Wyatt House_Eighth Floor_802 _ Office - Open Plan | NT-NT55-08-802 | NT55-08-802-Office - Open Plan | North Terrace | NT | NT55 | 115 Grenfell St - Wyatt House | 08 | Eighth Floor | 802 | 721 | Office of External Engagement | 721 | Office of External Engagement | 62.99 | Office - Open Plan | 1 | Office Space Group | 112 | Open Plan - Academic Staff |  | Excellent | 15,702.51 | NO
North Terrace_NT55-115 Grenfell St - Wyatt House_Eighth Floor_802A _ Office | NT-NT55-08-802A | NT55-08-802A-Office | North Terrace | NT | NT55 | 115 Grenfell St - Wyatt House | 08 | Eighth Floor | 802A | 721 | Office of External Engagement | 721 | Office of External Engagement | 13.22 | Office | 1 | Office Space Group | 108 | Office - Professional/General Staff |  | Excellent | 3,295.56 | NO
North Terrace_NT55-115 Grenfell St - Wyatt House_Eighth Floor_802B _ Open Office - DDFound. | NT-NT55-08-802B | NT55-08-802B-Open Office - DDFound. | North Terrace | NT | NT55 | 115 Grenfell St - Wyatt House | 08 | Eighth Floor | 802B | 721 | Office of External Engagement | 721 | Office of External Engagement | 5 | Open Office - DDFound. | 1 | Office Space Group | 108 | Office - Professional/General Staff |  | Excellent | 1,246.43 | NO
North Terrace_NT55-115 Grenfell St - Wyatt House_Eighth Floor_803 _ Office | NT-NT55-08-803 | NT55-08-803-Office | North Terrace | NT | NT55 | 115 Grenfell St - Wyatt House | 08 | Eighth Floor | 803 | 721 | Office of External Engagement | 721 | Office of External Engagement | 14.29 | Office | 1 | Office Space Group | 101 | Office - Academic Staff |  | Excellent | 3,562.29 | NO
North Terrace_NT55-115 Grenfell St - Wyatt House_Eighth Floor_804 _ Comms | NT-NT55-08-804 | NT55-08-804-Comms | North Terrace | NT | NT55 | 115 Grenfell St - Wyatt House | 08 | Eighth Floor | 804 | 850 | ITDS Branch Central Costs | 869 | Information Technology and Digital Services | 6.42 | Comms | 8 | Non Useable Floor Area Space Group | 812 | Non-usable - Comms/network system/Telephone/PABX |  | Excellent | 0.00 | NO
North Terrace_NT55-115 Grenfell St - Wyatt House_Eighth Floor_805 _ Teaching 1 | NT-NT55-08-805 | NT55-08-805-Teaching 1 | North Terrace | NT | NT55 | 115 Grenfell St - Wyatt House | 08 | Eighth Floor | 805 | 731 | English Language Centre | 629 | Education Transformation | 43 | Teaching 1 | 2 | Teaching Space Group | 206 | Lecture/Seminar/Tutorial/Class Room (<30) Flat Floor |  | Good | 11,120.35 | NO
North Terrace_NT55-115 Grenfell St - Wyatt House_Eighth Floor_806 _ Office - Open Plan | NT-NT55-08-806 | NT55-08-806-Office - Open Plan | North Terrace | NT | NT55 | 115 Grenfell St - Wyatt House | 08 | Eighth Floor | 806 | 731 | English Language Centre | 629 | Education Transformation | 67.46 | Office - Open Plan | 1 | Office Space Group | 116 | Open Plan - Professional/General Staff |  | Good | 14,300.01 | NO
North Terrace_NT55-115 Grenfell St - Wyatt House_Eighth Floor_806A _ Office | NT-NT55-08-806A | NT55-08-806A-Office | North Terrace | NT | NT55 | 115 Grenfell St - Wyatt House | 08 | Eighth Floor | 806A | 99967 | University Vacated | 99939 | Unusable Spaces | 32.72 | Office | 1 | Office Space Group | 108 | Office - Professional/General Staff |  | Excellent | 8,156.63 | NO
North Terrace_NT55-115 Grenfell St - Wyatt House_Eighth Floor_806B _ Office | NT-NT55-08-806B | NT55-08-806B-Office | North Terrace | NT | NT55 | 115 Grenfell St - Wyatt House | 08 | Eighth Floor | 806B | 99967 | University Vacated | 99939 | Unusable Spaces | 18.73 | Office | 1 | Office Space Group | 108 | Office - Professional/General Staff |  | Excellent | 4,669.12 | NO
North Terrace_NT55-115 Grenfell St - Wyatt House_Eighth Floor_806C _ Office | NT-NT55-08-806C | NT55-08-806C-Office | North Terrace | NT | NT55 | 115 Grenfell St - Wyatt House | 08 | Eighth Floor | 806C | 99967 | University Vacated | 99939 | Unusable Spaces | 7.08 | Office | 1 | Office Space Group | 108 | Office - Professional/General Staff |  | Excellent | 1,764.94 | NO
North Terrace_NT55-115 Grenfell St - Wyatt House_Eighth Floor_806D _ Meeting | NT-NT55-08-806D | NT55-08-806D-Meeting | North Terrace | NT | NT55 | 115 Grenfell St - Wyatt House | 08 | Eighth Floor | 806D | 99967 | University Vacated | 99939 | Unusable Spaces | 26.77 | Meeting | 6 | General Facility Space Group | 601 | General Facility - Committee/Conference/Meeting room |  | Excellent | 7,474.18 | NO
North Terrace_NT55-115 Grenfell St - Wyatt House_Eighth Floor_806E _ Store | NT-NT55-08-806E | NT55-08-806E-Store | North Terrace | NT | NT55 | 115 Grenfell St - Wyatt House | 08 | Eighth Floor | 806E | 99967 | University Vacated | 99939 | Unusable Spaces | 7.12 | Store | 4 | Ancillary Area Space Group | 419 | Ancillary Area - Store Room - Generic |  | Excellent | 1,561.92 | NO
North Terrace_NT55-115 Grenfell St - Wyatt House_Eighth Floor_806F _ Foyer | NT-NT55-08-806F | NT55-08-806F-Foyer | North Terrace | NT | NT55 | 115 Grenfell St - Wyatt House | 08 | Eighth Floor | 806F | 99967 | University Vacated | 99939 | Unusable Spaces | 9.25 | Foyer | 6 | General Facility Space Group | 623 | General Facility - Waiting Area/Foyer/Reception Area |  | Excellent | 2,582.60 | NO
North Terrace_NT55-115 Grenfell St - Wyatt House_Eighth Floor_807 _ Meeting | NT-NT55-08-807 | NT55-08-807-Meeting | North Terrace | NT | NT55 | 115 Grenfell St - Wyatt House | 08 | Eighth Floor | 807 | 731 | English Language Centre | 629 | Education Transformation | 11.62 | Meeting | 6 | General Facility Space Group | 601 | General Facility - Committee/Conference/Meeting room |  | Good | 2,758.76 | NO
North Terrace_NT55-115 Grenfell St - Wyatt House_Eighth Floor_808 _ Lobby | NT-NT55-08-808 | NT55-08-808-Lobby | North Terrace | NT | NT55 | 115 Grenfell St - Wyatt House | 08 | Eighth Floor | 808 | 731 | English Language Centre | 629 | Education Transformation | 19.84 | Lobby | 8 | Non Useable Floor Area Space Group | 805 | Non-usable - Circulation space |  | Excellent | 0.00 | NO
North Terrace_NT55-115 Grenfell St - Wyatt House_Eighth Floor_809 _ Teaching 3 | NT-NT55-08-809 | NT55-08-809-Teaching 3 | North Terrace | NT | NT55 | 115 Grenfell St - Wyatt House | 08 | Eighth Floor | 809 | 731 | English Language Centre | 629 | Education Transformation | 51.29 | Teaching 3 | 2 | Teaching Space Group | 206 | Lecture/Seminar/Tutorial/Class Room (<30) Flat Floor |  | Good | 13,264.25 | NO
North Terrace_NT55-115 Grenfell St - Wyatt House_Eighth Floor_810 _ Teaching 2 | NT-NT55-08-810 | NT55-08-810-Teaching 2 | North Terrace | NT | NT55 | 115 Grenfell St - Wyatt House | 08 | Eighth Floor | 810 | 731 | English Language Centre | 629 | Education Transformation | 37.66 | Teaching 2 | 2 | Teaching Space Group | 206 | Lecture/Seminar/Tutorial/Class Room (<30) Flat Floor |  | Good | 9,739.36 | NO
North Terrace_NT55-115 Grenfell St - Wyatt House_Eighth Floor_811 _ Utility | NT-NT55-08-811 | NT55-08-811-Utility | North Terrace | NT | NT55 | 115 Grenfell St - Wyatt House | 08 | Eighth Floor | 811 | 731 | English Language Centre | 629 | Education Transformation | 15.01 | Utility | 6 | General Facility Space Group | 603 | General Facility - Resource room |  | Excellent | 4,190.79 | NO
North Terrace_NT55-115 Grenfell St - Wyatt House_Eighth Floor_812 _ WC - Access | NT-NT55-08-812 | NT55-08-812-WC - Access | North Terrace | NT | NT55 | 115 Grenfell St - Wyatt House | 08 | Eighth Floor | 812 | 99939 | Unusable Spaces | 99939 | Unusable Spaces | 5.14 | WC - Access | 8 | Non Useable Floor Area Space Group | 818 | Non-usable - Toilets/Amenities - Unisex Accessible |  | Unknown | 0.00 | NO
North Terrace_NT55-115 Grenfell St - Wyatt House_Eighth Floor_813 _ Reception | NT-NT55-08-813 | NT55-08-813-Reception | North Terrace | NT | NT55 | 115 Grenfell St - Wyatt House | 08 | Eighth Floor | 813 | 731 | English Language Centre | 629 | Education Transformation | 29.73 | Reception | 6 | General Facility Space Group | 623 | General Facility - Waiting Area/Foyer/Reception Area |  | Excellent | 8,300.62 | NO
North Terrace_NT55-115 Grenfell St - Wyatt House_Eighth Floor_814 _ Corr. | NT-NT55-08-814 | NT55-08-814-Corr. | North Terrace | NT | NT55 | 115 Grenfell St - Wyatt House | 08 | Eighth Floor | 814 | 731 | English Language Centre | 629 | Education Transformation | 8.01 | Corr. | 8 | Non Useable Floor Area Space Group | 805 | Non-usable - Circulation space |  | Excellent | 0.00 | NO
North Terrace_NT55-115 Grenfell St - Wyatt House_Eighth Floor_815 _ Tea Room | NT-NT55-08-815 | NT55-08-815-Tea Room | North Terrace | NT | NT55 | 115 Grenfell St - Wyatt House | 08 | Eighth Floor | 815 | 731 | English Language Centre | 629 | Education Transformation | 16.16 | Tea Room | 6 | General Facility Space Group | 608 | General Facility - Kitchen/Servery/Food Storage |  | Excellent | 4,511.87 | NO
North Terrace_NT55-115 Grenfell St - Wyatt House_Eighth Floor_816 _ Meeting | NT-NT55-08-816 | NT55-08-816-Meeting | North Terrace | NT | NT55 | 115 Grenfell St - Wyatt House | 08 | Eighth Floor | 816 | 731 | English Language Centre | 629 | Education Transformation | 16.14 | Meeting | 6 | General Facility Space Group | 601 | General Facility - Committee/Conference/Meeting room |  | Excellent | 4,506.29 | NO
North Terrace_NT55-115 Grenfell St - Wyatt House_Eighth Floor_817 _ Office - Open Plan | NT-NT55-08-817 | NT55-08-817-Office - Open Plan | North Terrace | NT | NT55 | 115 Grenfell St - Wyatt House | 08 | Eighth Floor | 817 | 731 | English Language Centre | 629 | Education Transformation | 70.8 | Office - Open Plan | 1 | Office Space Group | 116 | Open Plan - Professional/General Staff |  | Excellent | 17,649.43 | NO
North Terrace_NT55-115 Grenfell St - Wyatt House_Eighth Floor_818 _ Store | NT-NT55-08-818 | NT55-08-818-Store | North Terrace | NT | NT55 | 115 Grenfell St - Wyatt House | 08 | Eighth Floor | 818 | 731 | English Language Centre | 629 | Education Transformation | 9.55 | Store | 4 | Ancillary Area Space Group | 419 | Ancillary Area - Store Room - Generic |  | Excellent | 2,095.00 | NO
North Terrace_NT55-115 Grenfell St - Wyatt House_Eighth Floor_819 _ Corr. | NT-NT55-08-819 | NT55-08-819-Corr. | North Terrace | NT | NT55 | 115 Grenfell St - Wyatt House | 08 | Eighth Floor | 819 | 731 | English Language Centre | 629 | Education Transformation | 12.82 | Corr. | 8 | Non Useable Floor Area Space Group | 805 | Non-usable - Circulation space |  | Excellent | 0.00 | NO
North Terrace_NT55-115 Grenfell St - Wyatt House_Eighth Floor_820 _ Office | NT-NT55-08-820 | NT55-08-820-Office | North Terrace | NT | NT55 | 115 Grenfell St - Wyatt House | 08 | Eighth Floor | 820 | 731 | English Language Centre | 629 | Education Transformation | 6.84 | Office | 1 | Office Space Group | 108 | Office - Professional/General Staff |  | Excellent | 1,705.11 | NO
North Terrace_NT55-115 Grenfell St - Wyatt House_Eighth Floor_821 _ Office | NT-NT55-08-821 | NT55-08-821-Office | North Terrace | NT | NT55 | 115 Grenfell St - Wyatt House | 08 | Eighth Floor | 821 | 731 | English Language Centre | 629 | Education Transformation | 6.9 | Office | 1 | Office Space Group | 108 | Office - Professional/General Staff |  | Excellent | 1,720.07 | NO
North Terrace_NT55-115 Grenfell St - Wyatt House_Eighth Floor_822 _ Office | NT-NT55-08-822 | NT55-08-822-Office | North Terrace | NT | NT55 | 115 Grenfell St - Wyatt House | 08 | Eighth Floor | 822 | 731 | English Language Centre | 629 | Education Transformation | 6.76 | Office | 1 | Office Space Group | 108 | Office - Professional/General Staff |  | Excellent | 1,685.17 | NO
North Terrace_NT55-115 Grenfell St - Wyatt House_Eighth Floor_823 _ Office | NT-NT55-08-823 | NT55-08-823-Office | North Terrace | NT | NT55 | 115 Grenfell St - Wyatt House | 08 | Eighth Floor | 823 | 731 | English Language Centre | 629 | Education Transformation | 15.2 | Office | 1 | Office Space Group | 108 | Office - Professional/General Staff |  | Excellent | 3,789.14 | NO
North Terrace_NT55-115 Grenfell St - Wyatt House_Ninth Floor_9.00M _ WC -M | NT-NT55-09-9.00M | NT55-09-9.00M-WC -M | North Terrace | NT | NT55 | 115 Grenfell St - Wyatt House | 09 | Ninth Floor | 9.00M | 99939 | Unusable Spaces | 99939 | Unusable Spaces | 10.11 | WC -M | 8 | Non Useable Floor Area Space Group | 821 | Non-usable - Toilets/Amenities - Male |  | Unknown | 0.00 | NO
North Terrace_NT55-115 Grenfell St - Wyatt House_Ninth Floor_9.00N _ A/L | NT-NT55-09-9.00N | NT55-09-9.00N-A/L | North Terrace | NT | NT55 | 115 Grenfell St - Wyatt House | 09 | Ninth Floor | 9.00N | 99939 | Unusable Spaces | 99939 | Unusable Spaces | 1.27 | A/L | 8 | Non Useable Floor Area Space Group | 805 | Non-usable - Circulation space |  | Unknown | 0.00 | NO
North Terrace_NT55-115 Grenfell St - Wyatt House_Ninth Floor_9.00W _ WC - F | NT-NT55-09-9.00W | NT55-09-9.00W-WC - F | North Terrace | NT | NT55 | 115 Grenfell St - Wyatt House | 09 | Ninth Floor | 9.00W | 99939 | Unusable Spaces | 99939 | Unusable Spaces | 7.85 | WC - F | 8 | Non Useable Floor Area Space Group | 820 | Non-usable - Toilets/Amenities - Female |  | Unknown | 0.00 | NO
North Terrace_NT55-115 Grenfell St - Wyatt House_Ninth Floor_9.00X _ A/L | NT-NT55-09-9.00X | NT55-09-9.00X-A/L | North Terrace | NT | NT55 | 115 Grenfell St - Wyatt House | 09 | Ninth Floor | 9.00X | 99939 | Unusable Spaces | 99939 | Unusable Spaces | 1.21 | A/L | 8 | Non Useable Floor Area Space Group | 805 | Non-usable - Circulation space |  | Unknown | 0.00 | NO
North Terrace_NT55-115 Grenfell St - Wyatt House_Ninth Floor_900 _ Waiting | NT-NT55-09-900 | NT55-09-900-Waiting | North Terrace | NT | NT55 | 115 Grenfell St - Wyatt House | 09 | Ninth Floor | 900 | 99939 | Unusable Spaces | 99939 | Unusable Spaces | 44.59 | Waiting | 8 | Non Useable Floor Area Space Group | 805 | Non-usable - Circulation space |  | Unknown | 0.00 | NO
North Terrace_NT55-115 Grenfell St - Wyatt House_Ninth Floor_900A _ Corr. | NT-NT55-09-900A | NT55-09-900A-Corr. | North Terrace | NT | NT55 | 115 Grenfell St - Wyatt House | 09 | Ninth Floor | 900A | 99939 | Unusable Spaces | 99939 | Unusable Spaces | 33.11 | Corr. | 8 | Non Useable Floor Area Space Group | 805 | Non-usable - Circulation space |  | Unknown | 0.00 | NO
North Terrace_NT55-115 Grenfell St - Wyatt House_Ninth Floor_900B _ Corr. | NT-NT55-09-900B | NT55-09-900B-Corr. | North Terrace | NT | NT55 | 115 Grenfell St - Wyatt House | 09 | Ninth Floor | 900B | 99939 | Unusable Spaces | 99939 | Unusable Spaces | 17.31 | Corr. | 8 | Non Useable Floor Area Space Group | 805 | Non-usable - Circulation space |  | Unknown | 0.00 | NO
North Terrace_NT55-115 Grenfell St - Wyatt House_Ninth Floor_900D _ Corr. | NT-NT55-09-900D | NT55-09-900D-Corr. | North Terrace | NT | NT55 | 115 Grenfell St - Wyatt House | 09 | Ninth Floor | 900D | 99939 | Unusable Spaces | 99939 | Unusable Spaces | 39.66 | Corr. | 8 | Non Useable Floor Area Space Group | 805 | Non-usable - Circulation space |  | Unknown | 0.00 | NO
North Terrace_NT55-115 Grenfell St - Wyatt House_Ninth Floor_901 _ Lecture Room | NT-NT55-09-901 | NT55-09-901-Lecture Room | North Terrace | NT | NT55 | 115 Grenfell St - Wyatt House | 09 | Ninth Floor | 901 | 731 | English Language Centre | 629 | Education Transformation | 89.71 | Lecture Room | 2 | Teaching Space Group | 206 | Lecture/Seminar/Tutorial/Class Room (<30) Flat Floor |  | Good | 23,200.15 | NO
North Terrace_NT55-115 Grenfell St - Wyatt House_Ninth Floor_902 _ Lecture Room | NT-NT55-09-902 | NT55-09-902-Lecture Room | North Terrace | NT | NT55 | 115 Grenfell St - Wyatt House | 09 | Ninth Floor | 902 | 731 | English Language Centre | 629 | Education Transformation | 58.32 | Lecture Room | 2 | Teaching Space Group | 206 | Lecture/Seminar/Tutorial/Class Room (<30) Flat Floor |  | Good | 15,082.30 | NO
North Terrace_NT55-115 Grenfell St - Wyatt House_Ninth Floor_902A _ Corr. | NT-NT55-09-902A | NT55-09-902A-Corr. | North Terrace | NT | NT55 | 115 Grenfell St - Wyatt House | 09 | Ninth Floor | 902A | 99939 | Unusable Spaces | 99939 | Unusable Spaces | 3.62 | Corr. | 8 | Non Useable Floor Area Space Group | 805 | Non-usable - Circulation space |  | Unknown | 0.00 | NO
North Terrace_NT55-115 Grenfell St - Wyatt House_Ninth Floor_903 _ Lecture Room | NT-NT55-09-903 | NT55-09-903-Lecture Room | North Terrace | NT | NT55 | 115 Grenfell St - Wyatt House | 09 | Ninth Floor | 903 | 731 | English Language Centre | 629 | Education Transformation | 43.69 | Lecture Room | 2 | Teaching Space Group | 206 | Lecture/Seminar/Tutorial/Class Room (<30) Flat Floor |  | Good | 11,298.79 | NO
North Terrace_NT55-115 Grenfell St - Wyatt House_Ninth Floor_904 _ Meeting | NT-NT55-09-904 | NT55-09-904-Meeting | North Terrace | NT | NT55 | 115 Grenfell St - Wyatt House | 09 | Ninth Floor | 904 | 731 | English Language Centre | 629 | Education Transformation | 14.82 | Meeting | 6 | General Facility Space Group | 601 | General Facility - Committee/Conference/Meeting room |  | Excellent | 4,137.74 | NO
North Terrace_NT55-115 Grenfell St - Wyatt House_Ninth Floor_905 _ Meeting | NT-NT55-09-905 | NT55-09-905-Meeting | North Terrace | NT | NT55 | 115 Grenfell St - Wyatt House | 09 | Ninth Floor | 905 | 731 | English Language Centre | 629 | Education Transformation | 22.28 | Meeting | 6 | General Facility Space Group | 601 | General Facility - Committee/Conference/Meeting room |  | Excellent | 6,220.58 | NO
North Terrace_NT55-115 Grenfell St - Wyatt House_Ninth Floor_906 _ Chaperone Room | NT-NT55-09-906 | NT55-09-906-Chaperone Room | North Terrace | NT | NT55 | 115 Grenfell St - Wyatt House | 09 | Ninth Floor | 906 | 731 | English Language Centre | 629 | Education Transformation | 23.93 | Chaperone Room | 6 | General Facility Space Group | 600 | General Facility - Specific type not defined |  | Excellent | 6,681.26 | NO
North Terrace_NT55-115 Grenfell St - Wyatt House_Ninth Floor_907 _ Office | NT-NT55-09-907 | NT55-09-907-Office | North Terrace | NT | NT55 | 115 Grenfell St - Wyatt House | 09 | Ninth Floor | 907 | 731 | English Language Centre | 629 | Education Transformation | 15.2 | Office | 1 | Office Space Group | 108 | Office - Professional/General Staff |  | Excellent | 3,789.14 | NO
North Terrace_NT55-115 Grenfell St - Wyatt House_Ninth Floor_908 _ Office | NT-NT55-09-908 | NT55-09-908-Office | North Terrace | NT | NT55 | 115 Grenfell St - Wyatt House | 09 | Ninth Floor | 908 | 731 | English Language Centre | 629 | Education Transformation | 13.32 | Office | 1 | Office Space Group | 108 | Office - Professional/General Staff |  | Excellent | 3,320.49 | NO
North Terrace_NT55-115 Grenfell St - Wyatt House_Ninth Floor_909 _ Office | NT-NT55-09-909 | NT55-09-909-Office | North Terrace | NT | NT55 | 115 Grenfell St - Wyatt House | 09 | Ninth Floor | 909 | 731 | English Language Centre | 629 | Education Transformation | 13.76 | Office | 1 | Office Space Group | 108 | Office - Professional/General Staff |  | Excellent | 3,430.17 | NO
North Terrace_NT55-115 Grenfell St - Wyatt House_Ninth Floor_910 _ Reception | NT-NT55-09-910 | NT55-09-910-Reception | North Terrace | NT | NT55 | 115 Grenfell St - Wyatt House | 09 | Ninth Floor | 910 | 731 | English Language Centre | 629 | Education Transformation | 19.21 | Reception | 6 | General Facility Space Group | 623 | General Facility - Waiting Area/Foyer/Reception Area |  | Excellent | 5,363.43 | NO
North Terrace_NT55-115 Grenfell St - Wyatt House_Ninth Floor_911 _ Meeting / Cafe | NT-NT55-09-911 | NT55-09-911-Meeting / Cafe | North Terrace | NT | NT55 | 115 Grenfell St - Wyatt House | 09 | Ninth Floor | 911 | 731 | English Language Centre | 629 | Education Transformation | 40.35 | Meeting / Cafe | 6 | General Facility Space Group | 601 | General Facility - Committee/Conference/Meeting room |  | Excellent | 11,265.72 | NO
North Terrace_NT55-115 Grenfell St - Wyatt House_Ninth Floor_912 _ Office | NT-NT55-09-912 | NT55-09-912-Office | North Terrace | NT | NT55 | 115 Grenfell St - Wyatt House | 09 | Ninth Floor | 912 | 731 | English Language Centre | 629 | Education Transformation | 14.79 | Office | 1 | Office Space Group | 108 | Office - Professional/General Staff |  | Excellent | 3,686.94 | NO
North Terrace_NT55-115 Grenfell St - Wyatt House_Ninth Floor_913 _ Office - Director | NT-NT55-09-913 | NT55-09-913-Office - Director | North Terrace | NT | NT55 | 115 Grenfell St - Wyatt House | 09 | Ninth Floor | 913 | 731 | English Language Centre | 629 | Education Transformation | 24.73 | Office - Director | 1 | Office Space Group | 108 | Office - Professional/General Staff |  | Excellent | 6,164.84 | NO
North Terrace_NT55-115 Grenfell St - Wyatt House_Ninth Floor_914 _ Kitchen | NT-NT55-09-914 | NT55-09-914-Kitchen | North Terrace | NT | NT55 | 115 Grenfell St - Wyatt House | 09 | Ninth Floor | 914 | 731 | English Language Centre | 629 | Education Transformation | 8.28 | Kitchen | 6 | General Facility Space Group | 608 | General Facility - Kitchen/Servery/Food Storage |  | Excellent | 2,311.78 | NO
North Terrace_NT55-115 Grenfell St - Wyatt House_Ninth Floor_915 _ Office - Open Plan | NT-NT55-09-915 | NT55-09-915-Office - Open Plan | North Terrace | NT | NT55 | 115 Grenfell St - Wyatt House | 09 | Ninth Floor | 915 | 731 | English Language Centre | 629 | Education Transformation | 38.51 | Office - Open Plan | 1 | Office Space Group | 116 | Open Plan - Professional/General Staff |  | Excellent | 9,599.99 | NO
North Terrace_NT55-115 Grenfell St - Wyatt House_Ninth Floor_916 _ Comms | NT-NT55-09-916 | NT55-09-916-Comms | North Terrace | NT | NT55 | 115 Grenfell St - Wyatt House | 09 | Ninth Floor | 916 | 850 | ITDS Branch Central Costs | 869 | Information Technology and Digital Services | 6.24 | Comms | 8 | Non Useable Floor Area Space Group | 812 | Non-usable - Comms/network system/Telephone/PABX |  | Excellent | 0.00 | NO
North Terrace_NT55-115 Grenfell St - Wyatt House_Ninth Floor_917 _ Utility | NT-NT55-09-917 | NT55-09-917-Utility | North Terrace | NT | NT55 | 115 Grenfell St - Wyatt House | 09 | Ninth Floor | 917 | 731 | English Language Centre | 629 | Education Transformation | 14.67 | Utility | 6 | General Facility Space Group | 603 | General Facility - Resource room |  | Excellent | 4,095.86 | NO
North Terrace_NT55-115 Grenfell St - Wyatt House_Ninth Floor_919 _ Office - Open Plan | NT-NT55-09-919 | NT55-09-919-Office - Open Plan | North Terrace | NT | NT55 | 115 Grenfell St - Wyatt House | 09 | Ninth Floor | 919 | 731 | English Language Centre | 629 | Education Transformation | 21.26 | Office - Open Plan | 1 | Office Space Group | 116 | Open Plan - Professional/General Staff |  | Excellent | 5,299.81 | NO
North Terrace_NT55-115 Grenfell St - Wyatt House_Ninth Floor_920 _ Entry | NT-NT55-09-920 | NT55-09-920-Entry | North Terrace | NT | NT55 | 115 Grenfell St - Wyatt House | 09 | Ninth Floor | 920 | 731 | English Language Centre | 629 | Education Transformation | 18.26 | Entry | 8 | Non Useable Floor Area Space Group | 805 | Non-usable - Circulation space |  | Excellent | 0.00 | NO
North Terrace_NT55-115 Grenfell St - Wyatt House_Ninth Floor_921 _ Reception Office | NT-NT55-09-921 | NT55-09-921-Reception Office | North Terrace | NT | NT55 | 115 Grenfell St - Wyatt House | 09 | Ninth Floor | 921 | 731 | English Language Centre | 629 | Education Transformation | 51.43 | Reception Office | 6 | General Facility Space Group | 623 | General Facility - Waiting Area/Foyer/Reception Area |  | Excellent | 14,359.26 | NO
North Terrace_NT55-115 Grenfell St - Wyatt House_Ninth Floor_922 _ Office | NT-NT55-09-922 | NT55-09-922-Office | North Terrace | NT | NT55 | 115 Grenfell St - Wyatt House | 09 | Ninth Floor | 922 | 731 | English Language Centre | 629 | Education Transformation | 19.48 | Office | 1 | Office Space Group | 108 | Office - Professional/General Staff |  | Excellent | 4,856.09 | NO
North Terrace_NT55-115 Grenfell St - Wyatt House_Ninth Floor_923 _ Meeting | NT-NT55-09-923 | NT55-09-923-Meeting | North Terrace | NT | NT55 | 115 Grenfell St - Wyatt House | 09 | Ninth Floor | 923 | 731 | English Language Centre | 629 | Education Transformation | 32.27 | Meeting | 6 | General Facility Space Group | 601 | General Facility - Committee/Conference/Meeting room |  | Excellent | 9,009.79 | NO
North Terrace_NT55-115 Grenfell St - Wyatt House_Ninth Floor_924 _ Office | NT-NT55-09-924 | NT55-09-924-Office | North Terrace | NT | NT55 | 115 Grenfell St - Wyatt House | 09 | Ninth Floor | 924 | 731 | English Language Centre | 629 | Education Transformation | 16.57 | Office | 1 | Office Space Group | 108 | Office - Professional/General Staff |  | Excellent | 4,130.66 | NO
North Terrace_NT55-115 Grenfell St - Wyatt House_Ninth Floor_925 _ Office | NT-NT55-09-925 | NT55-09-925-Office | North Terrace | NT | NT55 | 115 Grenfell St - Wyatt House | 09 | Ninth Floor | 925 | 731 | English Language Centre | 629 | Education Transformation | 18.14 | Office | 1 | Office Space Group | 108 | Office - Professional/General Staff |  | Excellent | 4,522.04 | NO
North Terrace_NT55-115 Grenfell St - Wyatt House_Ninth Floor_926 _ Office | NT-NT55-09-926 | NT55-09-926-Office | North Terrace | NT | NT55 | 115 Grenfell St - Wyatt House | 09 | Ninth Floor | 926 | 731 | English Language Centre | 629 | Education Transformation | 17.04 | Office | 1 | Office Space Group | 108 | Office - Professional/General Staff |  | Excellent | 4,247.83 | NO
North Terrace_NT55-115 Grenfell St - Wyatt House_Ninth Floor_927 _ Office | NT-NT55-09-927 | NT55-09-927-Office | North Terrace | NT | NT55 | 115 Grenfell St - Wyatt House | 09 | Ninth Floor | 927 | 731 | English Language Centre | 629 | Education Transformation | 21.39 | Office | 1 | Office Space Group | 108 | Office - Professional/General Staff |  | Excellent | 5,332.22 | NO
North Terrace_NT55-115 Grenfell St - Wyatt House_Ninth Floor_928 _ Office | NT-NT55-09-928 | NT55-09-928-Office | North Terrace | NT | NT55 | 115 Grenfell St - Wyatt House | 09 | Ninth Floor | 928 | 731 | English Language Centre | 629 | Education Transformation | 10.11 | Office | 1 | Office Space Group | 108 | Office - Professional/General Staff |  | Excellent | 2,520.28 | NO
North Terrace_NT55-115 Grenfell St - Wyatt House_Eleventh Floor_11.00A _ Corr. | NT-NT55-11-11.00A | NT55-11-11.00A-Corr. | North Terrace | NT | NT55 | 115 Grenfell St - Wyatt House | 11 | Eleventh Floor | 11.00A | 99939 | Unusable Spaces | 99939 | Unusable Spaces | 30.52 | Corr. | 8 | Non Useable Floor Area Space Group | 805 | Non-usable - Circulation space |  | Unknown | 0.00 | NO
North Terrace_NT55-115 Grenfell St - Wyatt House_Eleventh Floor_11.00B _ Corr. | NT-NT55-11-11.00B | NT55-11-11.00B-Corr. | North Terrace | NT | NT55 | 115 Grenfell St - Wyatt House | 11 | Eleventh Floor | 11.00B | 99939 | Unusable Spaces | 99939 | Unusable Spaces | 9.99 | Corr. | 8 | Non Useable Floor Area Space Group | 805 | Non-usable - Circulation space |  | Unknown | 0.00 | NO
North Terrace_NT55-115 Grenfell St - Wyatt House_Eleventh Floor_11.00C _ Corr. | NT-NT55-11-11.00C | NT55-11-11.00C-Corr. | North Terrace | NT | NT55 | 115 Grenfell St - Wyatt House | 11 | Eleventh Floor | 11.00C | 99939 | Unusable Spaces | 99939 | Unusable Spaces | 52.85 | Corr. | 8 | Non Useable Floor Area Space Group | 805 | Non-usable - Circulation space |  | Unknown | 0.00 | NO
North Terrace_NT55-115 Grenfell St - Wyatt House_Eleventh Floor_11.00M _ WC -M | NT-NT55-11-11.00M | NT55-11-11.00M-WC -M | North Terrace | NT | NT55 | 115 Grenfell St - Wyatt House | 11 | Eleventh Floor | 11.00M | 99939 | Unusable Spaces | 99939 | Unusable Spaces | 10.11 | WC -M | 8 | Non Useable Floor Area Space Group | 821 | Non-usable - Toilets/Amenities - Male |  | Unknown | 0.00 | NO
North Terrace_NT55-115 Grenfell St - Wyatt House_Eleventh Floor_11.00N _ A/L | NT-NT55-11-11.00N | NT55-11-11.00N-A/L | North Terrace | NT | NT55 | 115 Grenfell St - Wyatt House | 11 | Eleventh Floor | 11.00N | 99939 | Unusable Spaces | 99939 | Unusable Spaces | 1.27 | A/L | 8 | Non Useable Floor Area Space Group | 805 | Non-usable - Circulation space |  | Unknown | 0.00 | NO
North Terrace_NT55-115 Grenfell St - Wyatt House_Eleventh Floor_11.00W _ WC -M | NT-NT55-11-11.00W | NT55-11-11.00W-WC -M | North Terrace | NT | NT55 | 115 Grenfell St - Wyatt House | 11 | Eleventh Floor | 11.00W | 99939 | Unusable Spaces | 99939 | Unusable Spaces | 7.85 | WC -M | 8 | Non Useable Floor Area Space Group | 823 | Non-usable - Toilets/Amenities - Female Accessible |  | Unknown | 0.00 | NO
North Terrace_NT55-115 Grenfell St - Wyatt House_Eleventh Floor_11.00X _ A/L | NT-NT55-11-11.00X | NT55-11-11.00X-A/L | North Terrace | NT | NT55 | 115 Grenfell St - Wyatt House | 11 | Eleventh Floor | 11.00X | 99939 | Unusable Spaces | 99939 | Unusable Spaces | 1.06 | A/L | 8 | Non Useable Floor Area Space Group | 805 | Non-usable - Circulation space |  | Unknown | 0.00 | NO
North Terrace_NT55-115 Grenfell St - Wyatt House_Eleventh Floor_11.01 _ Lecture Room | NT-NT55-11-11.01 | NT55-11-11.01-Lecture Room | North Terrace | NT | NT55 | 115 Grenfell St - Wyatt House | 11 | Eleventh Floor | 11.01 | 731 | English Language Centre | 629 | Education Transformation | 46.81 | Lecture Room | 2 | Teaching Space Group | 206 | Lecture/Seminar/Tutorial/Class Room (<30) Flat Floor |  | Good | 12,105.66 | NO
North Terrace_NT55-115 Grenfell St - Wyatt House_Eleventh Floor_11.02 _ Lecture Room | NT-NT55-11-11.02 | NT55-11-11.02-Lecture Room | North Terrace | NT | NT55 | 115 Grenfell St - Wyatt House | 11 | Eleventh Floor | 11.02 | 731 | English Language Centre | 629 | Education Transformation | 44.81 | Lecture Room | 2 | Teaching Space Group | 206 | Lecture/Seminar/Tutorial/Class Room (<30) Flat Floor |  | Good | 11,588.44 | NO
North Terrace_NT55-115 Grenfell St - Wyatt House_Eleventh Floor_11.03 _ Tutorial | NT-NT55-11-11.03 | NT55-11-11.03-Tutorial | North Terrace | NT | NT55 | 115 Grenfell St - Wyatt House | 11 | Eleventh Floor | 11.03 | 731 | English Language Centre | 629 | Education Transformation | 15.53 | Tutorial | 2 | Teaching Space Group | 206 | Lecture/Seminar/Tutorial/Class Room (<30) Flat Floor |  | Good | 4,016.26 | NO
North Terrace_NT55-115 Grenfell St - Wyatt House_Eleventh Floor_11.04 _ Common Room | NT-NT55-11-11.04 | NT55-11-11.04-Common Room | North Terrace | NT | NT55 | 115 Grenfell St - Wyatt House | 11 | Eleventh Floor | 11.04 | 731 | English Language Centre | 629 | Education Transformation | 57.94 | Common Room | 2 | Teaching Space Group | 206 | Lecture/Seminar/Tutorial/Class Room (<30) Flat Floor |  | Good | 14,984.02 | NO
North Terrace_NT55-115 Grenfell St - Wyatt House_Eleventh Floor_11.05 _ Computer Pool | NT-NT55-11-11.05 | NT55-11-11.05-Computer Pool | North Terrace | NT | NT55 | 115 Grenfell St - Wyatt House | 11 | Eleventh Floor | 11.05 | 731 | English Language Centre | 629 | Education Transformation | 45.33 | Computer Pool | 3 | Specialist Teaching or Research Space Group | 310 | Laboratory - Computing - Open Access |  | Good | 12,779.90 | NO
North Terrace_NT55-115 Grenfell St - Wyatt House_Eleventh Floor_11.05A _ Store | NT-NT55-11-11.05A | NT55-11-11.05A-Store | North Terrace | NT | NT55 | 115 Grenfell St - Wyatt House | 11 | Eleventh Floor | 11.05A | 731 | English Language Centre | 629 | Education Transformation | 5.58 | Store | 4 | Ancillary Area Space Group | 419 | Ancillary Area - Store Room - Generic |  | Excellent | 1,224.09 | NO
North Terrace_NT55-115 Grenfell St - Wyatt House_Eleventh Floor_11.05B _ Store | NT-NT55-11-11.05B | NT55-11-11.05B-Store | North Terrace | NT | NT55 | 115 Grenfell St - Wyatt House | 11 | Eleventh Floor | 11.05B | 731 | English Language Centre | 629 | Education Transformation | 1.44 | Store | 4 | Ancillary Area Space Group | 419 | Ancillary Area - Store Room - Generic |  | Excellent | 315.89 | NO
North Terrace_NT55-115 Grenfell St - Wyatt House_Eleventh Floor_11.06 _ Lecture Room | NT-NT55-11-11.06 | NT55-11-11.06-Lecture Room | North Terrace | NT | NT55 | 115 Grenfell St - Wyatt House | 11 | Eleventh Floor | 11.06 | 731 | English Language Centre | 629 | Education Transformation | 54.22 | Lecture Room | 2 | Teaching Space Group | 206 | Lecture/Seminar/Tutorial/Class Room (<30) Flat Floor |  | Good | 14,021.98 | NO
North Terrace_NT55-115 Grenfell St - Wyatt House_Eleventh Floor_11.07 _ Lecture Room | NT-NT55-11-11.07 | NT55-11-11.07-Lecture Room | North Terrace | NT | NT55 | 115 Grenfell St - Wyatt House | 11 | Eleventh Floor | 11.07 | 731 | English Language Centre | 629 | Education Transformation | 53.05 | Lecture Room | 2 | Teaching Space Group | 206 | Lecture/Seminar/Tutorial/Class Room (<30) Flat Floor |  | Good | 13,719.41 | NO
North Terrace_NT55-115 Grenfell St - Wyatt House_Eleventh Floor_11.08 _ Lecture Room | NT-NT55-11-11.08 | NT55-11-11.08-Lecture Room | North Terrace | NT | NT55 | 115 Grenfell St - Wyatt House | 11 | Eleventh Floor | 11.08 | 731 | English Language Centre | 629 | Education Transformation | 53.05 | Lecture Room | 2 | Teaching Space Group | 206 | Lecture/Seminar/Tutorial/Class Room (<30) Flat Floor |  | Good | 13,719.41 | NO
North Terrace_NT55-115 Grenfell St - Wyatt House_Eleventh Floor_11.09 _ Lecture Room | NT-NT55-11-11.09 | NT55-11-11.09-Lecture Room | North Terrace | NT | NT55 | 115 Grenfell St - Wyatt House | 11 | Eleventh Floor | 11.09 | 731 | English Language Centre | 629 | Education Transformation | 58.02 | Lecture Room | 2 | Teaching Space Group | 206 | Lecture/Seminar/Tutorial/Class Room (<30) Flat Floor |  | Good | 15,004.71 | NO
North Terrace_NT55-115 Grenfell St - Wyatt House_Eleventh Floor_11.10 _ Lecture Room | NT-NT55-11-11.10 | NT55-11-11.10-Lecture Room | North Terrace | NT | NT55 | 115 Grenfell St - Wyatt House | 11 | Eleventh Floor | 11.10 | 731 | English Language Centre | 629 | Education Transformation | 39.8 | Lecture Room | 2 | Teaching Space Group | 206 | Lecture/Seminar/Tutorial/Class Room (<30) Flat Floor |  | Good | 10,292.79 | NO
North Terrace_NT55-115 Grenfell St - Wyatt House_Eleventh Floor_11.11 _ Meeting / Utility | NT-NT55-11-11.11 | NT55-11-11.11-Meeting / Utility | North Terrace | NT | NT55 | 115 Grenfell St - Wyatt House | 11 | Eleventh Floor | 11.11 | 731 | English Language Centre | 629 | Education Transformation | 22.01 | Meeting / Utility | 6 | General Facility Space Group | 601 | General Facility - Committee/Conference/Meeting room |  | Excellent | 6,145.19 | NO
North Terrace_NT55-115 Grenfell St - Wyatt House_Eleventh Floor_11.12 _ Meeting | NT-NT55-11-11.12 | NT55-11-11.12-Meeting | North Terrace | NT | NT55 | 115 Grenfell St - Wyatt House | 11 | Eleventh Floor | 11.12 | 731 | English Language Centre | 629 | Education Transformation | 15.93 | Meeting | 6 | General Facility Space Group | 601 | General Facility - Committee/Conference/Meeting room |  | Excellent | 4,447.66 | NO
North Terrace_NT55-115 Grenfell St - Wyatt House_Eleventh Floor_11.13 _ Comms | NT-NT55-11-11.13 | NT55-11-11.13-Comms | North Terrace | NT | NT55 | 115 Grenfell St - Wyatt House | 11 | Eleventh Floor | 11.13 | 850 | ITDS Branch Central Costs | 869 | Information Technology and Digital Services | 6.67 | Comms | 8 | Non Useable Floor Area Space Group | 812 | Non-usable - Comms/network system/Telephone/PABX |  | Excellent | 0.00 | NO
North Terrace_NT55-115 Grenfell St - Wyatt House_Eleventh Floor_11.14 _ Video Conference Room | NT-NT55-11-11.14 | NT55-11-11.14-Video Conference Room | North Terrace | NT | NT55 | 115 Grenfell St - Wyatt House | 11 | Eleventh Floor | 11.14 | 731 | English Language Centre | 629 | Education Transformation | 9.06 | Video Conference Room | 6 | General Facility Space Group | 601 | General Facility - Committee/Conference/Meeting room |  | Excellent | 2,529.55 | NO
North Terrace_NT55-115 Grenfell St - Wyatt House_Eleventh Floor_11.15 _ WC - U - access | NT-NT55-11-11.15 | NT55-11-11.15-WC - U - access | North Terrace | NT | NT55 | 115 Grenfell St - Wyatt House | 11 | Eleventh Floor | 11.15 | 99939 | Unusable Spaces | 99939 | Unusable Spaces | 8.05 | WC - U - access | 8 | Non Useable Floor Area Space Group | 818 | Non-usable - Toilets/Amenities - Unisex Accessible |  | Unknown | 0.00 | NO
North Terrace_NT55-115 Grenfell St - Wyatt House_Eleventh Floor_11.15A _ A/L | NT-NT55-11-11.15A | NT55-11-11.15A-A/L | North Terrace | NT | NT55 | 115 Grenfell St - Wyatt House | 11 | Eleventh Floor | 11.15A | 99939 | Unusable Spaces | 99939 | Unusable Spaces | 2.21 | A/L | 8 | Non Useable Floor Area Space Group | 805 | Non-usable - Circulation space |  | Unknown | 0.00 | NO
North Terrace_NT55-115 Grenfell St - Wyatt House_Eleventh Floor_11.16 _ WC - F | NT-NT55-11-11.16 | NT55-11-11.16-WC - F | North Terrace | NT | NT55 | 115 Grenfell St - Wyatt House | 11 | Eleventh Floor | 11.16 | 99939 | Unusable Spaces | 99939 | Unusable Spaces | 15.54 | WC - F | 8 | Non Useable Floor Area Space Group | 820 | Non-usable - Toilets/Amenities - Female |  | Unknown | 0.00 | NO
North Terrace_NT55-115 Grenfell St - Wyatt House_Eleventh Floor_11.16A _ A/L | NT-NT55-11-11.16A | NT55-11-11.16A-A/L | North Terrace | NT | NT55 | 115 Grenfell St - Wyatt House | 11 | Eleventh Floor | 11.16A | 99939 | Unusable Spaces | 99939 | Unusable Spaces | 5.73 | A/L | 8 | Non Useable Floor Area Space Group | 805 | Non-usable - Circulation space |  | Unknown | 0.00 | NO
North Terrace_NT55-115 Grenfell St - Wyatt House_Eleventh Floor_11.17 _ Office | NT-NT55-11-11.17 | NT55-11-11.17-Office | North Terrace | NT | NT55 | 115 Grenfell St - Wyatt House | 11 | Eleventh Floor | 11.17 | 731 | English Language Centre | 629 | Education Transformation | 10.53 | Office | 1 | Office Space Group | 108 | Office - Professional/General Staff |  | Excellent | 2,624.98 | NO
North Terrace_NT55-115 Grenfell St - Wyatt House_Eleventh Floor_11.18 _ Office | NT-NT55-11-11.18 | NT55-11-11.18-Office | North Terrace | NT | NT55 | 115 Grenfell St - Wyatt House | 11 | Eleventh Floor | 11.18 | 731 | English Language Centre | 629 | Education Transformation | 11.03 | Office | 1 | Office Space Group | 108 | Office - Professional/General Staff |  | Excellent | 2,749.62 | NO
North Terrace_NT55-115 Grenfell St - Wyatt House_Eleventh Floor_11.19 _ Corr. | NT-NT55-11-11.19 | NT55-11-11.19-Corr. | North Terrace | NT | NT55 | 115 Grenfell St - Wyatt House | 11 | Eleventh Floor | 11.19 | 99939 | Unusable Spaces | 99939 | Unusable Spaces | 42.24 | Corr. | 8 | Non Useable Floor Area Space Group | 805 | Non-usable - Circulation space |  | Unknown | 0.00 | NO
North Terrace_NT55-115 Grenfell St - Wyatt House_Eleventh Floor_11.19A _ Workstation | NT-NT55-11-11.19A | NT55-11-11.19A-Workstation | North Terrace | NT | NT55 | 115 Grenfell St - Wyatt House | 11 | Eleventh Floor | 11.19A | 731 | English Language Centre | 629 | Education Transformation | 4.33 | Workstation | 1 | Office Space Group | 116 | Open Plan - Professional/General Staff |  | Excellent | 1,079.41 | NO
North Terrace_NT55-115 Grenfell St - Wyatt House_Eleventh Floor_11.19B _ Workstation | NT-NT55-11-11.19B | NT55-11-11.19B-Workstation | North Terrace | NT | NT55 | 115 Grenfell St - Wyatt House | 11 | Eleventh Floor | 11.19B | 731 | English Language Centre | 629 | Education Transformation | 7.64 | Workstation | 1 | Office Space Group | 116 | Open Plan - Professional/General Staff |  | Excellent | 1,904.54 | NO
North Terrace_NT55-115 Grenfell St - Wyatt House_Eleventh Floor_11.19C _ Workstation | NT-NT55-11-11.19C | NT55-11-11.19C-Workstation | North Terrace | NT | NT55 | 115 Grenfell St - Wyatt House | 11 | Eleventh Floor | 11.19C | 731 | English Language Centre | 629 | Education Transformation | 7 | Workstation | 1 | Office Space Group | 116 | Open Plan - Professional/General Staff |  | Excellent | 1,745.00 | NO
North Terrace_NT55-115 Grenfell St - Wyatt House_Eleventh Floor_11.19D _ Workstation | NT-NT55-11-11.19D | NT55-11-11.19D-Workstation | North Terrace | NT | NT55 | 115 Grenfell St - Wyatt House | 11 | Eleventh Floor | 11.19D | 731 | English Language Centre | 629 | Education Transformation | 6.28 | Workstation | 1 | Office Space Group | 116 | Open Plan - Professional/General Staff |  | Excellent | 1,565.51 | NO
North Terrace_NT55-115 Grenfell St - Wyatt House_Eleventh Floor_11.19E _ Workstation | NT-NT55-11-11.19E | NT55-11-11.19E-Workstation | North Terrace | NT | NT55 | 115 Grenfell St - Wyatt House | 11 | Eleventh Floor | 11.19E | 731 | English Language Centre | 629 | Education Transformation | 7 | Workstation | 1 | Office Space Group | 116 | Open Plan - Professional/General Staff |  | Excellent | 1,745.00 | NO
North Terrace_NT55-115 Grenfell St - Wyatt House_Eleventh Floor_11.19F _ Workstation | NT-NT55-11-11.19F | NT55-11-11.19F-Workstation | North Terrace | NT | NT55 | 115 Grenfell St - Wyatt House | 11 | Eleventh Floor | 11.19F | 731 | English Language Centre | 629 | Education Transformation | 7 | Workstation | 1 | Office Space Group | 116 | Open Plan - Professional/General Staff |  | Excellent | 1,745.00 | NO
North Terrace_NT55-115 Grenfell St - Wyatt House_Eleventh Floor_11.19G _ Workstation | NT-NT55-11-11.19G | NT55-11-11.19G-Workstation | North Terrace | NT | NT55 | 115 Grenfell St - Wyatt House | 11 | Eleventh Floor | 11.19G | 731 | English Language Centre | 629 | Education Transformation | 7.05 | Workstation | 1 | Office Space Group | 116 | Open Plan - Professional/General Staff |  | Excellent | 1,757.46 | NO
North Terrace_NT55-115 Grenfell St - Wyatt House_Eleventh Floor_11.19H _ Workstation | NT-NT55-11-11.19H | NT55-11-11.19H-Workstation | North Terrace | NT | NT55 | 115 Grenfell St - Wyatt House | 11 | Eleventh Floor | 11.19H | 731 | English Language Centre | 629 | Education Transformation | 5.61 | Workstation | 1 | Office Space Group | 116 | Open Plan - Professional/General Staff |  | Excellent | 1,398.49 | NO
North Terrace_NT55-115 Grenfell St - Wyatt House_Eleventh Floor_11.19I _ Workstation | NT-NT55-11-11.19I | NT55-11-11.19I-Workstation | North Terrace | NT | NT55 | 115 Grenfell St - Wyatt House | 11 | Eleventh Floor | 11.19I | 731 | English Language Centre | 629 | Education Transformation | 6.83 | Workstation | 1 | Office Space Group | 116 | Open Plan - Professional/General Staff |  | Excellent | 1,702.62 | NO
North Terrace_NT55-115 Grenfell St - Wyatt House_Eleventh Floor_11.19J _ Workstation | NT-NT55-11-11.19J | NT55-11-11.19J-Workstation | North Terrace | NT | NT55 | 115 Grenfell St - Wyatt House | 11 | Eleventh Floor | 11.19J | 731 | English Language Centre | 629 | Education Transformation | 6.06 | Workstation | 1 | Office Space Group | 116 | Open Plan - Professional/General Staff |  | Excellent | 1,510.67 | NO
North Terrace_NT55-115 Grenfell St - Wyatt House_Eleventh Floor_11.19K _ Workstation | NT-NT55-11-11.19K | NT55-11-11.19K-Workstation | North Terrace | NT | NT55 | 115 Grenfell St - Wyatt House | 11 | Eleventh Floor | 11.19K | 731 | English Language Centre | 629 | Education Transformation | 6.06 | Workstation | 1 | Office Space Group | 116 | Open Plan - Professional/General Staff |  | Excellent | 1,510.67 | NO
North Terrace_NT55-115 Grenfell St - Wyatt House_Eleventh Floor_11.19L _ Workstation | NT-NT55-11-11.19L | NT55-11-11.19L-Workstation | North Terrace | NT | NT55 | 115 Grenfell St - Wyatt House | 11 | Eleventh Floor | 11.19L | 731 | English Language Centre | 629 | Education Transformation | 7.05 | Workstation | 1 | Office Space Group | 116 | Open Plan - Professional/General Staff |  | Excellent | 1,757.46 | NO
North Terrace_NT55-115 Grenfell St - Wyatt House_Eleventh Floor_11.19M _ Workstation | NT-NT55-11-11.19M | NT55-11-11.19M-Workstation | North Terrace | NT | NT55 | 115 Grenfell St - Wyatt House | 11 | Eleventh Floor | 11.19M | 731 | English Language Centre | 629 | Education Transformation | 7.05 | Workstation | 1 | Office Space Group | 116 | Open Plan - Professional/General Staff |  | Excellent | 1,757.46 | NO
North Terrace_NT55-115 Grenfell St - Wyatt House_Eleventh Floor_11.19N _ Workstation | NT-NT55-11-11.19N | NT55-11-11.19N-Workstation | North Terrace | NT | NT55 | 115 Grenfell St - Wyatt House | 11 | Eleventh Floor | 11.19N | 731 | English Language Centre | 629 | Education Transformation | 7.05 | Workstation | 1 | Office Space Group | 116 | Open Plan - Professional/General Staff |  | Excellent | 1,757.46 | NO
North Terrace_NT55-115 Grenfell St - Wyatt House_Eleventh Floor_11.19O _ Workstation | NT-NT55-11-11.19O | NT55-11-11.19O-Workstation | North Terrace | NT | NT55 | 115 Grenfell St - Wyatt House | 11 | Eleventh Floor | 11.19O | 731 | English Language Centre | 629 | Education Transformation | 5.51 | Workstation | 1 | Office Space Group | 116 | Open Plan - Professional/General Staff |  | Excellent | 1,373.56 | NO
North Terrace_NT55-115 Grenfell St - Wyatt House_Eleventh Floor_11.19P _ Workstation | NT-NT55-11-11.19P | NT55-11-11.19P-Workstation | North Terrace | NT | NT55 | 115 Grenfell St - Wyatt House | 11 | Eleventh Floor | 11.19P | 731 | English Language Centre | 629 | Education Transformation | 7.19 | Workstation | 1 | Office Space Group | 116 | Open Plan - Professional/General Staff |  | Excellent | 1,792.36 | NO
North Terrace_NT55-115 Grenfell St - Wyatt House_Eleventh Floor_11.19Q _ Workstation | NT-NT55-11-11.19Q | NT55-11-11.19Q-Workstation | North Terrace | NT | NT55 | 115 Grenfell St - Wyatt House | 11 | Eleventh Floor | 11.19Q | 731 | English Language Centre | 629 | Education Transformation | 6.53 | Workstation | 1 | Office Space Group | 116 | Open Plan - Professional/General Staff |  | Excellent | 1,627.84 | NO
North Terrace_NT55-115 Grenfell St - Wyatt House_Eleventh Floor_11.19R _ Workstation | NT-NT55-11-11.19R | NT55-11-11.19R-Workstation | North Terrace | NT | NT55 | 115 Grenfell St - Wyatt House | 11 | Eleventh Floor | 11.19R | 731 | English Language Centre | 629 | Education Transformation | 7.19 | Workstation | 1 | Office Space Group | 116 | Open Plan - Professional/General Staff |  | Excellent | 1,792.36 | NO
North Terrace_NT55-115 Grenfell St - Wyatt House_Eleventh Floor_11.19S _ Workstation | NT-NT55-11-11.19S | NT55-11-11.19S-Workstation | North Terrace | NT | NT55 | 115 Grenfell St - Wyatt House | 11 | Eleventh Floor | 11.19S | 731 | English Language Centre | 629 | Education Transformation | 7.06 | Workstation | 1 | Office Space Group | 116 | Open Plan - Professional/General Staff |  | Excellent | 1,759.96 | NO
North Terrace_NT55-115 Grenfell St - Wyatt House_Fourteenth Floor_14.00C _ Corr. | NT-NT55-14-14.00C | NT55-14-14.00C-Corr. | North Terrace | NT | NT55 | 115 Grenfell St - Wyatt House | 14 | Fourteenth Floor | 14.00C | 99967 | University Vacated | 99939 | Unusable Spaces | 13.82 | Corr. | 8 | Non Useable Floor Area Space Group | 805 | Non-usable - Circulation space |  | Unknown | 0.00 | NO
North Terrace_NT55-115 Grenfell St - Wyatt House_Fourteenth Floor_14.00D _ Corr. | NT-NT55-14-14.00D | NT55-14-14.00D-Corr. | North Terrace | NT | NT55 | 115 Grenfell St - Wyatt House | 14 | Fourteenth Floor | 14.00D | 99967 | University Vacated | 99939 | Unusable Spaces | 8.22 | Corr. | 8 | Non Useable Floor Area Space Group | 805 | Non-usable - Circulation space |  | Unknown | 0.00 | NO
North Terrace_NT55-115 Grenfell St - Wyatt House_Fourteenth Floor_14.01 _ Reception - shared | NT-NT55-14-14.01 | NT55-14-14.01-Reception - shared | North Terrace | NT | NT55 | 115 Grenfell St - Wyatt House | 14 | Fourteenth Floor | 14.01 | 99967 | University Vacated | 99939 | Unusable Spaces | 8.43 | Reception - shared | 1 | Office Space Group | 118 | Open Plan - Reception Area |  | Excellent | 2,101.48 | NO
North Terrace_NT55-115 Grenfell St - Wyatt House_Fourteenth Floor_14.02 _ Reception | NT-NT55-14-14.02 | NT55-14-14.02-Reception | North Terrace | NT | NT55 | 115 Grenfell St - Wyatt House | 14 | Fourteenth Floor | 14.02 | 99967 | University Vacated | 99939 | Unusable Spaces | 36.23 | Reception | 8 | Non Useable Floor Area Space Group | 805 | Non-usable - Circulation space |  | Unknown | 0.00 | NO
North Terrace_NT55-115 Grenfell St - Wyatt House_Fourteenth Floor_14.03 _ Office 3 | NT-NT55-14-14.03 | NT55-14-14.03-Office 3 | North Terrace | NT | NT55 | 115 Grenfell St - Wyatt House | 14 | Fourteenth Floor | 14.03 | 99967 | University Vacated | 99939 | Unusable Spaces | 19.09 | Office 3 | 1 | Office Space Group | 108 | Office - Professional/General Staff |  | Excellent | 4,758.86 | NO
North Terrace_NT55-115 Grenfell St - Wyatt House_Fourteenth Floor_14.04 _ Meeting 2 - shared | NT-NT55-14-14.04 | NT55-14-14.04-Meeting 2 - shared | North Terrace | NT | NT55 | 115 Grenfell St - Wyatt House | 14 | Fourteenth Floor | 14.04 | 99967 | University Vacated | 99939 | Unusable Spaces | 23.72 | Meeting 2 - shared | 6 | General Facility Space Group | 601 | General Facility - Committee/Conference/Meeting room |  | Excellent | 6,622.62 | NO
North Terrace_NT55-115 Grenfell St - Wyatt House_Fourteenth Floor_14.05A _ Balcony (UCA) | NT-NT55-14-14.05A | NT55-14-14.05A-Balcony (UCA) | North Terrace | NT | NT55 | 115 Grenfell St - Wyatt House | 14 | Fourteenth Floor | 14.05A | 99967 | University Vacated | 99939 | Unusable Spaces | 6.32 | Balcony (UCA) | 8 | Non Useable Floor Area Space Group | 839 | Non-usable - Verandah/Balcony |  | Unknown | 0.00 | NO
North Terrace_NT55-115 Grenfell St - Wyatt House_Fourteenth Floor_14.05B _ Balcony (UCA) | NT-NT55-14-14.05B | NT55-14-14.05B-Balcony (UCA) | North Terrace | NT | NT55 | 115 Grenfell St - Wyatt House | 14 | Fourteenth Floor | 14.05B | 99967 | University Vacated | 99939 | Unusable Spaces | 16.91 | Balcony (UCA) | 8 | Non Useable Floor Area Space Group | 839 | Non-usable - Verandah/Balcony |  | Unknown | 0.00 | NO
North Terrace_NT55-115 Grenfell St - Wyatt House_Fourteenth Floor_14.05C _ Balcony (UCA) | NT-NT55-14-14.05C | NT55-14-14.05C-Balcony (UCA) | North Terrace | NT | NT55 | 115 Grenfell St - Wyatt House | 14 | Fourteenth Floor | 14.05C | 99967 | University Vacated | 99939 | Unusable Spaces | 6.32 | Balcony (UCA) | 8 | Non Useable Floor Area Space Group | 839 | Non-usable - Verandah/Balcony |  | Unknown | 0.00 | NO
North Terrace_NT55-115 Grenfell St - Wyatt House_Fourteenth Floor_14.06 _ Office 2 | NT-NT55-14-14.06 | NT55-14-14.06-Office 2 | North Terrace | NT | NT55 | 115 Grenfell St - Wyatt House | 14 | Fourteenth Floor | 14.06 | 99967 | University Vacated | 99939 | Unusable Spaces | 19.09 | Office 2 | 1 | Office Space Group | 108 | Office - Professional/General Staff |  | Excellent | 4,758.86 | NO
North Terrace_NT55-115 Grenfell St - Wyatt House_Fourteenth Floor_14.07 _ Corr. | NT-NT55-14-14.07 | NT55-14-14.07-Corr. | North Terrace | NT | NT55 | 115 Grenfell St - Wyatt House | 14 | Fourteenth Floor | 14.07 | 99967 | University Vacated | 99939 | Unusable Spaces | 35.65 | Corr. | 8 | Non Useable Floor Area Space Group | 805 | Non-usable - Circulation space |  | Unknown | 0.00 | NO
North Terrace_NT55-115 Grenfell St - Wyatt House_Fourteenth Floor_14.07A _ Printer | NT-NT55-14-14.07A | NT55-14-14.07A-Printer | North Terrace | NT | NT55 | 115 Grenfell St - Wyatt House | 14 | Fourteenth Floor | 14.07A | 99967 | University Vacated | 99939 | Unusable Spaces | 4.44 | Printer | 6 | General Facility Space Group | 603 | General Facility - Resource room |  | Excellent | 1,239.65 | NO
North Terrace_NT55-115 Grenfell St - Wyatt House_Fourteenth Floor_14.07B _ Workstation | NT-NT55-14-14.07B | NT55-14-14.07B-Workstation | North Terrace | NT | NT55 | 115 Grenfell St - Wyatt House | 14 | Fourteenth Floor | 14.07B | 99967 | University Vacated | 99939 | Unusable Spaces | 9.45 | Workstation | 1 | Office Space Group | 116 | Open Plan - Professional/General Staff |  | Excellent | 2,355.75 | NO
North Terrace_NT55-115 Grenfell St - Wyatt House_Fourteenth Floor_14.07C _ Workstation | NT-NT55-14-14.07C | NT55-14-14.07C-Workstation | North Terrace | NT | NT55 | 115 Grenfell St - Wyatt House | 14 | Fourteenth Floor | 14.07C | 99967 | University Vacated | 99939 | Unusable Spaces | 9.12 | Workstation | 1 | Office Space Group | 116 | Open Plan - Professional/General Staff |  | Excellent | 2,273.49 | NO
North Terrace_NT55-115 Grenfell St - Wyatt House_Fourteenth Floor_14.07D _ Workstation | NT-NT55-14-14.07D | NT55-14-14.07D-Workstation | North Terrace | NT | NT55 | 115 Grenfell St - Wyatt House | 14 | Fourteenth Floor | 14.07D | 99967 | University Vacated | 99939 | Unusable Spaces | 4.44 | Workstation | 1 | Office Space Group | 116 | Open Plan - Professional/General Staff |  | Excellent | 1,106.83 | NO
North Terrace_NT55-115 Grenfell St - Wyatt House_Fourteenth Floor_14.08 _ Office 1 | NT-NT55-14-14.08 | NT55-14-14.08-Office 1 | North Terrace | NT | NT55 | 115 Grenfell St - Wyatt House | 14 | Fourteenth Floor | 14.08 | 99967 | University Vacated | 99939 | Unusable Spaces | 16.54 | Office 1 | 1 | Office Space Group | 108 | Office - Professional/General Staff |  | Excellent | 4,123.19 | NO
North Terrace_NT55-115 Grenfell St - Wyatt House_Fourteenth Floor_14.09 _ Store | NT-NT55-14-14.09 | NT55-14-14.09-Store | North Terrace | NT | NT55 | 115 Grenfell St - Wyatt House | 14 | Fourteenth Floor | 14.09 | 99967 | University Vacated | 99939 | Unusable Spaces | 13.87 | Store | 4 | Ancillary Area Space Group | 419 | Ancillary Area - Store Room - Generic |  | Excellent | 3,042.68 | NO
North Terrace_NT55-115 Grenfell St - Wyatt House_Fourteenth Floor_14.10 _ Meeting - shared | NT-NT55-14-14.10 | NT55-14-14.10-Meeting - shared | North Terrace | NT | NT55 | 115 Grenfell St - Wyatt House | 14 | Fourteenth Floor | 14.10 | 99967 | University Vacated | 99939 | Unusable Spaces | 30.04 | Meeting - shared | 6 | General Facility Space Group | 601 | General Facility - Committee/Conference/Meeting room |  | Excellent | 8,387.17 | NO
North Terrace_NT55-115 Grenfell St - Wyatt House_Fourteenth Floor_14.15 _ Shared Store | NT-NT55-14-14.15 | NT55-14-14.15-Shared Store | North Terrace | NT | NT55 | 115 Grenfell St - Wyatt House | 14 | Fourteenth Floor | 14.15 | 99967 | University Vacated | 99939 | Unusable Spaces | 8.51 | Shared Store | 4 | Ancillary Area Space Group | 419 | Ancillary Area - Store Room - Generic |  | Excellent | 1,866.85 | NO
North Terrace_NT55-115 Grenfell St - Wyatt House_Fourteenth Floor_14.16 _ Kitchen - shared | NT-NT55-14-14.16 | NT55-14-14.16-Kitchen - shared | North Terrace | NT | NT55 | 115 Grenfell St - Wyatt House | 14 | Fourteenth Floor | 14.16 | 99967 | University Vacated | 99939 | Unusable Spaces | 17.9 | Kitchen - shared | 6 | General Facility Space Group | 608 | General Facility - Kitchen/Servery/Food Storage |  | Excellent | 4,997.68 | NO
North Terrace_NT55-115 Grenfell St - Wyatt House_Fourteenth Floor_14.17 _ Boardroom - shared | NT-NT55-14-14.17 | NT55-14-14.17-Boardroom - shared | North Terrace | NT | NT55 | 115 Grenfell St - Wyatt House | 14 | Fourteenth Floor | 14.17 | 99967 | University Vacated | 99939 | Unusable Spaces | 76.77 | Boardroom - shared | 6 | General Facility Space Group | 601 | General Facility - Committee/Conference/Meeting room |  | Excellent | 21,434.19 | NO
North Terrace_NT55-115 Grenfell St - Wyatt House_Fourteenth Floor_14.18 _ Corr. | NT-NT55-14-14.18 | NT55-14-14.18-Corr. | North Terrace | NT | NT55 | 115 Grenfell St - Wyatt House | 14 | Fourteenth Floor | 14.18 | 99967 | University Vacated | 99939 | Unusable Spaces | 15.24 | Corr. | 8 | Non Useable Floor Area Space Group | 805 | Non-usable - Circulation space |  | Unknown | 0.00 | NO
North Terrace_NT55-115 Grenfell St - Wyatt House_Fourteenth Floor_14.19 _ Ante Room | NT-NT55-14-14.19 | NT55-14-14.19-Ante Room | North Terrace | NT | NT55 | 115 Grenfell St - Wyatt House | 14 | Fourteenth Floor | 14.19 | 99967 | University Vacated | 99939 | Unusable Spaces | 21.08 | Ante Room | 6 | General Facility Space Group | 602 | General Facility - Committee/Conference/Meeting service room |  | Excellent | 5,885.54 | NO
North Terrace_NT55-115 Grenfell St - Wyatt House_Fourteenth Floor_14.20 _ Store | NT-NT55-14-14.20 | NT55-14-14.20-Store | North Terrace | NT | NT55 | 115 Grenfell St - Wyatt House | 14 | Fourteenth Floor | 14.20 | 99967 | University Vacated | 99939 | Unusable Spaces | 8.99 | Store | 4 | Ancillary Area Space Group | 419 | Ancillary Area - Store Room - Generic |  | Excellent | 1,972.15 | NO
North Terrace_NT55-115 Grenfell St - Wyatt House_Fourteenth Floor_14.21 _ Office 19 | NT-NT55-14-14.21 | NT55-14-14.21-Office 19 | North Terrace | NT | NT55 | 115 Grenfell St - Wyatt House | 14 | Fourteenth Floor | 14.21 | 99967 | University Vacated | 99939 | Unusable Spaces | 11.55 | Office 19 | 1 | Office Space Group | 108 | Office - Professional/General Staff |  | Excellent | 2,879.25 | NO
North Terrace_NT55-115 Grenfell St - Wyatt House_Fourteenth Floor_14.22 _ Office 18 | NT-NT55-14-14.22 | NT55-14-14.22-Office 18 | North Terrace | NT | NT55 | 115 Grenfell St - Wyatt House | 14 | Fourteenth Floor | 14.22 | 99967 | University Vacated | 99939 | Unusable Spaces | 11.32 | Office 18 | 1 | Office Space Group | 108 | Office - Professional/General Staff |  | Excellent | 2,821.91 | NO
North Terrace_NT55-115 Grenfell St - Wyatt House_Fourteenth Floor_14.23 _ Office 17 | NT-NT55-14-14.23 | NT55-14-14.23-Office 17 | North Terrace | NT | NT55 | 115 Grenfell St - Wyatt House | 14 | Fourteenth Floor | 14.23 | 99967 | University Vacated | 99939 | Unusable Spaces | 18.21 | Office 17 | 1 | Office Space Group | 108 | Office - Professional/General Staff |  | Excellent | 4,539.49 | NO
North Terrace_NT55-115 Grenfell St - Wyatt House_Fourteenth Floor_14.24 _ Office 16 | NT-NT55-14-14.24 | NT55-14-14.24-Office 16 | North Terrace | NT | NT55 | 115 Grenfell St - Wyatt House | 14 | Fourteenth Floor | 14.24 | 99967 | University Vacated | 99939 | Unusable Spaces | 12.92 | Office 16 | 1 | Office Space Group | 108 | Office - Professional/General Staff |  | Excellent | 3,220.77 | NO
North Terrace_NT55-115 Grenfell St - Wyatt House_Fourteenth Floor_14.25 _ Office 15 | NT-NT55-14-14.25 | NT55-14-14.25-Office 15 | North Terrace | NT | NT55 | 115 Grenfell St - Wyatt House | 14 | Fourteenth Floor | 14.25 | 99967 | University Vacated | 99939 | Unusable Spaces | 14.14 | Office 15 | 1 | Office Space Group | 108 | Office - Professional/General Staff |  | Excellent | 3,524.90 | NO
North Terrace_NT55-115 Grenfell St - Wyatt House_Fourteenth Floor_14.26 _ Office 14 | NT-NT55-14-14.26 | NT55-14-14.26-Office 14 | North Terrace | NT | NT55 | 115 Grenfell St - Wyatt House | 14 | Fourteenth Floor | 14.26 | 99967 | University Vacated | 99939 | Unusable Spaces | 13.99 | Office 14 | 1 | Office Space Group | 108 | Office - Professional/General Staff |  | Excellent | 3,487.51 | NO
North Terrace_NT55-115 Grenfell St - Wyatt House_Fourteenth Floor_14.27 _ Waiting | NT-NT55-14-14.27 | NT55-14-14.27-Waiting | North Terrace | NT | NT55 | 115 Grenfell St - Wyatt House | 14 | Fourteenth Floor | 14.27 | 99967 | University Vacated | 99939 | Unusable Spaces | 13.55 | Waiting | 6 | General Facility Space Group | 623 | General Facility - Waiting Area/Foyer/Reception Area |  | Excellent | 3,783.16 | NO
North Terrace_NT55-115 Grenfell St - Wyatt House_Fourteenth Floor_14.28A _ Workstation 04 | NT-NT55-14-14.28A | NT55-14-14.28A-Workstation 04 | North Terrace | NT | NT55 | 115 Grenfell St - Wyatt House | 14 | Fourteenth Floor | 14.28A | 99967 | University Vacated | 99939 | Unusable Spaces | 6.89 | Workstation 04 | 1 | Office Space Group | 116 | Open Plan - Professional/General Staff |  | Excellent | 1,717.58 | NO
North Terrace_NT55-115 Grenfell St - Wyatt House_Fourteenth Floor_14.28B _ Workstation 05 | NT-NT55-14-14.28B | NT55-14-14.28B-Workstation 05 | North Terrace | NT | NT55 | 115 Grenfell St - Wyatt House | 14 | Fourteenth Floor | 14.28B | 99967 | University Vacated | 99939 | Unusable Spaces | 6.89 | Workstation 05 | 1 | Office Space Group | 116 | Open Plan - Professional/General Staff |  | Excellent | 1,717.58 | NO
North Terrace_NT55-115 Grenfell St - Wyatt House_Fourteenth Floor_14.28C _ Workstation 06 | NT-NT55-14-14.28C | NT55-14-14.28C-Workstation 06 | North Terrace | NT | NT55 | 115 Grenfell St - Wyatt House | 14 | Fourteenth Floor | 14.28C | 99967 | University Vacated | 99939 | Unusable Spaces | 6.89 | Workstation 06 | 1 | Office Space Group | 116 | Open Plan - Professional/General Staff |  | Excellent | 1,717.58 | NO
North Terrace_NT55-115 Grenfell St - Wyatt House_Fourteenth Floor_14.28D _ Workstation 07 | NT-NT55-14-14.28D | NT55-14-14.28D-Workstation 07 | North Terrace | NT | NT55 | 115 Grenfell St - Wyatt House | 14 | Fourteenth Floor | 14.28D | 99967 | University Vacated | 99939 | Unusable Spaces | 6.89 | Workstation 07 | 1 | Office Space Group | 116 | Open Plan - Professional/General Staff |  | Excellent | 1,717.58 | NO
North Terrace_NT55-115 Grenfell St - Wyatt House_Fourteenth Floor_14.29A _ Workstation 08 | NT-NT55-14-14.29A | NT55-14-14.29A-Workstation 08 | North Terrace | NT | NT55 | 115 Grenfell St - Wyatt House | 14 | Fourteenth Floor | 14.29A | 99967 | University Vacated | 99939 | Unusable Spaces | 7.16 | Workstation 08 | 1 | Office Space Group | 116 | Open Plan - Professional/General Staff |  | Excellent | 1,784.89 | NO
North Terrace_NT55-115 Grenfell St - Wyatt House_Fourteenth Floor_14.29B _ Workstation 09 | NT-NT55-14-14.29B | NT55-14-14.29B-Workstation 09 | North Terrace | NT | NT55 | 115 Grenfell St - Wyatt House | 14 | Fourteenth Floor | 14.29B | 99967 | University Vacated | 99939 | Unusable Spaces | 7.16 | Workstation 09 | 1 | Office Space Group | 116 | Open Plan - Professional/General Staff |  | Excellent | 1,784.89 | NO
North Terrace_NT55-115 Grenfell St - Wyatt House_Fourteenth Floor_14.29C _ Workstation 10 | NT-NT55-14-14.29C | NT55-14-14.29C-Workstation 10 | North Terrace | NT | NT55 | 115 Grenfell St - Wyatt House | 14 | Fourteenth Floor | 14.29C | 99967 | University Vacated | 99939 | Unusable Spaces | 6.65 | Workstation 10 | 1 | Office Space Group | 116 | Open Plan - Professional/General Staff |  | Excellent | 1,657.75 | NO
North Terrace_NT55-115 Grenfell St - Wyatt House_Fourteenth Floor_14.29D _ Workstation 11 | NT-NT55-14-14.29D | NT55-14-14.29D-Workstation 11 | North Terrace | NT | NT55 | 115 Grenfell St - Wyatt House | 14 | Fourteenth Floor | 14.29D | 99967 | University Vacated | 99939 | Unusable Spaces | 6.65 | Workstation 11 | 1 | Office Space Group | 116 | Open Plan - Professional/General Staff |  | Excellent | 1,657.75 | NO
North Terrace_NT55-115 Grenfell St - Wyatt House_Fourteenth Floor_14.30A _ Workstation 12 | NT-NT55-14-14.30A | NT55-14-14.30A-Workstation 12 | North Terrace | NT | NT55 | 115 Grenfell St - Wyatt House | 14 | Fourteenth Floor | 14.30A | 99967 | University Vacated | 99939 | Unusable Spaces | 6.65 | Workstation 12 | 1 | Office Space Group | 116 | Open Plan - Professional/General Staff |  | Excellent | 1,657.75 | NO
North Terrace_NT55-115 Grenfell St - Wyatt House_Fourteenth Floor_14.30B _ Workstation 13 | NT-NT55-14-14.30B | NT55-14-14.30B-Workstation 13 | North Terrace | NT | NT55 | 115 Grenfell St - Wyatt House | 14 | Fourteenth Floor | 14.30B | 99967 | University Vacated | 99939 | Unusable Spaces | 6.65 | Workstation 13 | 1 | Office Space Group | 116 | Open Plan - Professional/General Staff |  | Excellent | 1,657.75 | NO
North Terrace_NT55-115 Grenfell St - Wyatt House_Fourteenth Floor_14.30C _ Workstation 14 | NT-NT55-14-14.30C | NT55-14-14.30C-Workstation 14 | North Terrace | NT | NT55 | 115 Grenfell St - Wyatt House | 14 | Fourteenth Floor | 14.30C | 99967 | University Vacated | 99939 | Unusable Spaces | 6.65 | Workstation 14 | 1 | Office Space Group | 116 | Open Plan - Professional/General Staff |  | Excellent | 1,657.75 | NO
North Terrace_NT55-115 Grenfell St - Wyatt House_Fourteenth Floor_14.30D _ Workstation 15 | NT-NT55-14-14.30D | NT55-14-14.30D-Workstation 15 | North Terrace | NT | NT55 | 115 Grenfell St - Wyatt House | 14 | Fourteenth Floor | 14.30D | 99967 | University Vacated | 99939 | Unusable Spaces | 6.65 | Workstation 15 | 1 | Office Space Group | 116 | Open Plan - Professional/General Staff |  | Excellent | 1,657.75 | NO
North Terrace_NT55-115 Grenfell St - Wyatt House_Fourteenth Floor_14.31A _ Workstation 16 | NT-NT55-14-14.31A | NT55-14-14.31A-Workstation 16 | North Terrace | NT | NT55 | 115 Grenfell St - Wyatt House | 14 | Fourteenth Floor | 14.31A | 99967 | University Vacated | 99939 | Unusable Spaces | 6.65 | Workstation 16 | 1 | Office Space Group | 116 | Open Plan - Professional/General Staff |  | Excellent | 1,657.75 | NO
North Terrace_NT55-115 Grenfell St - Wyatt House_Fourteenth Floor_14.31B _ Workstation 17 | NT-NT55-14-14.31B | NT55-14-14.31B-Workstation 17 | North Terrace | NT | NT55 | 115 Grenfell St - Wyatt House | 14 | Fourteenth Floor | 14.31B | 99967 | University Vacated | 99939 | Unusable Spaces | 6.65 | Workstation 17 | 1 | Office Space Group | 116 | Open Plan - Professional/General Staff |  | Excellent | 1,657.75 | NO
North Terrace_NT55-115 Grenfell St - Wyatt House_Fourteenth Floor_14.31C _ Workstation 18 | NT-NT55-14-14.31C | NT55-14-14.31C-Workstation 18 | North Terrace | NT | NT55 | 115 Grenfell St - Wyatt House | 14 | Fourteenth Floor | 14.31C | 99967 | University Vacated | 99939 | Unusable Spaces | 6.65 | Workstation 18 | 1 | Office Space Group | 116 | Open Plan - Professional/General Staff |  | Excellent | 1,657.75 | NO
North Terrace_NT55-115 Grenfell St - Wyatt House_Fourteenth Floor_14.31D _ Workstation 19 | NT-NT55-14-14.31D | NT55-14-14.31D-Workstation 19 | North Terrace | NT | NT55 | 115 Grenfell St - Wyatt House | 14 | Fourteenth Floor | 14.31D | 99967 | University Vacated | 99939 | Unusable Spaces | 6.65 | Workstation 19 | 1 | Office Space Group | 116 | Open Plan - Professional/General Staff |  | Excellent | 1,657.75 | NO
North Terrace_NT55-115 Grenfell St - Wyatt House_Fourteenth Floor_14.32A _ Workstation 20 | NT-NT55-14-14.32A | NT55-14-14.32A-Workstation 20 | North Terrace | NT | NT55 | 115 Grenfell St - Wyatt House | 14 | Fourteenth Floor | 14.32A | 99967 | University Vacated | 99939 | Unusable Spaces | 6.65 | Workstation 20 | 1 | Office Space Group | 116 | Open Plan - Professional/General Staff |  | Excellent | 1,657.75 | NO
North Terrace_NT55-115 Grenfell St - Wyatt House_Fourteenth Floor_14.32B _ Workstation 21 | NT-NT55-14-14.32B | NT55-14-14.32B-Workstation 21 | North Terrace | NT | NT55 | 115 Grenfell St - Wyatt House | 14 | Fourteenth Floor | 14.32B | 99967 | University Vacated | 99939 | Unusable Spaces | 6.65 | Workstation 21 | 1 | Office Space Group | 116 | Open Plan - Professional/General Staff |  | Excellent | 1,657.75 | NO
North Terrace_NT55-115 Grenfell St - Wyatt House_Fourteenth Floor_14.32C _ Workstation 22 | NT-NT55-14-14.32C | NT55-14-14.32C-Workstation 22 | North Terrace | NT | NT55 | 115 Grenfell St - Wyatt House | 14 | Fourteenth Floor | 14.32C | 99967 | University Vacated | 99939 | Unusable Spaces | 7.16 | Workstation 22 | 1 | Office Space Group | 116 | Open Plan - Professional/General Staff |  | Excellent | 1,784.89 | NO
North Terrace_NT55-115 Grenfell St - Wyatt House_Fourteenth Floor_14.32D _ Workstation 23 | NT-NT55-14-14.32D | NT55-14-14.32D-Workstation 23 | North Terrace | NT | NT55 | 115 Grenfell St - Wyatt House | 14 | Fourteenth Floor | 14.32D | 99967 | University Vacated | 99939 | Unusable Spaces | 7.16 | Workstation 23 | 1 | Office Space Group | 116 | Open Plan - Professional/General Staff |  | Excellent | 1,784.89 | NO
North Terrace_NT55-115 Grenfell St - Wyatt House_Fourteenth Floor_14.33 _ Server Room | NT-NT55-14-14.33 | NT55-14-14.33-Server Room | North Terrace | NT | NT55 | 115 Grenfell St - Wyatt House | 14 | Fourteenth Floor | 14.33 | 99967 | University Vacated | 99939 | Unusable Spaces | 6.15 | Server Room | 8 | Non Useable Floor Area Space Group | 815 | Non-usable - Switch room |  | Excellent | 0.00 | NO
North Terrace_NT55-115 Grenfell St - Wyatt House_Fourteenth Floor_14.36 _ Tea Room | NT-NT55-14-14.36 | NT55-14-14.36-Tea Room | North Terrace | NT | NT55 | 115 Grenfell St - Wyatt House | 14 | Fourteenth Floor | 14.36 | 99967 | University Vacated | 99939 | Unusable Spaces | 12.39 | Tea Room | 6 | General Facility Space Group | 608 | General Facility - Kitchen/Servery/Food Storage |  | Excellent | 3,459.29 | NO
North Terrace_NT55-115 Grenfell St - Wyatt House_Fourteenth Floor_14.37 _ Corr. | NT-NT55-14-14.37 | NT55-14-14.37-Corr. | North Terrace | NT | NT55 | 115 Grenfell St - Wyatt House | 14 | Fourteenth Floor | 14.37 | 99967 | University Vacated | 99939 | Unusable Spaces | 58.87 | Corr. | 8 | Non Useable Floor Area Space Group | 805 | Non-usable - Circulation space |  | Unknown | 0.00 | NO
North Terrace_NT55-115 Grenfell St - Wyatt House_Fourteenth Floor_14.38 _ Office 9 | NT-NT55-14-14.38 | NT55-14-14.38-Office 9 | North Terrace | NT | NT55 | 115 Grenfell St - Wyatt House | 14 | Fourteenth Floor | 14.38 | 99967 | University Vacated | 99939 | Unusable Spaces | 13.5 | Office 9 | 1 | Office Space Group | 108 | Office - Professional/General Staff |  | Excellent | 3,365.36 | NO
North Terrace_NT55-115 Grenfell St - Wyatt House_Fourteenth Floor_14.39 _ Print Area / Corr. - shared | NT-NT55-14-14.39 | NT55-14-14.39-Print Area / Corr. - shared | North Terrace | NT | NT55 | 115 Grenfell St - Wyatt House | 14 | Fourteenth Floor | 14.39 | 99967 | University Vacated | 99939 | Unusable Spaces | 8.75 | Print Area / Corr. - shared | 6 | General Facility Space Group | 603 | General Facility - Resource room |  | Excellent | 2,443.00 | NO
North Terrace_NT55-115 Grenfell St - Wyatt House_Fourteenth Floor_14.40 _ Office 8 | NT-NT55-14-14.40 | NT55-14-14.40-Office 8 | North Terrace | NT | NT55 | 115 Grenfell St - Wyatt House | 14 | Fourteenth Floor | 14.40 | 99967 | University Vacated | 99939 | Unusable Spaces | 13.21 | Office 8 | 1 | Office Space Group | 108 | Office - Professional/General Staff |  | Excellent | 3,293.06 | NO
North Terrace_NT55-115 Grenfell St - Wyatt House_Fourteenth Floor_14.41 _ Office 7 | NT-NT55-14-14.41 | NT55-14-14.41-Office 7 | North Terrace | NT | NT55 | 115 Grenfell St - Wyatt House | 14 | Fourteenth Floor | 14.41 | 99967 | University Vacated | 99939 | Unusable Spaces | 12.73 | Office 7 | 1 | Office Space Group | 108 | Office - Professional/General Staff |  | Excellent | 3,173.41 | NO
North Terrace_NT55-115 Grenfell St - Wyatt House_Fourteenth Floor_14.42 _ Office 6 | NT-NT55-14-14.42 | NT55-14-14.42-Office 6 | North Terrace | NT | NT55 | 115 Grenfell St - Wyatt House | 14 | Fourteenth Floor | 14.42 | 99967 | University Vacated | 99939 | Unusable Spaces | 11.77 | Office 6 | 1 | Office Space Group | 108 | Office - Professional/General Staff |  | Excellent | 2,934.09 | NO
North Terrace_NT55-115 Grenfell St - Wyatt House_Fourteenth Floor_14.43 _ Office 4 | NT-NT55-14-14.43 | NT55-14-14.43-Office 4 | North Terrace | NT | NT55 | 115 Grenfell St - Wyatt House | 14 | Fourteenth Floor | 14.43 | 99967 | University Vacated | 99939 | Unusable Spaces | 16.32 | Office 4 | 1 | Office Space Group | 108 | Office - Professional/General Staff |  | Excellent | 4,068.34 | NO
North Terrace_NT55-115 Grenfell St - Wyatt House_Fourteenth Floor_14.44 _ Office 5 | NT-NT55-14-14.44 | NT55-14-14.44-Office 5 | North Terrace | NT | NT55 | 115 Grenfell St - Wyatt House | 14 | Fourteenth Floor | 14.44 | 99967 | University Vacated | 99939 | Unusable Spaces | 13.04 | Office 5 | 1 | Office Space Group | 108 | Office - Professional/General Staff |  | Excellent | 3,250.69 | NO
North Terrace_NT56-178 North Terrace - Terrace Towers_Level Seven_701 _ Office | NT-NT56-07-701 | NT56-07-701-Office | North Terrace | NT | NT56 | 178 North Terrace - Terrace Towers | 07 | Level Seven | 701 | 99967 | University Vacated | 99939 | Unusable Spaces | 17.83 | Office | 1 | Office Space Group | 101 | Office - Academic Staff |  | Excellent | 4,444.76 | NO
North Terrace_NT56-178 North Terrace - Terrace Towers_Level Seven_702 _ Office - shared | NT-NT56-07-702 | NT56-07-702-Office - shared | North Terrace | NT | NT56 | 178 North Terrace - Terrace Towers | 07 | Level Seven | 702 | 99967 | University Vacated | 99939 | Unusable Spaces | 16.14 | Office - shared | 1 | Office Space Group | 101 | Office - Academic Staff |  | Excellent | 4,023.47 | NO
North Terrace_NT56-178 North Terrace - Terrace Towers_Level Seven_703 _ Office - shared | NT-NT56-07-703 | NT56-07-703-Office - shared | North Terrace | NT | NT56 | 178 North Terrace - Terrace Towers | 07 | Level Seven | 703 | 99967 | University Vacated | 99939 | Unusable Spaces | 18.44 | Office - shared | 1 | Office Space Group | 101 | Office - Academic Staff |  | Excellent | 4,596.83 | NO
North Terrace_NT56-178 North Terrace - Terrace Towers_Level Seven_704 _ Office - shared | NT-NT56-07-704 | NT56-07-704-Office - shared | North Terrace | NT | NT56 | 178 North Terrace - Terrace Towers | 07 | Level Seven | 704 | 99967 | University Vacated | 99939 | Unusable Spaces | 11.53 | Office - shared | 1 | Office Space Group | 101 | Office - Academic Staff |  | Excellent | 2,874.26 | NO
North Terrace_NT56-178 North Terrace - Terrace Towers_Level Seven_705 _ Office - shared | NT-NT56-07-705 | NT56-07-705-Office - shared | North Terrace | NT | NT56 | 178 North Terrace - Terrace Towers | 07 | Level Seven | 705 | 99967 | University Vacated | 99939 | Unusable Spaces | 16.14 | Office - shared | 1 | Office Space Group | 101 | Office - Academic Staff |  | Excellent | 4,023.47 | NO
North Terrace_NT56-178 North Terrace - Terrace Towers_Level Seven_706 _ Office | NT-NT56-07-706 | NT56-07-706-Office | North Terrace | NT | NT56 | 178 North Terrace - Terrace Towers | 07 | Level Seven | 706 | 99967 | University Vacated | 99939 | Unusable Spaces | 15.73 | Office | 1 | Office Space Group | 101 | Office - Academic Staff |  | Excellent | 3,921.26 | NO
North Terrace_NT56-178 North Terrace - Terrace Towers_Level Seven_707 _ Office - Open Plan - shared | NT-NT56-07-707 | NT56-07-707-Office - Open Plan - shared | North Terrace | NT | NT56 | 178 North Terrace - Terrace Towers | 07 | Level Seven | 707 | 99967 | University Vacated | 99939 | Unusable Spaces | 22.06 | Office - Open Plan - shared | 1 | Office Space Group | 111 | Open Plan - Specific type not defined |  | Excellent | 5,499.24 | NO
North Terrace_NT56-178 North Terrace - Terrace Towers_Level Seven_708 _ Office - Open Plan - shared | NT-NT56-07-708 | NT56-07-708-Office - Open Plan - shared | North Terrace | NT | NT56 | 178 North Terrace - Terrace Towers | 07 | Level Seven | 708 | 99967 | University Vacated | 99939 | Unusable Spaces | 20.45 | Office - Open Plan - shared | 1 | Office Space Group | 111 | Open Plan - Specific type not defined |  | Excellent | 5,097.89 | NO
North Terrace_NT56-178 North Terrace - Terrace Towers_Level Seven_709 _ Office | NT-NT56-07-709 | NT56-07-709-Office | North Terrace | NT | NT56 | 178 North Terrace - Terrace Towers | 07 | Level Seven | 709 | 99967 | University Vacated | 99939 | Unusable Spaces | 11.97 | Office | 1 | Office Space Group | 101 | Office - Academic Staff |  | Excellent | 2,983.95 | NO
North Terrace_NT56-178 North Terrace - Terrace Towers_Level Seven_710 _ Office | NT-NT56-07-710 | NT56-07-710-Office | North Terrace | NT | NT56 | 178 North Terrace - Terrace Towers | 07 | Level Seven | 710 | 99967 | University Vacated | 99939 | Unusable Spaces | 11.86 | Office | 1 | Office Space Group | 101 | Office - Academic Staff |  | Excellent | 2,956.53 | NO
North Terrace_NT56-178 North Terrace - Terrace Towers_Level Seven_711 _ Office | NT-NT56-07-711 | NT56-07-711-Office | North Terrace | NT | NT56 | 178 North Terrace - Terrace Towers | 07 | Level Seven | 711 | 99967 | University Vacated | 99939 | Unusable Spaces | 11.86 | Office | 1 | Office Space Group | 101 | Office - Academic Staff |  | Excellent | 2,956.53 | NO
North Terrace_NT56-178 North Terrace - Terrace Towers_Level Seven_712 _ Office | NT-NT56-07-712 | NT56-07-712-Office | North Terrace | NT | NT56 | 178 North Terrace - Terrace Towers | 07 | Level Seven | 712 | 99967 | University Vacated | 99939 | Unusable Spaces | 11.87 | Office | 1 | Office Space Group | 101 | Office - Academic Staff |  | Excellent | 2,959.02 | NO
North Terrace_NT56-178 North Terrace - Terrace Towers_Level Seven_713 _ Office | NT-NT56-07-713 | NT56-07-713-Office | North Terrace | NT | NT56 | 178 North Terrace - Terrace Towers | 07 | Level Seven | 713 | 99967 | University Vacated | 99939 | Unusable Spaces | 11.97 | Office | 1 | Office Space Group | 101 | Office - Academic Staff |  | Excellent | 2,983.95 | NO
North Terrace_NT56-178 North Terrace - Terrace Towers_Level Seven_714 _ Corr. | NT-NT56-07-714 | NT56-07-714-Corr. | North Terrace | NT | NT56 | 178 North Terrace - Terrace Towers | 07 | Level Seven | 714 | 99967 | University Vacated | 99939 | Unusable Spaces | 30.45 | Corr. | 8 | Non Useable Floor Area Space Group | 805 | Non-usable - Circulation space |  | Unknown | 0.00 | NO
North Terrace_NT56-178 North Terrace - Terrace Towers_Level Seven_714A _ Corr. | NT-NT56-07-714A | NT56-07-714A-Corr. | North Terrace | NT | NT56 | 178 North Terrace - Terrace Towers | 07 | Level Seven | 714A | 99967 | University Vacated | 99939 | Unusable Spaces | 10.66 | Corr. | 8 | Non Useable Floor Area Space Group | 805 | Non-usable - Circulation space |  | Unknown | 0.00 | NO
North Terrace_NT56-178 North Terrace - Terrace Towers_Level Seven_715 _ Utility | NT-NT56-07-715 | NT56-07-715-Utility | North Terrace | NT | NT56 | 178 North Terrace - Terrace Towers | 07 | Level Seven | 715 | 99967 | University Vacated | 99939 | Unusable Spaces | 27.97 | Utility | 6 | General Facility Space Group | 603 | General Facility - Resource room |  | Excellent | 7,809.22 | NO
North Terrace_NT56-178 North Terrace - Terrace Towers_Level Seven_716 _ Office - shared | NT-NT56-07-716 | NT56-07-716-Office - shared | North Terrace | NT | NT56 | 178 North Terrace - Terrace Towers | 07 | Level Seven | 716 | 99967 | University Vacated | 99939 | Unusable Spaces | 20.85 | Office - shared | 1 | Office Space Group | 101 | Office - Academic Staff |  | Excellent | 5,197.61 | NO
North Terrace_NT56-178 North Terrace - Terrace Towers_Level Seven_717 _ Office - shared | NT-NT56-07-717 | NT56-07-717-Office - shared | North Terrace | NT | NT56 | 178 North Terrace - Terrace Towers | 07 | Level Seven | 717 | 99967 | University Vacated | 99939 | Unusable Spaces | 21.12 | Office - shared | 1 | Office Space Group | 101 | Office - Academic Staff |  | Excellent | 5,264.91 | NO
North Terrace_NT56-178 North Terrace - Terrace Towers_Level Seven_718 _ Corr. | NT-NT56-07-718 | NT56-07-718-Corr. | North Terrace | NT | NT56 | 178 North Terrace - Terrace Towers | 07 | Level Seven | 718 | 99967 | University Vacated | 99939 | Unusable Spaces | 13.04 | Corr. | 8 | Non Useable Floor Area Space Group | 805 | Non-usable - Circulation space |  | Unknown | 0.00 | NO
North Terrace_NT56-178 North Terrace - Terrace Towers_Level Seven_719 _ Corr. | NT-NT56-07-719 | NT56-07-719-Corr. | North Terrace | NT | NT56 | 178 North Terrace - Terrace Towers | 07 | Level Seven | 719 | 99967 | University Vacated | 99939 | Unusable Spaces | 10.21 | Corr. | 8 | Non Useable Floor Area Space Group | 805 | Non-usable - Circulation space |  | Unknown | 0.00 | NO
North Terrace_NT56-178 North Terrace - Terrace Towers_Level Seven_720 _ Office - shared | NT-NT56-07-720 | NT56-07-720-Office - shared | North Terrace | NT | NT56 | 178 North Terrace - Terrace Towers | 07 | Level Seven | 720 | 99967 | University Vacated | 99939 | Unusable Spaces | 23.46 | Office - shared | 1 | Office Space Group | 101 | Office - Academic Staff |  | Excellent | 5,848.24 | NO
North Terrace_NT56-178 North Terrace - Terrace Towers_Level Seven_721 _ Office - Open Plan | NT-NT56-07-721 | NT56-07-721-Office - Open Plan | North Terrace | NT | NT56 | 178 North Terrace - Terrace Towers | 07 | Level Seven | 721 | 99967 | University Vacated | 99939 | Unusable Spaces | 86.59 | Office - Open Plan | 1 | Office Space Group | 111 | Open Plan - Specific type not defined |  | Excellent | 21,585.65 | NO
North Terrace_NT56-178 North Terrace - Terrace Towers_Level Seven_721A _ Corr. | NT-NT56-07-721A | NT56-07-721A-Corr. | North Terrace | NT | NT56 | 178 North Terrace - Terrace Towers | 07 | Level Seven | 721A | 99967 | University Vacated | 99939 | Unusable Spaces | 4.07 | Corr. | 8 | Non Useable Floor Area Space Group | 805 | Non-usable - Circulation space |  | Unknown | 0.00 | NO
North Terrace_NT56-178 North Terrace - Terrace Towers_Level Seven_722 _ Office - Admin | NT-NT56-07-722 | NT56-07-722-Office - Admin | North Terrace | NT | NT56 | 178 North Terrace - Terrace Towers | 07 | Level Seven | 722 | 99967 | University Vacated | 99939 | Unusable Spaces | 10.47 | Office - Admin | 1 | Office Space Group | 101 | Office - Academic Staff |  | Excellent | 2,610.02 | NO
North Terrace_NT56-178 North Terrace - Terrace Towers_Level Seven_723 _ Office - Open Plan - shared | NT-NT56-07-723 | NT56-07-723-Office - Open Plan - shared | North Terrace | NT | NT56 | 178 North Terrace - Terrace Towers | 07 | Level Seven | 723 | 99967 | University Vacated | 99939 | Unusable Spaces | 19.91 | Office - Open Plan - shared | 1 | Office Space Group | 111 | Open Plan - Specific type not defined |  | Excellent | 4,963.28 | NO
North Terrace_NT56-178 North Terrace - Terrace Towers_Level Seven_724 _ Store | NT-NT56-07-724 | NT56-07-724-Store | North Terrace | NT | NT56 | 178 North Terrace - Terrace Towers | 07 | Level Seven | 724 | 99967 | University Vacated | 99939 | Unusable Spaces | 8.15 | Store | 4 | Ancillary Area Space Group | 419 | Ancillary Area - Store Room - Generic |  | Excellent | 1,787.88 | NO
North Terrace_NT56-178 North Terrace - Terrace Towers_Level Seven_725 _ Lockers | NT-NT56-07-725 | NT56-07-725-Lockers | North Terrace | NT | NT56 | 178 North Terrace - Terrace Towers | 07 | Level Seven | 725 | 99967 | University Vacated | 99939 | Unusable Spaces | 5.28 | Lockers | 4 | Ancillary Area Space Group | 416 | Ancillary Area - Locker Storage/Room |  | Excellent | 1,158.28 | NO
North Terrace_NT56-178 North Terrace - Terrace Towers_Level Seven_726 _ Comms | NT-NT56-07-726 | NT56-07-726-Comms | North Terrace | NT | NT56 | 178 North Terrace - Terrace Towers | 07 | Level Seven | 726 | 99967 | University Vacated | 99939 | Unusable Spaces | 10.84 | Comms | 8 | Non Useable Floor Area Space Group | 812 | Non-usable - Comms/network system/Telephone/PABX |  | Excellent | 0.00 | NO
North Terrace_NT56-178 North Terrace - Terrace Towers_Level Seven_727 _ Kitchen | NT-NT56-07-727 | NT56-07-727-Kitchen | North Terrace | NT | NT56 | 178 North Terrace - Terrace Towers | 07 | Level Seven | 727 | 99967 | University Vacated | 99939 | Unusable Spaces | 7.95 | Kitchen | 6 | General Facility Space Group | 608 | General Facility - Kitchen/Servery/Food Storage |  | Excellent | 2,219.64 | NO
North Terrace_NT56-178 North Terrace - Terrace Towers_Level Seven_728 _ Reception / Waiting Area | NT-NT56-07-728 | NT56-07-728-Reception / Waiting Area | North Terrace | NT | NT56 | 178 North Terrace - Terrace Towers | 07 | Level Seven | 728 | 99967 | University Vacated | 99939 | Unusable Spaces | 48.66 | Reception / Waiting Area | 8 | Non Useable Floor Area Space Group | 805 | Non-usable - Circulation space |  | Unknown | 0.00 | NO
North Terrace_NT56-178 North Terrace - Terrace Towers_Level Seven_729 _ Office - Open Plan - Admin | NT-NT56-07-729 | NT56-07-729-Office - Open Plan - Admin | North Terrace | NT | NT56 | 178 North Terrace - Terrace Towers | 07 | Level Seven | 729 | 99967 | University Vacated | 99939 | Unusable Spaces | 46.25 | Office - Open Plan - Admin | 1 | Office Space Group | 116 | Open Plan - Professional/General Staff |  | Excellent | 11,529.47 | NO
North Terrace_NT56-178 North Terrace - Terrace Towers_Level Seven_730 _ Office - shared | NT-NT56-07-730 | NT56-07-730-Office - shared | North Terrace | NT | NT56 | 178 North Terrace - Terrace Towers | 07 | Level Seven | 730 | 99967 | University Vacated | 99939 | Unusable Spaces | 18.15 | Office - shared | 1 | Office Space Group | 101 | Office - Academic Staff |  | Excellent | 4,524.54 | NO
North Terrace_NT56-178 North Terrace - Terrace Towers_Level Seven_731 _ Office - shared | NT-NT56-07-731 | NT56-07-731-Office - shared | North Terrace | NT | NT56 | 178 North Terrace - Terrace Towers | 07 | Level Seven | 731 | 99967 | University Vacated | 99939 | Unusable Spaces | 20.35 | Office - shared | 1 | Office Space Group | 101 | Office - Academic Staff |  | Excellent | 5,072.96 | NO
North Terrace_NT56-178 North Terrace - Terrace Towers_Level Seven_732 _ Office - shared | NT-NT56-07-732 | NT56-07-732-Office - shared | North Terrace | NT | NT56 | 178 North Terrace - Terrace Towers | 07 | Level Seven | 732 | 99967 | University Vacated | 99939 | Unusable Spaces | 25.51 | Office - shared | 1 | Office Space Group | 101 | Office - Academic Staff |  | Excellent | 6,359.28 | NO
North Terrace_NT56-178 North Terrace - Terrace Towers_Level Seven_733 _ Office - shared | NT-NT56-07-733 | NT56-07-733-Office - shared | North Terrace | NT | NT56 | 178 North Terrace - Terrace Towers | 07 | Level Seven | 733 | 99967 | University Vacated | 99939 | Unusable Spaces | 13.15 | Office - shared | 1 | Office Space Group | 101 | Office - Academic Staff |  | Excellent | 3,278.11 | NO
North Terrace_NT56-178 North Terrace - Terrace Towers_Level Seven_734 _ Office - shared | NT-NT56-07-734 | NT56-07-734-Office - shared | North Terrace | NT | NT56 | 178 North Terrace - Terrace Towers | 07 | Level Seven | 734 | 99967 | University Vacated | 99939 | Unusable Spaces | 11.97 | Office - shared | 1 | Office Space Group | 101 | Office - Academic Staff |  | Excellent | 2,983.95 | NO
North Terrace_NT56-178 North Terrace - Terrace Towers_Level Seven_735 _ Office - shared | NT-NT56-07-735 | NT56-07-735-Office - shared | North Terrace | NT | NT56 | 178 North Terrace - Terrace Towers | 07 | Level Seven | 735 | 99967 | University Vacated | 99939 | Unusable Spaces | 11.97 | Office - shared | 1 | Office Space Group | 101 | Office - Academic Staff |  | Excellent | 2,983.95 | NO
North Terrace_NT56-178 North Terrace - Terrace Towers_Level Seven_736 _ Corr. | NT-NT56-07-736 | NT56-07-736-Corr. | North Terrace | NT | NT56 | 178 North Terrace - Terrace Towers | 07 | Level Seven | 736 | 99967 | University Vacated | 99939 | Unusable Spaces | 11.23 | Corr. | 8 | Non Useable Floor Area Space Group | 805 | Non-usable - Circulation space |  | Unknown | 0.00 | NO
North Terrace_NT56-178 North Terrace - Terrace Towers_Level Seven_737 _ Office | NT-NT56-07-737 | NT56-07-737-Office | North Terrace | NT | NT56 | 178 North Terrace - Terrace Towers | 07 | Level Seven | 737 | 99967 | University Vacated | 99939 | Unusable Spaces | 11.89 | Office | 1 | Office Space Group | 101 | Office - Academic Staff |  | Excellent | 2,964.01 | NO
North Terrace_NT56-178 North Terrace - Terrace Towers_Level Seven_738 _ Office - Head of Discipline | NT-NT56-07-738 | NT56-07-738-Office - Head of Discipline | North Terrace | NT | NT56 | 178 North Terrace - Terrace Towers | 07 | Level Seven | 738 | 99967 | University Vacated | 99939 | Unusable Spaces | 19.2 | Office - Head of Discipline | 1 | Office Space Group | 101 | Office - Academic Staff |  | Excellent | 4,786.29 | NO
North Terrace_NT56-178 North Terrace - Terrace Towers_Level Seven_739 _ Office | NT-NT56-07-739 | NT56-07-739-Office | North Terrace | NT | NT56 | 178 North Terrace - Terrace Towers | 07 | Level Seven | 739 | 99967 | University Vacated | 99939 | Unusable Spaces | 11.89 | Office | 1 | Office Space Group | 101 | Office - Academic Staff |  | Excellent | 2,964.01 | NO
North Terrace_NT56-178 North Terrace - Terrace Towers_Level Seven_740 _ Office | NT-NT56-07-740 | NT56-07-740-Office | North Terrace | NT | NT56 | 178 North Terrace - Terrace Towers | 07 | Level Seven | 740 | 99967 | University Vacated | 99939 | Unusable Spaces | 11.86 | Office | 1 | Office Space Group | 101 | Office - Academic Staff |  | Excellent | 2,956.53 | NO
North Terrace_NT56-178 North Terrace - Terrace Towers_Level Seven_741 _ Office | NT-NT56-07-741 | NT56-07-741-Office | North Terrace | NT | NT56 | 178 North Terrace - Terrace Towers | 07 | Level Seven | 741 | 99967 | University Vacated | 99939 | Unusable Spaces | 11.89 | Office | 1 | Office Space Group | 101 | Office - Academic Staff |  | Excellent | 2,964.01 | NO
North Terrace_NT56-178 North Terrace - Terrace Towers_Level Seven_742 _ Office | NT-NT56-07-742 | NT56-07-742-Office | North Terrace | NT | NT56 | 178 North Terrace - Terrace Towers | 07 | Level Seven | 742 | 99967 | University Vacated | 99939 | Unusable Spaces | 11.97 | Office | 1 | Office Space Group | 101 | Office - Academic Staff |  | Excellent | 2,983.95 | NO
North Terrace_NT56-178 North Terrace - Terrace Towers_Level Seven_743 _ Office - shared | NT-NT56-07-743 | NT56-07-743-Office - shared | North Terrace | NT | NT56 | 178 North Terrace - Terrace Towers | 07 | Level Seven | 743 | 99967 | University Vacated | 99939 | Unusable Spaces | 19.31 | Office - shared | 1 | Office Space Group | 101 | Office - Academic Staff |  | Excellent | 4,813.71 | NO
North Terrace_NT56-178 North Terrace - Terrace Towers_Level Seven_744 _ Office - shared | NT-NT56-07-744 | NT56-07-744-Office - shared | North Terrace | NT | NT56 | 178 North Terrace - Terrace Towers | 07 | Level Seven | 744 | 99967 | University Vacated | 99939 | Unusable Spaces | 20.03 | Office - shared | 1 | Office Space Group | 101 | Office - Academic Staff |  | Excellent | 4,993.19 | NO
North Terrace_NT56-178 North Terrace - Terrace Towers_Level Seven_745 _ Office - shared | NT-NT56-07-745 | NT56-07-745-Office - shared | North Terrace | NT | NT56 | 178 North Terrace - Terrace Towers | 07 | Level Seven | 745 | 99967 | University Vacated | 99939 | Unusable Spaces | 10.76 | Office - shared | 1 | Office Space Group | 101 | Office - Academic Staff |  | Excellent | 2,682.31 | NO
North Terrace_NT56-178 North Terrace - Terrace Towers_Level Seven_747 _ Utility | NT-NT56-07-747 | NT56-07-747-Utility | North Terrace | NT | NT56 | 178 North Terrace - Terrace Towers | 07 | Level Seven | 747 | 99967 | University Vacated | 99939 | Unusable Spaces | 27.81 | Utility | 6 | General Facility Space Group | 603 | General Facility - Resource room |  | Excellent | 7,764.55 | NO
North Terrace_NT56-178 North Terrace - Terrace Towers_Level Seven_748 _ Corr. | NT-NT56-07-748 | NT56-07-748-Corr. | North Terrace | NT | NT56 | 178 North Terrace - Terrace Towers | 07 | Level Seven | 748 | 99967 | University Vacated | 99939 | Unusable Spaces | 22.38 | Corr. | 8 | Non Useable Floor Area Space Group | 805 | Non-usable - Circulation space |  | Unknown | 0.00 | NO
North Terrace_NT56-178 North Terrace - Terrace Towers_Level Seven_748A _ Store | NT-NT56-07-748A | NT56-07-748A-Store | North Terrace | NT | NT56 | 178 North Terrace - Terrace Towers | 07 | Level Seven | 748A | 99967 | University Vacated | 99939 | Unusable Spaces | 1.85 | Store | 4 | Ancillary Area Space Group | 419 | Ancillary Area - Store Room - Generic |  | Excellent | 405.84 | NO
North Terrace_NT56-178 North Terrace - Terrace Towers_Level Seven_748B _ Store | NT-NT56-07-748B | NT56-07-748B-Store | North Terrace | NT | NT56 | 178 North Terrace - Terrace Towers | 07 | Level Seven | 748B | 99967 | University Vacated | 99939 | Unusable Spaces | 1.93 | Store | 4 | Ancillary Area Space Group | 419 | Ancillary Area - Store Room - Generic |  | Excellent | 423.39 | NO
North Terrace_NT56-178 North Terrace - Terrace Towers_Level Seven_749 _ Office - shared | NT-NT56-07-749 | NT56-07-749-Office - shared | North Terrace | NT | NT56 | 178 North Terrace - Terrace Towers | 07 | Level Seven | 749 | 99967 | University Vacated | 99939 | Unusable Spaces | 9.89 | Office - shared | 1 | Office Space Group | 101 | Office - Academic Staff |  | Excellent | 2,465.44 | NO
North Terrace_NT56-178 North Terrace - Terrace Towers_Level Seven_750 _ Office - shared | NT-NT56-07-750 | NT56-07-750-Office - shared | North Terrace | NT | NT56 | 178 North Terrace - Terrace Towers | 07 | Level Seven | 750 | 99967 | University Vacated | 99939 | Unusable Spaces | 22.71 | Office - shared | 1 | Office Space Group | 101 | Office - Academic Staff |  | Excellent | 5,661.28 | NO
North Terrace_NT56-178 North Terrace - Terrace Towers_Level Seven_751 _ Office | NT-NT56-07-751 | NT56-07-751-Office | North Terrace | NT | NT56 | 178 North Terrace - Terrace Towers | 07 | Level Seven | 751 | 99967 | University Vacated | 99939 | Unusable Spaces | 11.97 | Office | 1 | Office Space Group | 101 | Office - Academic Staff |  | Excellent | 2,983.95 | NO
North Terrace_NT56-178 North Terrace - Terrace Towers_Level Seven_752 _ Office - shared | NT-NT56-07-752 | NT56-07-752-Office - shared | North Terrace | NT | NT56 | 178 North Terrace - Terrace Towers | 07 | Level Seven | 752 | 99967 | University Vacated | 99939 | Unusable Spaces | 19.31 | Office - shared | 1 | Office Space Group | 101 | Office - Academic Staff |  | Excellent | 4,813.71 | NO
North Terrace_NT56-178 North Terrace - Terrace Towers_Level Seven_753 _ Office - Open Plan | NT-NT56-07-753 | NT56-07-753-Office - Open Plan | North Terrace | NT | NT56 | 178 North Terrace - Terrace Towers | 07 | Level Seven | 753 | 99967 | University Vacated | 99939 | Unusable Spaces | 57.68 | Office - Open Plan | 1 | Office Space Group | 111 | Open Plan - Specific type not defined |  | Excellent | 14,378.80 | NO
North Terrace_NT56-178 North Terrace - Terrace Towers_Level Seven_754 _ Corr. | NT-NT56-07-754 | NT56-07-754-Corr. | North Terrace | NT | NT56 | 178 North Terrace - Terrace Towers | 07 | Level Seven | 754 | 99967 | University Vacated | 99939 | Unusable Spaces | 11.13 | Corr. | 8 | Non Useable Floor Area Space Group | 805 | Non-usable - Circulation space |  | Unknown | 0.00 | NO
North Terrace_NT56-178 North Terrace - Terrace Towers_Level Seven_755 _ Corr. | NT-NT56-07-755 | NT56-07-755-Corr. | North Terrace | NT | NT56 | 178 North Terrace - Terrace Towers | 07 | Level Seven | 755 | 99967 | University Vacated | 99939 | Unusable Spaces | 19.18 | Corr. | 8 | Non Useable Floor Area Space Group | 805 | Non-usable - Circulation space |  | Unknown | 0.00 | NO
North Terrace_NT56-178 North Terrace - Terrace Towers_Level Seven_755A _ Shower | NT-NT56-07-755A | NT56-07-755A-Shower | North Terrace | NT | NT56 | 178 North Terrace - Terrace Towers | 07 | Level Seven | 755A | 99967 | University Vacated | 99939 | Unusable Spaces | 2.87 | Shower | 8 | Non Useable Floor Area Space Group | 835 | Non-usable - Toilets/Amenities - Other |  | Unknown | 0.00 | NO
North Terrace_NT56-178 North Terrace - Terrace Towers_Level Seven_756 _ Corr. | NT-NT56-07-756 | NT56-07-756-Corr. | North Terrace | NT | NT56 | 178 North Terrace - Terrace Towers | 07 | Level Seven | 756 | 99967 | University Vacated | 99939 | Unusable Spaces | 26.83 | Corr. | 8 | Non Useable Floor Area Space Group | 805 | Non-usable - Circulation space |  | Unknown | 0.00 | NO
North Terrace_NT56-178 North Terrace - Terrace Towers_Level Seven_757 _ Seminar | NT-NT56-07-757 | NT56-07-757-Seminar | North Terrace | NT | NT56 | 178 North Terrace - Terrace Towers | 07 | Level Seven | 757 | 99967 | University Vacated | 99939 | Unusable Spaces | 79.39 | Seminar | 6 | General Facility Space Group | 601 | General Facility - Committee/Conference/Meeting room |  | Excellent | 22,165.69 | NO
North Terrace_NT56-178 North Terrace - Terrace Towers_Level Seven_758 _ Meeting | NT-NT56-07-758 | NT56-07-758-Meeting | North Terrace | NT | NT56 | 178 North Terrace - Terrace Towers | 07 | Level Seven | 758 | 99967 | University Vacated | 99939 | Unusable Spaces | 31.02 | Meeting | 6 | General Facility Space Group | 601 | General Facility - Committee/Conference/Meeting room |  | Excellent | 8,660.79 | NO
North Terrace_NT56-178 North Terrace - Terrace Towers_Level Seven_759 _ Meeting - Family | NT-NT56-07-759 | NT56-07-759-Meeting - Family | North Terrace | NT | NT56 | 178 North Terrace - Terrace Towers | 07 | Level Seven | 759 | 99967 | University Vacated | 99939 | Unusable Spaces | 15.5 | Meeting - Family | 6 | General Facility Space Group | 601 | General Facility - Committee/Conference/Meeting room |  | Excellent | 4,327.60 | NO
North Terrace_NT56-178 North Terrace - Terrace Towers_Level Seven_760 _ Meeting | NT-NT56-07-760 | NT56-07-760-Meeting | North Terrace | NT | NT56 | 178 North Terrace - Terrace Towers | 07 | Level Seven | 760 | 99967 | University Vacated | 99939 | Unusable Spaces | 10.63 | Meeting | 6 | General Facility Space Group | 601 | General Facility - Committee/Conference/Meeting room |  | Excellent | 2,967.90 | NO
North Terrace_NT56-178 North Terrace - Terrace Towers_Level Seven_761 _ Corr. | NT-NT56-07-761 | NT56-07-761-Corr. | North Terrace | NT | NT56 | 178 North Terrace - Terrace Towers | 07 | Level Seven | 761 | 99967 | University Vacated | 99939 | Unusable Spaces | 18.3 | Corr. | 8 | Non Useable Floor Area Space Group | 805 | Non-usable - Circulation space |  | Unknown | 0.00 | NO
North Terrace_NT56-178 North Terrace - Terrace Towers_Level Seven_762 _ Corr. | NT-NT56-07-762 | NT56-07-762-Corr. | North Terrace | NT | NT56 | 178 North Terrace - Terrace Towers | 07 | Level Seven | 762 | 99967 | University Vacated | 99939 | Unusable Spaces | 31.05 | Corr. | 8 | Non Useable Floor Area Space Group | 805 | Non-usable - Circulation space |  | Unknown | 0.00 | NO
North Terrace_NT56-178 North Terrace - Terrace Towers_Level Eleven_11.01 _ Reception | NT-NT56-11-11.01 | NT56-11-11.01-Reception | North Terrace | NT | NT56 | 178 North Terrace - Terrace Towers | 11 | Level Eleven | 11.01 | 99967 | University Vacated | 99939 | Unusable Spaces | 42.3 | Reception | 6 | General Facility Space Group | 623 | General Facility - Waiting Area/Foyer/Reception Area |  | Excellent | 11,810.16 | NO
North Terrace_NT56-178 North Terrace - Terrace Towers_Level Eleven_11.01A _ Corr. | NT-NT56-11-11.01A | NT56-11-11.01A-Corr. | North Terrace | NT | NT56 | 178 North Terrace - Terrace Towers | 11 | Level Eleven | 11.01A | 99967 | University Vacated | 99939 | Unusable Spaces | 4.24 | Corr. | 8 | Non Useable Floor Area Space Group | 805 | Non-usable - Circulation space |  | Unknown | 0.00 | NO
North Terrace_NT56-178 North Terrace - Terrace Towers_Level Eleven_11.02 _ Mail Room | NT-NT56-11-11.02 | NT56-11-11.02-Mail Room | North Terrace | NT | NT56 | 178 North Terrace - Terrace Towers | 11 | Level Eleven | 11.02 | 99967 | University Vacated | 99939 | Unusable Spaces | 5.02 | Mail Room | 4 | Ancillary Area Space Group | 408 | Ancillary Area - Mail Room/ Goods Receipt/Despatch |  | Excellent | 1,101.24 | NO
North Terrace_NT56-178 North Terrace - Terrace Towers_Level Eleven_11.03 _ Meeting | NT-NT56-11-11.03 | NT56-11-11.03-Meeting | North Terrace | NT | NT56 | 178 North Terrace - Terrace Towers | 11 | Level Eleven | 11.03 | 99967 | University Vacated | 99939 | Unusable Spaces | 23.96 | Meeting | 6 | General Facility Space Group | 601 | General Facility - Committee/Conference/Meeting room |  | Excellent | 6,689.63 | NO
North Terrace_NT56-178 North Terrace - Terrace Towers_Level Eleven_11.04 _ Utility | NT-NT56-11-11.04 | NT56-11-11.04-Utility | North Terrace | NT | NT56 | 178 North Terrace - Terrace Towers | 11 | Level Eleven | 11.04 | 99967 | University Vacated | 99939 | Unusable Spaces | 7.49 | Utility | 6 | General Facility Space Group | 603 | General Facility - Resource room |  | Excellent | 2,091.21 | NO
North Terrace_NT56-178 North Terrace - Terrace Towers_Level Eleven_11.05 _ Comms | NT-NT56-11-11.05 | NT56-11-11.05-Comms | North Terrace | NT | NT56 | 178 North Terrace - Terrace Towers | 11 | Level Eleven | 11.05 | 99967 | University Vacated | 99939 | Unusable Spaces | 6.94 | Comms | 8 | Non Useable Floor Area Space Group | 812 | Non-usable - Comms/network system/Telephone/PABX |  | Excellent | 0.00 | NO
North Terrace_NT56-178 North Terrace - Terrace Towers_Level Eleven_11.06 _ Tea Room | NT-NT56-11-11.06 | NT56-11-11.06-Tea Room | North Terrace | NT | NT56 | 178 North Terrace - Terrace Towers | 11 | Level Eleven | 11.06 | 99967 | University Vacated | 99939 | Unusable Spaces | 25.41 | Tea Room | 6 | General Facility Space Group | 608 | General Facility - Kitchen/Servery/Food Storage |  | Excellent | 7,094.47 | NO
North Terrace_NT56-178 North Terrace - Terrace Towers_Level Eleven_11.07A _ Workstation | NT-NT56-11-11.07A | NT56-11-11.07A-Workstation | North Terrace | NT | NT56 | 178 North Terrace - Terrace Towers | 11 | Level Eleven | 11.07A | 99967 | University Vacated | 99939 | Unusable Spaces | 3.6 | Workstation | 1 | Office Space Group | 111 | Open Plan - Specific type not defined |  | Excellent | 897.43 | NO
North Terrace_NT56-178 North Terrace - Terrace Towers_Level Eleven_11.07B _ Workstation | NT-NT56-11-11.07B | NT56-11-11.07B-Workstation | North Terrace | NT | NT56 | 178 North Terrace - Terrace Towers | 11 | Level Eleven | 11.07B | 99967 | University Vacated | 99939 | Unusable Spaces | 8.19 | Workstation | 1 | Office Space Group | 111 | Open Plan - Specific type not defined |  | Excellent | 2,041.65 | NO
North Terrace_NT56-178 North Terrace - Terrace Towers_Level Eleven_11.07C _ Workstation | NT-NT56-11-11.07C | NT56-11-11.07C-Workstation | North Terrace | NT | NT56 | 178 North Terrace - Terrace Towers | 11 | Level Eleven | 11.07C | 99967 | University Vacated | 99939 | Unusable Spaces | 3.69 | Workstation | 1 | Office Space Group | 111 | Open Plan - Specific type not defined |  | Excellent | 919.86 | NO
North Terrace_NT56-178 North Terrace - Terrace Towers_Level Eleven_11.07D _ Workstation | NT-NT56-11-11.07D | NT56-11-11.07D-Workstation | North Terrace | NT | NT56 | 178 North Terrace - Terrace Towers | 11 | Level Eleven | 11.07D | 99967 | University Vacated | 99939 | Unusable Spaces | 8.28 | Workstation | 1 | Office Space Group | 111 | Open Plan - Specific type not defined |  | Excellent | 2,064.09 | NO
North Terrace_NT56-178 North Terrace - Terrace Towers_Level Eleven_11.07E _ Workstation | NT-NT56-11-11.07E | NT56-11-11.07E-Workstation | North Terrace | NT | NT56 | 178 North Terrace - Terrace Towers | 11 | Level Eleven | 11.07E | 99967 | University Vacated | 99939 | Unusable Spaces | 3.6 | Workstation | 1 | Office Space Group | 111 | Open Plan - Specific type not defined |  | Excellent | 897.43 | NO
North Terrace_NT56-178 North Terrace - Terrace Towers_Level Eleven_11.07F _ Corr. | NT-NT56-11-11.07F | NT56-11-11.07F-Corr. | North Terrace | NT | NT56 | 178 North Terrace - Terrace Towers | 11 | Level Eleven | 11.07F | 99967 | University Vacated | 99939 | Unusable Spaces | 17.02 | Corr. | 8 | Non Useable Floor Area Space Group | 805 | Non-usable - Circulation space |  | Unknown | 0.00 | NO
North Terrace_NT56-178 North Terrace - Terrace Towers_Level Eleven_11.07G _ Corr. | NT-NT56-11-11.07G | NT56-11-11.07G-Corr. | North Terrace | NT | NT56 | 178 North Terrace - Terrace Towers | 11 | Level Eleven | 11.07G | 99967 | University Vacated | 99939 | Unusable Spaces | 13.6 | Corr. | 8 | Non Useable Floor Area Space Group | 805 | Non-usable - Circulation space |  | Unknown | 0.00 | NO
North Terrace_NT56-178 North Terrace - Terrace Towers_Level Eleven_11.08 _ Corr. | NT-NT56-11-11.08 | NT56-11-11.08-Corr. | North Terrace | NT | NT56 | 178 North Terrace - Terrace Towers | 11 | Level Eleven | 11.08 | 99967 | University Vacated | 99939 | Unusable Spaces | 36.67 | Corr. | 8 | Non Useable Floor Area Space Group | 805 | Non-usable - Circulation space |  | Unknown | 0.00 | NO
North Terrace_NT56-178 North Terrace - Terrace Towers_Level Eleven_11.09 _ Office | NT-NT56-11-11.09 | NT56-11-11.09-Office | North Terrace | NT | NT56 | 178 North Terrace - Terrace Towers | 11 | Level Eleven | 11.09 | 99967 | University Vacated | 99939 | Unusable Spaces | 12.59 | Office | 1 | Office Space Group | 101 | Office - Academic Staff |  | Excellent | 3,138.51 | NO
North Terrace_NT56-178 North Terrace - Terrace Towers_Level Eleven_11.10 _ Office | NT-NT56-11-11.10 | NT56-11-11.10-Office | North Terrace | NT | NT56 | 178 North Terrace - Terrace Towers | 11 | Level Eleven | 11.10 | 99967 | University Vacated | 99939 | Unusable Spaces | 11.56 | Office | 1 | Office Space Group | 101 | Office - Academic Staff |  | Excellent | 2,881.74 | NO
North Terrace_NT56-178 North Terrace - Terrace Towers_Level Eleven_11.11 _ Office - Head of School | NT-NT56-11-11.11 | NT56-11-11.11-Office - Head of School | North Terrace | NT | NT56 | 178 North Terrace - Terrace Towers | 11 | Level Eleven | 11.11 | 99967 | University Vacated | 99939 | Unusable Spaces | 18.65 | Office - Head of School | 1 | Office Space Group | 101 | Office - Academic Staff |  | Excellent | 4,649.18 | NO
North Terrace_NT56-178 North Terrace - Terrace Towers_Level Eleven_11.12 _ Office | NT-NT56-11-11.12 | NT56-11-11.12-Office | North Terrace | NT | NT56 | 178 North Terrace - Terrace Towers | 11 | Level Eleven | 11.12 | 99967 | University Vacated | 99939 | Unusable Spaces | 11.56 | Office | 1 | Office Space Group | 101 | Office - Academic Staff |  | Excellent | 2,881.74 | NO
North Terrace_NT56-178 North Terrace - Terrace Towers_Level Eleven_11.13 _ Office | NT-NT56-11-11.13 | NT56-11-11.13-Office | North Terrace | NT | NT56 | 178 North Terrace - Terrace Towers | 11 | Level Eleven | 11.13 | 99967 | University Vacated | 99939 | Unusable Spaces | 11.56 | Office | 1 | Office Space Group | 101 | Office - Academic Staff |  | Excellent | 2,881.74 | NO
North Terrace_NT56-178 North Terrace - Terrace Towers_Level Eleven_11.14 _ Office | NT-NT56-11-11.14 | NT56-11-11.14-Office | North Terrace | NT | NT56 | 178 North Terrace - Terrace Towers | 11 | Level Eleven | 11.14 | 99967 | University Vacated | 99939 | Unusable Spaces | 11.31 | Office | 1 | Office Space Group | 101 | Office - Academic Staff |  | Excellent | 2,819.42 | NO
North Terrace_NT56-178 North Terrace - Terrace Towers_Level Eleven_11.15 _ Office | NT-NT56-11-11.15 | NT56-11-11.15-Office | North Terrace | NT | NT56 | 178 North Terrace - Terrace Towers | 11 | Level Eleven | 11.15 | 99967 | University Vacated | 99939 | Unusable Spaces | 11.57 | Office | 1 | Office Space Group | 101 | Office - Academic Staff |  | Excellent | 2,884.24 | NO
North Terrace_NT56-178 North Terrace - Terrace Towers_Level Eleven_11.16 _ Corr. | NT-NT56-11-11.16 | NT56-11-11.16-Corr. | North Terrace | NT | NT56 | 178 North Terrace - Terrace Towers | 11 | Level Eleven | 11.16 | 99967 | University Vacated | 99939 | Unusable Spaces | 5.03 | Corr. | 8 | Non Useable Floor Area Space Group | 805 | Non-usable - Circulation space |  | Unknown | 0.00 | NO
North Terrace_NT56-178 North Terrace - Terrace Towers_Level Eleven_11.17 _ Office - Head of Discipline | NT-NT56-11-11.17 | NT56-11-11.17-Office - Head of Discipline | North Terrace | NT | NT56 | 178 North Terrace - Terrace Towers | 11 | Level Eleven | 11.17 | 99967 | University Vacated | 99939 | Unusable Spaces | 19.37 | Office - Head of Discipline | 1 | Office Space Group | 101 | Office - Academic Staff |  | Excellent | 4,828.66 | NO
North Terrace_NT56-178 North Terrace - Terrace Towers_Level Eleven_11.18 _ Office | NT-NT56-11-11.18 | NT56-11-11.18-Office | North Terrace | NT | NT56 | 178 North Terrace - Terrace Towers | 11 | Level Eleven | 11.18 | 99967 | University Vacated | 99939 | Unusable Spaces | 11.3 | Office | 1 | Office Space Group | 101 | Office - Academic Staff |  | Excellent | 2,816.93 | NO
North Terrace_NT56-178 North Terrace - Terrace Towers_Level Eleven_11.19 _ Office | NT-NT56-11-11.19 | NT56-11-11.19-Office | North Terrace | NT | NT56 | 178 North Terrace - Terrace Towers | 11 | Level Eleven | 11.19 | 99967 | University Vacated | 99939 | Unusable Spaces | 11.3 | Office | 1 | Office Space Group | 101 | Office - Academic Staff |  | Excellent | 2,816.93 | NO
North Terrace_NT56-178 North Terrace - Terrace Towers_Level Eleven_11.20 _ Office | NT-NT56-11-11.20 | NT56-11-11.20-Office | North Terrace | NT | NT56 | 178 North Terrace - Terrace Towers | 11 | Level Eleven | 11.20 | 99967 | University Vacated | 99939 | Unusable Spaces | 11.3 | Office | 1 | Office Space Group | 101 | Office - Academic Staff |  | Excellent | 2,816.93 | NO
North Terrace_NT56-178 North Terrace - Terrace Towers_Level Eleven_11.21 _ Office | NT-NT56-11-11.21 | NT56-11-11.21-Office | North Terrace | NT | NT56 | 178 North Terrace - Terrace Towers | 11 | Level Eleven | 11.21 | 99967 | University Vacated | 99939 | Unusable Spaces | 11.3 | Office | 1 | Office Space Group | 101 | Office - Academic Staff |  | Excellent | 2,816.93 | NO
North Terrace_NT56-178 North Terrace - Terrace Towers_Level Eleven_11.22 _ Office | NT-NT56-11-11.22 | NT56-11-11.22-Office | North Terrace | NT | NT56 | 178 North Terrace - Terrace Towers | 11 | Level Eleven | 11.22 | 99967 | University Vacated | 99939 | Unusable Spaces | 11.65 | Office | 1 | Office Space Group | 101 | Office - Academic Staff |  | Excellent | 2,904.18 | NO
North Terrace_NT56-178 North Terrace - Terrace Towers_Level Eleven_11.23 _ Office (Double) | NT-NT56-11-11.23 | NT56-11-11.23-Office (Double) | North Terrace | NT | NT56 | 178 North Terrace - Terrace Towers | 11 | Level Eleven | 11.23 | 99967 | University Vacated | 99939 | Unusable Spaces | 11.66 | Office (Double) | 1 | Office Space Group | 101 | Office - Academic Staff |  | Excellent | 2,906.67 | NO
North Terrace_NT56-178 North Terrace - Terrace Towers_Level Eleven_11.24 _ Office (Double) | NT-NT56-11-11.24 | NT56-11-11.24-Office (Double) | North Terrace | NT | NT56 | 178 North Terrace - Terrace Towers | 11 | Level Eleven | 11.24 | 99967 | University Vacated | 99939 | Unusable Spaces | 11.7 | Office (Double) | 1 | Office Space Group | 101 | Office - Academic Staff |  | Excellent | 2,916.64 | NO
North Terrace_NT56-178 North Terrace - Terrace Towers_Level Eleven_11.25A _ Workstation | NT-NT56-11-11.25A | NT56-11-11.25A-Workstation | North Terrace | NT | NT56 | 178 North Terrace - Terrace Towers | 11 | Level Eleven | 11.25A | 99967 | University Vacated | 99939 | Unusable Spaces | 7.92 | Workstation | 1 | Office Space Group | 111 | Open Plan - Specific type not defined |  | Excellent | 1,974.34 | NO
North Terrace_NT56-178 North Terrace - Terrace Towers_Level Eleven_11.25B _ Workstation | NT-NT56-11-11.25B | NT56-11-11.25B-Workstation | North Terrace | NT | NT56 | 178 North Terrace - Terrace Towers | 11 | Level Eleven | 11.25B | 99967 | University Vacated | 99939 | Unusable Spaces | 3.6 | Workstation | 1 | Office Space Group | 111 | Open Plan - Specific type not defined |  | Excellent | 897.43 | NO
North Terrace_NT56-178 North Terrace - Terrace Towers_Level Eleven_11.25C _ Corr. | NT-NT56-11-11.25C | NT56-11-11.25C-Corr. | North Terrace | NT | NT56 | 178 North Terrace - Terrace Towers | 11 | Level Eleven | 11.25C | 99967 | University Vacated | 99939 | Unusable Spaces | 18.7 | Corr. | 8 | Non Useable Floor Area Space Group | 805 | Non-usable - Circulation space |  | Unknown | 0.00 | NO
North Terrace_NT56-178 North Terrace - Terrace Towers_Level Eleven_11.25D _ Corr. | NT-NT56-11-11.25D | NT56-11-11.25D-Corr. | North Terrace | NT | NT56 | 178 North Terrace - Terrace Towers | 11 | Level Eleven | 11.25D | 99967 | University Vacated | 99939 | Unusable Spaces | 19.28 | Corr. | 8 | Non Useable Floor Area Space Group | 805 | Non-usable - Circulation space |  | Unknown | 0.00 | NO
North Terrace_NT56-178 North Terrace - Terrace Towers_Level Eleven_11.26 _ Office - shared | NT-NT56-11-11.26 | NT56-11-11.26-Office - shared | North Terrace | NT | NT56 | 178 North Terrace - Terrace Towers | 11 | Level Eleven | 11.26 | 99967 | University Vacated | 99939 | Unusable Spaces | 20.03 | Office - shared | 1 | Office Space Group | 101 | Office - Academic Staff |  | Excellent | 4,993.19 | NO
North Terrace_NT56-178 North Terrace - Terrace Towers_Level Eleven_11.27 _ Office - shared | NT-NT56-11-11.27 | NT56-11-11.27-Office - shared | North Terrace | NT | NT56 | 178 North Terrace - Terrace Towers | 11 | Level Eleven | 11.27 | 99967 | University Vacated | 99939 | Unusable Spaces | 20.03 | Office - shared | 1 | Office Space Group | 101 | Office - Academic Staff |  | Excellent | 4,993.19 | NO
North Terrace_NT56-178 North Terrace - Terrace Towers_Level Eleven_11.28 _ Office - shared | NT-NT56-11-11.28 | NT56-11-11.28-Office - shared | North Terrace | NT | NT56 | 178 North Terrace - Terrace Towers | 11 | Level Eleven | 11.28 | 99967 | University Vacated | 99939 | Unusable Spaces | 20.03 | Office - shared | 1 | Office Space Group | 101 | Office - Academic Staff |  | Excellent | 4,993.19 | NO
North Terrace_NT56-178 North Terrace - Terrace Towers_Level Eleven_11.29 _ Store | NT-NT56-11-11.29 | NT56-11-11.29-Store | North Terrace | NT | NT56 | 178 North Terrace - Terrace Towers | 11 | Level Eleven | 11.29 | 99967 | University Vacated | 99939 | Unusable Spaces | 9.5 | Store | 4 | Ancillary Area Space Group | 419 | Ancillary Area - Store Room - Generic |  | Excellent | 2,084.03 | NO
North Terrace_NT56-178 North Terrace - Terrace Towers_Level Eleven_11.29A _ Corr. | NT-NT56-11-11.29A | NT56-11-11.29A-Corr. | North Terrace | NT | NT56 | 178 North Terrace - Terrace Towers | 11 | Level Eleven | 11.29A | 99967 | University Vacated | 99939 | Unusable Spaces | 10.62 | Corr. | 8 | Non Useable Floor Area Space Group | 805 | Non-usable - Circulation space |  | Unknown | 0.00 | NO
North Terrace_NT56-178 North Terrace - Terrace Towers_Level Eleven_11.30A _ Workstation | NT-NT56-11-11.30A | NT56-11-11.30A-Workstation | North Terrace | NT | NT56 | 178 North Terrace - Terrace Towers | 11 | Level Eleven | 11.30A | 99967 | University Vacated | 99939 | Unusable Spaces | 7.92 | Workstation | 1 | Office Space Group | 111 | Open Plan - Specific type not defined |  | Excellent | 1,974.34 | NO
North Terrace_NT56-178 North Terrace - Terrace Towers_Level Eleven_11.30B _ Workstation | NT-NT56-11-11.30B | NT56-11-11.30B-Workstation | North Terrace | NT | NT56 | 178 North Terrace - Terrace Towers | 11 | Level Eleven | 11.30B | 99967 | University Vacated | 99939 | Unusable Spaces | 3.58 | Workstation | 1 | Office Space Group | 111 | Open Plan - Specific type not defined |  | Excellent | 892.44 | NO
North Terrace_NT56-178 North Terrace - Terrace Towers_Level Eleven_11.30C _ Workstation | NT-NT56-11-11.30C | NT56-11-11.30C-Workstation | North Terrace | NT | NT56 | 178 North Terrace - Terrace Towers | 11 | Level Eleven | 11.30C | 99967 | University Vacated | 99939 | Unusable Spaces | 3.6 | Workstation | 1 | Office Space Group | 111 | Open Plan - Specific type not defined |  | Excellent | 897.43 | NO
North Terrace_NT56-178 North Terrace - Terrace Towers_Level Eleven_11.30D _ Corr. | NT-NT56-11-11.30D | NT56-11-11.30D-Corr. | North Terrace | NT | NT56 | 178 North Terrace - Terrace Towers | 11 | Level Eleven | 11.30D | 99967 | University Vacated | 99939 | Unusable Spaces | 22.23 | Corr. | 8 | Non Useable Floor Area Space Group | 805 | Non-usable - Circulation space |  | Unknown | 0.00 | NO
North Terrace_NT56-178 North Terrace - Terrace Towers_Level Eleven_11.30E _ Corr. | NT-NT56-11-11.30E | NT56-11-11.30E-Corr. | North Terrace | NT | NT56 | 178 North Terrace - Terrace Towers | 11 | Level Eleven | 11.30E | 99967 | University Vacated | 99939 | Unusable Spaces | 26.9 | Corr. | 8 | Non Useable Floor Area Space Group | 805 | Non-usable - Circulation space |  | Unknown | 0.00 | NO
North Terrace_NT61-245 North Terrace - Kevin Marjoribanks_Ground Floor_G00 _ The Cafe | NT-NT61-01-G00 | NT61-01-G00-The Cafe | North Terrace | NT | NT61 | 245 North Terrace - Kevin Marjoribanks | 01 | Ground Floor | G00 | 110 | Administration Office (ABLE) | 110 | ABLE (Arts, Bus, Law & Econ) Faculty Office | 110.4 | The Cafe | 6 | General Facility Space Group | 608 | General Facility - Kitchen/Servery/Food Storage | INFORMAL-PRIM-I | Excellent | 30,823.68 | NO
North Terrace_NT61-245 North Terrace - Kevin Marjoribanks_Ground Floor_G01 _ Retail - The Cafe | NT-NT61-01-G01 | NT61-01-G01-Retail - The Cafe | North Terrace | NT | NT61 | 245 North Terrace - Kevin Marjoribanks | 01 | Ground Floor | G01 | 99210 | Commercial - Grind & Press | 859 | Infrastructure | 55.56 | Retail - The Cafe | 6 | General Facility Space Group | 608 | General Facility - Kitchen/Servery/Food Storage | INFORMAL-PRIM-I | Excellent | 15,512.35 | NO
North Terrace_NT61-245 North Terrace - Kevin Marjoribanks_Ground Floor_G02 _ Waiting | NT-NT61-01-G02 | NT61-01-G02-Waiting | North Terrace | NT | NT61 | 245 North Terrace - Kevin Marjoribanks | 01 | Ground Floor | G02 | 110 | Administration Office (ABLE) | 110 | ABLE (Arts, Bus, Law & Econ) Faculty Office | 54.6 | Waiting | 5 | Library, IT and Learning Space Group | 517 | Informal Learning | INFORMAL-PRIM-I | Excellent | 15,244.32 | NO
North Terrace_NT61-245 North Terrace - Kevin Marjoribanks_Ground Floor_G03 _ Foyer | NT-NT61-01-G03 | NT61-01-G03-Foyer | North Terrace | NT | NT61 | 245 North Terrace - Kevin Marjoribanks | 01 | Ground Floor | G03 | 110 | Administration Office (ABLE) | 110 | ABLE (Arts, Bus, Law & Econ) Faculty Office | 50.27 | Foyer | 5 | Library, IT and Learning Space Group | 517 | Informal Learning | INFORMAL-PRIM-I | Excellent | 14,035.39 | NO
North Terrace_NT61-245 North Terrace - Kevin Marjoribanks_Ground Floor_G03A _ FHR | NT-NT61-01-G03A | NT61-01-G03A-FHR | North Terrace | NT | NT61 | 245 North Terrace - Kevin Marjoribanks | 01 | Ground Floor | G03A | 99939 | Unusable Spaces | 99939 | Unusable Spaces | 0.51 | FHR | 8 | Non Useable Floor Area Space Group | 840 | Non-usable - Service riser |  | Unknown | 0.00 | NO
North Terrace_NT61-245 North Terrace - Kevin Marjoribanks_Ground Floor_G03B _ Elec | NT-NT61-01-G03B | NT61-01-G03B-Elec | North Terrace | NT | NT61 | 245 North Terrace - Kevin Marjoribanks | 01 | Ground Floor | G03B | 99939 | Unusable Spaces | 99939 | Unusable Spaces | 0.45 | Elec | 8 | Non Useable Floor Area Space Group | 840 | Non-usable - Service riser |  | Unknown | 0.00 | NO
North Terrace_NT61-245 North Terrace - Kevin Marjoribanks_Ground Floor_G04 _ Meeting | NT-NT61-01-G04 | NT61-01-G04-Meeting | North Terrace | NT | NT61 | 245 North Terrace - Kevin Marjoribanks | 01 | Ground Floor | G04 | 523 | eChallenge - ThincLabs | 515 | University of Adelaide Business School | 32.73 | Meeting | 6 | General Facility Space Group | 601 | General Facility - Committee/Conference/Meeting room |  | Excellent | 9,138.22 | NO
North Terrace_NT61-245 North Terrace - Kevin Marjoribanks_Ground Floor_G04A _ Corr. | NT-NT61-01-G04A | NT61-01-G04A-Corr. | North Terrace | NT | NT61 | 245 North Terrace - Kevin Marjoribanks | 01 | Ground Floor | G04A | 99939 | Unusable Spaces | 99939 | Unusable Spaces | 20.94 | Corr. | 8 | Non Useable Floor Area Space Group | 805 | Non-usable - Circulation space |  | Excellent | 0.00 | NO
North Terrace_NT61-245 North Terrace - Kevin Marjoribanks_Ground Floor_G04B _ Corr. | NT-NT61-01-G04B | NT61-01-G04B-Corr. | North Terrace | NT | NT61 | 245 North Terrace - Kevin Marjoribanks | 01 | Ground Floor | G04B | 99939 | Unusable Spaces | 99939 | Unusable Spaces | 29.86 | Corr. | 8 | Non Useable Floor Area Space Group | 805 | Non-usable - Circulation space |  | Excellent | 0.00 | NO
North Terrace_NT61-245 North Terrace - Kevin Marjoribanks_Ground Floor_G04C _ Corr. | NT-NT61-01-G04C | NT61-01-G04C-Corr. | North Terrace | NT | NT61 | 245 North Terrace - Kevin Marjoribanks | 01 | Ground Floor | G04C | 99939 | Unusable Spaces | 99939 | Unusable Spaces | 7.97 | Corr. | 8 | Non Useable Floor Area Space Group | 805 | Non-usable - Circulation space |  | Excellent | 0.00 | NO
North Terrace_NT61-245 North Terrace - Kevin Marjoribanks_Ground Floor_G04D _ Corr. | NT-NT61-01-G04D | NT61-01-G04D-Corr. | North Terrace | NT | NT61 | 245 North Terrace - Kevin Marjoribanks | 01 | Ground Floor | G04D | 99939 | Unusable Spaces | 99939 | Unusable Spaces | 14.47 | Corr. | 8 | Non Useable Floor Area Space Group | 805 | Non-usable - Circulation space |  | Excellent | 0.00 | NO
North Terrace_NT61-245 North Terrace - Kevin Marjoribanks_Ground Floor_G04E _ Lockers | NT-NT61-01-G04E | NT61-01-G04E-Lockers | North Terrace | NT | NT61 | 245 North Terrace - Kevin Marjoribanks | 01 | Ground Floor | G04E | 523 | eChallenge - ThincLabs | 515 | University of Adelaide Business School | 2.39 | Lockers | 4 | Ancillary Area Space Group | 416 | Ancillary Area - Locker Storage/Room |  | Excellent | 524.30 | NO
North Terrace_NT61-245 North Terrace - Kevin Marjoribanks_Ground Floor_G04F _ Kitchenette | NT-NT61-01-G04F | NT61-01-G04F-Kitchenette | North Terrace | NT | NT61 | 245 North Terrace - Kevin Marjoribanks | 01 | Ground Floor | G04F | 523 | eChallenge - ThincLabs | 515 | University of Adelaide Business School | 5.07 | Kitchenette | 6 | General Facility Space Group | 608 | General Facility - Kitchen/Servery/Food Storage |  | Excellent | 1,415.54 | NO
North Terrace_NT61-245 North Terrace - Kevin Marjoribanks_Ground Floor_G05 _ Office - Open Plan | NT-NT61-01-G05 | NT61-01-G05-Office - Open Plan | North Terrace | NT | NT61 | 245 North Terrace - Kevin Marjoribanks | 01 | Ground Floor | G05 | 523 | eChallenge - ThincLabs | 515 | University of Adelaide Business School | 7.98 | Office - Open Plan | 1 | Office Space Group | 111 | Open Plan - Specific type not defined |  | Excellent | 1,989.30 | NO
North Terrace_NT61-245 North Terrace - Kevin Marjoribanks_Ground Floor_G06 _ WC - M | NT-NT61-01-G06 | NT61-01-G06-WC - M | North Terrace | NT | NT61 | 245 North Terrace - Kevin Marjoribanks | 01 | Ground Floor | G06 | 99939 | Unusable Spaces | 99939 | Unusable Spaces | 12.51 | WC - M | 8 | Non Useable Floor Area Space Group | 821 | Non-usable - Toilets/Amenities - Male |  | Unknown | 0.00 | NO
North Terrace_NT61-245 North Terrace - Kevin Marjoribanks_Ground Floor_G06A _ Corr | NT-NT61-01-G06A | NT61-01-G06A-Corr | North Terrace | NT | NT61 | 245 North Terrace - Kevin Marjoribanks | 01 | Ground Floor | G06A | 99939 | Unusable Spaces | 99939 | Unusable Spaces | 1.28 | Corr | 8 | Non Useable Floor Area Space Group | 805 | Non-usable - Circulation space |  | Unknown | 0.00 | NO
North Terrace_NT61-245 North Terrace - Kevin Marjoribanks_Ground Floor_G06B _ VSR | NT-NT61-01-G06B | NT61-01-G06B-VSR | North Terrace | NT | NT61 | 245 North Terrace - Kevin Marjoribanks | 01 | Ground Floor | G06B | 99939 | Unusable Spaces | 99939 | Unusable Spaces | 0.34 | VSR | 8 | Non Useable Floor Area Space Group | 840 | Non-usable - Service riser |  | Unknown | 0.00 | NO
North Terrace_NT61-245 North Terrace - Kevin Marjoribanks_Ground Floor_G07 _ WC - F | NT-NT61-01-G07 | NT61-01-G07-WC - F | North Terrace | NT | NT61 | 245 North Terrace - Kevin Marjoribanks | 01 | Ground Floor | G07 | 99939 | Unusable Spaces | 99939 | Unusable Spaces | 16.55 | WC - F | 8 | Non Useable Floor Area Space Group | 820 | Non-usable - Toilets/Amenities - Female |  | Unknown | 0.00 | NO
North Terrace_NT61-245 North Terrace - Kevin Marjoribanks_Ground Floor_G07A _ A/L | NT-NT61-01-G07A | NT61-01-G07A-A/L | North Terrace | NT | NT61 | 245 North Terrace - Kevin Marjoribanks | 01 | Ground Floor | G07A | 99939 | Unusable Spaces | 99939 | Unusable Spaces | 1.28 | A/L | 8 | Non Useable Floor Area Space Group | 805 | Non-usable - Circulation space |  | Unknown | 0.00 | NO
North Terrace_NT61-245 North Terrace - Kevin Marjoribanks_Ground Floor_G07B _ VSR | NT-NT61-01-G07B | NT61-01-G07B-VSR | North Terrace | NT | NT61 | 245 North Terrace - Kevin Marjoribanks | 01 | Ground Floor | G07B | 99939 | Unusable Spaces | 99939 | Unusable Spaces | 0.87 | VSR | 8 | Non Useable Floor Area Space Group | 840 | Non-usable - Service riser |  | Unknown | 0.00 | NO
North Terrace_NT61-245 North Terrace - Kevin Marjoribanks_Ground Floor_G08 _ Comms | NT-NT61-01-G08 | NT61-01-G08-Comms | North Terrace | NT | NT61 | 245 North Terrace - Kevin Marjoribanks | 01 | Ground Floor | G08 | 99939 | Unusable Spaces | 99939 | Unusable Spaces | 3.8 | Comms | 8 | Non Useable Floor Area Space Group | 840 | Non-usable - Service riser |  | Unknown | 0.00 | NO
North Terrace_NT61-245 North Terrace - Kevin Marjoribanks_Ground Floor_G08A _ Elec | NT-NT61-01-G08A | NT61-01-G08A-Elec | North Terrace | NT | NT61 | 245 North Terrace - Kevin Marjoribanks | 01 | Ground Floor | G08A | 99939 | Unusable Spaces | 99939 | Unusable Spaces | 0.56 | Elec | 8 | Non Useable Floor Area Space Group | 840 | Non-usable - Service riser |  | Unknown | 0.00 | NO
North Terrace_NT61-245 North Terrace - Kevin Marjoribanks_Ground Floor_G08B _ VSR - Comms | NT-NT61-01-G08B | NT61-01-G08B-VSR - Comms | North Terrace | NT | NT61 | 245 North Terrace - Kevin Marjoribanks | 01 | Ground Floor | G08B | 99939 | Unusable Spaces | 99939 | Unusable Spaces | 0.56 | VSR - Comms | 8 | Non Useable Floor Area Space Group | 840 | Non-usable - Service riser |  | Unknown | 0.00 | NO
North Terrace_NT61-245 North Terrace - Kevin Marjoribanks_Ground Floor_G09 _ WC - U - Access (RH) | NT-NT61-01-G09 | NT61-01-G09-WC - U - Access (RH) | North Terrace | NT | NT61 | 245 North Terrace - Kevin Marjoribanks | 01 | Ground Floor | G09 | 99939 | Unusable Spaces | 99939 | Unusable Spaces | 4.8 | WC - U - Access (RH) | 8 | Non Useable Floor Area Space Group | 818 | Non-usable - Toilets/Amenities - Unisex Accessible |  | Unknown | 0.00 | NO
North Terrace_NT61-245 North Terrace - Kevin Marjoribanks_Ground Floor_G10 _ Office - Open Plan | NT-NT61-01-G10 | NT61-01-G10-Office - Open Plan | North Terrace | NT | NT61 | 245 North Terrace - Kevin Marjoribanks | 01 | Ground Floor | G10 | 523 | eChallenge - ThincLabs | 515 | University of Adelaide Business School | 2.9 | Office - Open Plan | 1 | Office Space Group | 111 | Open Plan - Specific type not defined |  | Excellent | 722.93 | NO
North Terrace_NT61-245 North Terrace - Kevin Marjoribanks_Ground Floor_G11 _ Office - Open Plan | NT-NT61-01-G11 | NT61-01-G11-Office - Open Plan | North Terrace | NT | NT61 | 245 North Terrace - Kevin Marjoribanks | 01 | Ground Floor | G11 | 523 | eChallenge - ThincLabs | 515 | University of Adelaide Business School | 2.91 | Office - Open Plan | 1 | Office Space Group | 111 | Open Plan - Specific type not defined |  | Excellent | 725.42 | NO
North Terrace_NT61-245 North Terrace - Kevin Marjoribanks_Ground Floor_G12 _ Office - Open Plan | NT-NT61-01-G12 | NT61-01-G12-Office - Open Plan | North Terrace | NT | NT61 | 245 North Terrace - Kevin Marjoribanks | 01 | Ground Floor | G12 | 523 | eChallenge - ThincLabs | 515 | University of Adelaide Business School | 2.9 | Office - Open Plan | 1 | Office Space Group | 111 | Open Plan - Specific type not defined |  | Excellent | 722.93 | NO
North Terrace_NT61-245 North Terrace - Kevin Marjoribanks_Ground Floor_G13 _ Office - Open Plan | NT-NT61-01-G13 | NT61-01-G13-Office - Open Plan | North Terrace | NT | NT61 | 245 North Terrace - Kevin Marjoribanks | 01 | Ground Floor | G13 | 523 | eChallenge - ThincLabs | 515 | University of Adelaide Business School | 2.89 | Office - Open Plan | 1 | Office Space Group | 111 | Open Plan - Specific type not defined |  | Excellent | 720.44 | NO
North Terrace_NT61-245 North Terrace - Kevin Marjoribanks_Ground Floor_G14 _ Office - Open Plan | NT-NT61-01-G14 | NT61-01-G14-Office - Open Plan | North Terrace | NT | NT61 | 245 North Terrace - Kevin Marjoribanks | 01 | Ground Floor | G14 | 523 | eChallenge - ThincLabs | 515 | University of Adelaide Business School | 2.91 | Office - Open Plan | 1 | Office Space Group | 111 | Open Plan - Specific type not defined |  | Excellent | 725.42 | NO
North Terrace_NT61-245 North Terrace - Kevin Marjoribanks_Ground Floor_G15 _ Office - Open Plan | NT-NT61-01-G15 | NT61-01-G15-Office - Open Plan | North Terrace | NT | NT61 | 245 North Terrace - Kevin Marjoribanks | 01 | Ground Floor | G15 | 523 | eChallenge - ThincLabs | 515 | University of Adelaide Business School | 2.91 | Office - Open Plan | 1 | Office Space Group | 111 | Open Plan - Specific type not defined |  | Excellent | 725.42 | NO
North Terrace_NT61-245 North Terrace - Kevin Marjoribanks_Ground Floor_G16A _ Office - Open Plan | NT-NT61-01-G16A | NT61-01-G16A-Office - Open Plan | North Terrace | NT | NT61 | 245 North Terrace - Kevin Marjoribanks | 01 | Ground Floor | G16A | 523 | eChallenge - ThincLabs | 515 | University of Adelaide Business School | 2.1 | Office - Open Plan | 1 | Office Space Group | 111 | Open Plan - Specific type not defined |  | Excellent | 523.50 | NO
North Terrace_NT61-245 North Terrace - Kevin Marjoribanks_Ground Floor_G16A.01 _ Workstation | NT-NT61-01-G16A.01 | NT61-01-G16A.01-Workstation | North Terrace | NT | NT61 | 245 North Terrace - Kevin Marjoribanks | 01 | Ground Floor | G16A.01 | 523 | eChallenge - ThincLabs | 515 | University of Adelaide Business School | 2.71 | Workstation | 1 | Office Space Group | 113 | Open Plan - Research Staff |  | Excellent | 675.56 | NO
North Terrace_NT61-245 North Terrace - Kevin Marjoribanks_Ground Floor_G16A.02 _ Workstation | NT-NT61-01-G16A.02 | NT61-01-G16A.02-Workstation | North Terrace | NT | NT61 | 245 North Terrace - Kevin Marjoribanks | 01 | Ground Floor | G16A.02 | 523 | eChallenge - ThincLabs | 515 | University of Adelaide Business School | 2.37 | Workstation | 1 | Office Space Group | 113 | Open Plan - Research Staff |  | Excellent | 590.81 | NO
North Terrace_NT61-245 North Terrace - Kevin Marjoribanks_Ground Floor_G16A.03 _ Workstation | NT-NT61-01-G16A.03 | NT61-01-G16A.03-Workstation | North Terrace | NT | NT61 | 245 North Terrace - Kevin Marjoribanks | 01 | Ground Floor | G16A.03 | 523 | eChallenge - ThincLabs | 515 | University of Adelaide Business School | 2.37 | Workstation | 1 | Office Space Group | 113 | Open Plan - Research Staff |  | Excellent | 590.81 | NO
North Terrace_NT61-245 North Terrace - Kevin Marjoribanks_Ground Floor_G16B _ Office - Open Plan | NT-NT61-01-G16B | NT61-01-G16B-Office - Open Plan | North Terrace | NT | NT61 | 245 North Terrace - Kevin Marjoribanks | 01 | Ground Floor | G16B | 523 | eChallenge - ThincLabs | 515 | University of Adelaide Business School | 2.72 | Office - Open Plan | 1 | Office Space Group | 111 | Open Plan - Specific type not defined |  | Excellent | 678.06 | NO
North Terrace_NT61-245 North Terrace - Kevin Marjoribanks_Ground Floor_G16B.01 _ Workstation | NT-NT61-01-G16B.01 | NT61-01-G16B.01-Workstation | North Terrace | NT | NT61 | 245 North Terrace - Kevin Marjoribanks | 01 | Ground Floor | G16B.01 | 523 | eChallenge - ThincLabs | 515 | University of Adelaide Business School | 2.83 | Workstation | 1 | Office Space Group | 113 | Open Plan - Research Staff |  | Excellent | 705.48 | NO
North Terrace_NT61-245 North Terrace - Kevin Marjoribanks_Ground Floor_G16B.02 _ Workstation | NT-NT61-01-G16B.02 | NT61-01-G16B.02-Workstation | North Terrace | NT | NT61 | 245 North Terrace - Kevin Marjoribanks | 01 | Ground Floor | G16B.02 | 523 | eChallenge - ThincLabs | 515 | University of Adelaide Business School | 2.78 | Workstation | 1 | Office Space Group | 113 | Open Plan - Research Staff |  | Excellent | 693.01 | NO
North Terrace_NT61-245 North Terrace - Kevin Marjoribanks_Ground Floor_G16B.03 _ Workstation | NT-NT61-01-G16B.03 | NT61-01-G16B.03-Workstation | North Terrace | NT | NT61 | 245 North Terrace - Kevin Marjoribanks | 01 | Ground Floor | G16B.03 | 523 | eChallenge - ThincLabs | 515 | University of Adelaide Business School | 2.72 | Workstation | 1 | Office Space Group | 113 | Open Plan - Research Staff |  | Excellent | 678.06 | NO
North Terrace_NT61-245 North Terrace - Kevin Marjoribanks_Ground Floor_G16C _ Office - Open Plan | NT-NT61-01-G16C | NT61-01-G16C-Office - Open Plan | North Terrace | NT | NT61 | 245 North Terrace - Kevin Marjoribanks | 01 | Ground Floor | G16C | 523 | eChallenge - ThincLabs | 515 | University of Adelaide Business School | 3.14 | Office - Open Plan | 1 | Office Space Group | 111 | Open Plan - Specific type not defined |  | Excellent | 782.76 | NO
North Terrace_NT61-245 North Terrace - Kevin Marjoribanks_Ground Floor_G16C.01 _ Workstation | NT-NT61-01-G16C.01 | NT61-01-G16C.01-Workstation | North Terrace | NT | NT61 | 245 North Terrace - Kevin Marjoribanks | 01 | Ground Floor | G16C.01 | 523 | eChallenge - ThincLabs | 515 | University of Adelaide Business School | 2.06 | Workstation | 1 | Office Space Group | 113 | Open Plan - Research Staff |  | Excellent | 513.53 | NO
North Terrace_NT61-245 North Terrace - Kevin Marjoribanks_Ground Floor_G16C.02 _ Workstation | NT-NT61-01-G16C.02 | NT61-01-G16C.02-Workstation | North Terrace | NT | NT61 | 245 North Terrace - Kevin Marjoribanks | 01 | Ground Floor | G16C.02 | 523 | eChallenge - ThincLabs | 515 | University of Adelaide Business School | 3.63 | Workstation | 1 | Office Space Group | 113 | Open Plan - Research Staff |  | Excellent | 904.91 | NO
North Terrace_NT61-245 North Terrace - Kevin Marjoribanks_Ground Floor_G16C.03 _ Workstation | NT-NT61-01-G16C.03 | NT61-01-G16C.03-Workstation | North Terrace | NT | NT61 | 245 North Terrace - Kevin Marjoribanks | 01 | Ground Floor | G16C.03 | 523 | eChallenge - ThincLabs | 515 | University of Adelaide Business School | 3.02 | Workstation | 1 | Office Space Group | 113 | Open Plan - Research Staff |  | Excellent | 752.84 | NO
North Terrace_NT61-245 North Terrace - Kevin Marjoribanks_Ground Floor_G16C.04 _ Workstation | NT-NT61-01-G16C.04 | NT61-01-G16C.04-Workstation | North Terrace | NT | NT61 | 245 North Terrace - Kevin Marjoribanks | 01 | Ground Floor | G16C.04 | 523 | eChallenge - ThincLabs | 515 | University of Adelaide Business School | 3.02 | Workstation | 1 | Office Space Group | 113 | Open Plan - Research Staff |  | Excellent | 752.84 | NO
North Terrace_NT61-245 North Terrace - Kevin Marjoribanks_Ground Floor_G16D _ Office - Open Plan | NT-NT61-01-G16D | NT61-01-G16D-Office - Open Plan | North Terrace | NT | NT61 | 245 North Terrace - Kevin Marjoribanks | 01 | Ground Floor | G16D | 523 | eChallenge - ThincLabs | 515 | University of Adelaide Business School | 2.4 | Office - Open Plan | 1 | Office Space Group | 111 | Open Plan - Specific type not defined |  | Excellent | 598.29 | NO
North Terrace_NT61-245 North Terrace - Kevin Marjoribanks_Ground Floor_G16D.01 _ Workstation | NT-NT61-01-G16D.01 | NT61-01-G16D.01-Workstation | North Terrace | NT | NT61 | 245 North Terrace - Kevin Marjoribanks | 01 | Ground Floor | G16D.01 | 523 | eChallenge - ThincLabs | 515 | University of Adelaide Business School | 2.41 | Workstation | 1 | Office Space Group | 113 | Open Plan - Research Staff |  | Excellent | 600.78 | NO
North Terrace_NT61-245 North Terrace - Kevin Marjoribanks_Ground Floor_G16D.02 _ Workstation | NT-NT61-01-G16D.02 | NT61-01-G16D.02-Workstation | North Terrace | NT | NT61 | 245 North Terrace - Kevin Marjoribanks | 01 | Ground Floor | G16D.02 | 523 | eChallenge - ThincLabs | 515 | University of Adelaide Business School | 2.41 | Workstation | 1 | Office Space Group | 113 | Open Plan - Research Staff |  | Excellent | 600.78 | NO
North Terrace_NT61-245 North Terrace - Kevin Marjoribanks_Ground Floor_G16D.03 _ Workstation | NT-NT61-01-G16D.03 | NT61-01-G16D.03-Workstation | North Terrace | NT | NT61 | 245 North Terrace - Kevin Marjoribanks | 01 | Ground Floor | G16D.03 | 523 | eChallenge - ThincLabs | 515 | University of Adelaide Business School | 2.4 | Workstation | 1 | Office Space Group | 113 | Open Plan - Research Staff |  | Excellent | 598.29 | NO
North Terrace_NT61-245 North Terrace - Kevin Marjoribanks_Ground Floor_G16E _ Utility | NT-NT61-01-G16E | NT61-01-G16E-Utility | North Terrace | NT | NT61 | 245 North Terrace - Kevin Marjoribanks | 01 | Ground Floor | G16E | 523 | eChallenge - ThincLabs | 515 | University of Adelaide Business School | 5.29 | Utility | 6 | General Facility Space Group | 603 | General Facility - Resource room |  | Excellent | 1,476.97 | NO
North Terrace_NT61-245 North Terrace - Kevin Marjoribanks_Ground Floor_G17 _ Informal Work | NT-NT61-01-G17 | NT61-01-G17-Informal Work | North Terrace | NT | NT61 | 245 North Terrace - Kevin Marjoribanks | 01 | Ground Floor | G17 | 523 | eChallenge - ThincLabs | 515 | University of Adelaide Business School | 12.53 | Informal Work | 1 | Office Space Group | 119 | Informal Work Space |  | Excellent | 3,123.55 | NO
North Terrace_NT61-245 North Terrace - Kevin Marjoribanks_Ground Floor_G18 _ Informal Work | NT-NT61-01-G18 | NT61-01-G18-Informal Work | North Terrace | NT | NT61 | 245 North Terrace - Kevin Marjoribanks | 01 | Ground Floor | G18 | 523 | eChallenge - ThincLabs | 515 | University of Adelaide Business School | 9.75 | Informal Work | 1 | Office Space Group | 119 | Informal Work Space |  | Excellent | 2,430.54 | NO
North Terrace_NT61-245 North Terrace - Kevin Marjoribanks_Ground Floor_G18A _ Informal Work | NT-NT61-01-G18A | NT61-01-G18A-Informal Work | North Terrace | NT | NT61 | 245 North Terrace - Kevin Marjoribanks | 01 | Ground Floor | G18A | 523 | eChallenge - ThincLabs | 515 | University of Adelaide Business School | 10.91 | Informal Work | 1 | Office Space Group | 119 | Informal Work Space |  | Excellent | 2,719.71 | NO
North Terrace_NT61-245 North Terrace - Kevin Marjoribanks_Ground Floor_G18B _ FHR | NT-NT61-01-G18B | NT61-01-G18B-FHR | North Terrace | NT | NT61 | 245 North Terrace - Kevin Marjoribanks | 01 | Ground Floor | G18B | 99939 | Unusable Spaces | 99939 | Unusable Spaces | 0.61 | FHR | 8 | Non Useable Floor Area Space Group | 840 | Non-usable - Service riser |  | Unknown | 0.00 | NO
North Terrace_NT61-245 North Terrace - Kevin Marjoribanks_Ground Floor_G18C _ VSR | NT-NT61-01-G18C | NT61-01-G18C-VSR | North Terrace | NT | NT61 | 245 North Terrace - Kevin Marjoribanks | 01 | Ground Floor | G18C | 99939 | Unusable Spaces | 99939 | Unusable Spaces | 2.83 | VSR | 8 | Non Useable Floor Area Space Group | 840 | Non-usable - Service riser |  | Unknown | 0.00 | NO
North Terrace_NT61-245 North Terrace - Kevin Marjoribanks_Ground Floor_G19 _ Meeting - Informal | NT-NT61-01-G19 | NT61-01-G19-Meeting - Informal | North Terrace | NT | NT61 | 245 North Terrace - Kevin Marjoribanks | 01 | Ground Floor | G19 | 523 | eChallenge - ThincLabs | 515 | University of Adelaide Business School | 12.71 | Meeting - Informal | 1 | Office Space Group | 119 | Informal Work Space |  | Excellent | 3,168.42 | NO
North Terrace_NT61-245 North Terrace - Kevin Marjoribanks_Ground Floor_G20 _ Office - Open Plan | NT-NT61-01-G20 | NT61-01-G20-Office - Open Plan | North Terrace | NT | NT61 | 245 North Terrace - Kevin Marjoribanks | 01 | Ground Floor | G20 | 523 | eChallenge - ThincLabs | 515 | University of Adelaide Business School | 5.2 | Office - Open Plan | 1 | Office Space Group | 111 | Open Plan - Specific type not defined |  | Excellent | 1,296.29 | NO
North Terrace_NT61-245 North Terrace - Kevin Marjoribanks_Ground Floor_G21 _ Office - Open Plan | NT-NT61-01-G21 | NT61-01-G21-Office - Open Plan | North Terrace | NT | NT61 | 245 North Terrace - Kevin Marjoribanks | 01 | Ground Floor | G21 | 523 | eChallenge - ThincLabs | 515 | University of Adelaide Business School | 4.75 | Office - Open Plan | 1 | Office Space Group | 111 | Open Plan - Specific type not defined |  | Excellent | 1,184.11 | NO
North Terrace_NT61-245 North Terrace - Kevin Marjoribanks_Ground Floor_G22 _ Meeting | NT-NT61-01-G22 | NT61-01-G22-Meeting | North Terrace | NT | NT61 | 245 North Terrace - Kevin Marjoribanks | 01 | Ground Floor | G22 | 523 | eChallenge - ThincLabs | 515 | University of Adelaide Business School | 12.79 | Meeting | 6 | General Facility Space Group | 601 | General Facility - Committee/Conference/Meeting room |  | Excellent | 3,570.97 | NO
North Terrace_NT61-245 North Terrace - Kevin Marjoribanks_Ground Floor_G23A _ Corr. | NT-NT61-01-G23A | NT61-01-G23A-Corr. | North Terrace | NT | NT61 | 245 North Terrace - Kevin Marjoribanks | 01 | Ground Floor | G23A | 99939 | Unusable Spaces | 99939 | Unusable Spaces | 36.88 | Corr. | 8 | Non Useable Floor Area Space Group | 805 | Non-usable - Circulation space |  | Excellent | 0.00 | NO
North Terrace_NT61-245 North Terrace - Kevin Marjoribanks_Ground Floor_G24 _ Informal Work | NT-NT61-01-G24 | NT61-01-G24-Informal Work | North Terrace | NT | NT61 | 245 North Terrace - Kevin Marjoribanks | 01 | Ground Floor | G24 | 523 | eChallenge - ThincLabs | 515 | University of Adelaide Business School | 9.88 | Informal Work | 1 | Office Space Group | 119 | Informal Work Space |  | Excellent | 2,462.94 | NO
North Terrace_NT61-245 North Terrace - Kevin Marjoribanks_Ground Floor_G25 _ Office | NT-NT61-01-G25 | NT61-01-G25-Office | North Terrace | NT | NT61 | 245 North Terrace - Kevin Marjoribanks | 01 | Ground Floor | G25 | 523 | eChallenge - ThincLabs | 515 | University of Adelaide Business School | 6.17 | Office | 1 | Office Space Group | 100 | Office - Specific type not defined |  | Excellent | 1,538.09 | NO
North Terrace_NT61-245 North Terrace - Kevin Marjoribanks_Ground Floor_G25A _ VSR | NT-NT61-01-G25A | NT61-01-G25A-VSR | North Terrace | NT | NT61 | 245 North Terrace - Kevin Marjoribanks | 01 | Ground Floor | G25A | 99939 | Unusable Spaces | 99939 | Unusable Spaces | 0.99 | VSR | 8 | Non Useable Floor Area Space Group | 840 | Non-usable - Service riser |  | Unknown | 0.00 | NO
North Terrace_NT61-245 North Terrace - Kevin Marjoribanks_Ground Floor_G26 _ Meeting | NT-NT61-01-G26 | NT61-01-G26-Meeting | North Terrace | NT | NT61 | 245 North Terrace - Kevin Marjoribanks | 01 | Ground Floor | G26 | 523 | eChallenge - ThincLabs | 515 | University of Adelaide Business School | 6.05 | Meeting | 6 | General Facility Space Group | 601 | General Facility - Committee/Conference/Meeting room |  | Excellent | 1,689.16 | NO
North Terrace_NT61-245 North Terrace - Kevin Marjoribanks_Ground Floor_G27 _ Meeting | NT-NT61-01-G27 | NT61-01-G27-Meeting | North Terrace | NT | NT61 | 245 North Terrace - Kevin Marjoribanks | 01 | Ground Floor | G27 | 523 | eChallenge - ThincLabs | 515 | University of Adelaide Business School | 6.58 | Meeting | 6 | General Facility Space Group | 601 | General Facility - Committee/Conference/Meeting room |  | Excellent | 1,837.14 | NO
North Terrace_NT61-245 North Terrace - Kevin Marjoribanks_Ground Floor_G28 _ Cafe | NT-NT61-01-G28 | NT61-01-G28-Cafe | North Terrace | NT | NT61 | 245 North Terrace - Kevin Marjoribanks | 01 | Ground Floor | G28 | 523 | eChallenge - ThincLabs | 515 | University of Adelaide Business School | 50.38 | Cafe | 6 | General Facility Space Group | 608 | General Facility - Kitchen/Servery/Food Storage |  | Excellent | 14,066.10 | NO
North Terrace_NT61-245 North Terrace - Kevin Marjoribanks_Ground Floor_G28A _ Corr. | NT-NT61-01-G28A | NT61-01-G28A-Corr. | North Terrace | NT | NT61 | 245 North Terrace - Kevin Marjoribanks | 01 | Ground Floor | G28A | 99939 | Unusable Spaces | 99939 | Unusable Spaces | 17.81 | Corr. | 8 | Non Useable Floor Area Space Group | 805 | Non-usable - Circulation space |  | Excellent | 0.00 | NO
North Terrace_NT61-245 North Terrace - Kevin Marjoribanks_Ground Floor_G28B _ Kitchenette | NT-NT61-01-G28B | NT61-01-G28B-Kitchenette | North Terrace | NT | NT61 | 245 North Terrace - Kevin Marjoribanks | 01 | Ground Floor | G28B | 523 | eChallenge - ThincLabs | 515 | University of Adelaide Business School | 5.79 | Kitchenette | 6 | General Facility Space Group | 608 | General Facility - Kitchen/Servery/Food Storage |  | Excellent | 1,616.57 | NO
North Terrace_NT61-245 North Terrace - Kevin Marjoribanks_Ground Floor_G30 _ Stair | NT-NT61-01-G30 | NT61-01-G30-Stair | North Terrace | NT | NT61 | 245 North Terrace - Kevin Marjoribanks | 01 | Ground Floor | G30 | 99939 | Unusable Spaces | 99939 | Unusable Spaces | 11.56 | Stair | 8 | Non Useable Floor Area Space Group | 805 | Non-usable - Circulation space |  | Unknown | 0.00 | NO
North Terrace_NT61-245 North Terrace - Kevin Marjoribanks_Ground Floor_WSG05.01 _ Workstation | NT-NT61-01-WSG05.01 | NT61-01-WSG05.01-Workstation | North Terrace | NT | NT61 | 245 North Terrace - Kevin Marjoribanks | 01 | Ground Floor | WSG05.01 | 523 | eChallenge - ThincLabs | 515 | University of Adelaide Business School | 2.89 | Workstation | 1 | Office Space Group | 113 | Open Plan - Research Staff |  | Excellent | 720.44 | NO
North Terrace_NT61-245 North Terrace - Kevin Marjoribanks_Ground Floor_WSG05.02 _ Workstation | NT-NT61-01-WSG05.02 | NT61-01-WSG05.02-Workstation | North Terrace | NT | NT61 | 245 North Terrace - Kevin Marjoribanks | 01 | Ground Floor | WSG05.02 | 523 | eChallenge - ThincLabs | 515 | University of Adelaide Business School | 2.9 | Workstation | 1 | Office Space Group | 113 | Open Plan - Research Staff |  | Excellent | 722.93 | NO
North Terrace_NT61-245 North Terrace - Kevin Marjoribanks_Ground Floor_WSG05.03 _ Workstation | NT-NT61-01-WSG05.03 | NT61-01-WSG05.03-Workstation | North Terrace | NT | NT61 | 245 North Terrace - Kevin Marjoribanks | 01 | Ground Floor | WSG05.03 | 523 | eChallenge - ThincLabs | 515 | University of Adelaide Business School | 2.87 | Workstation | 1 | Office Space Group | 113 | Open Plan - Research Staff |  | Excellent | 715.45 | NO
North Terrace_NT61-245 North Terrace - Kevin Marjoribanks_Ground Floor_WSG05.04 _ Workstation | NT-NT61-01-WSG05.04 | NT61-01-WSG05.04-Workstation | North Terrace | NT | NT61 | 245 North Terrace - Kevin Marjoribanks | 01 | Ground Floor | WSG05.04 | 523 | eChallenge - ThincLabs | 515 | University of Adelaide Business School | 2.81 | Workstation | 1 | Office Space Group | 113 | Open Plan - Research Staff |  | Excellent | 700.49 | NO
North Terrace_NT61-245 North Terrace - Kevin Marjoribanks_Ground Floor_WSG05.05 _ Workstation | NT-NT61-01-WSG05.05 | NT61-01-WSG05.05-Workstation | North Terrace | NT | NT61 | 245 North Terrace - Kevin Marjoribanks | 01 | Ground Floor | WSG05.05 | 523 | eChallenge - ThincLabs | 515 | University of Adelaide Business School | 2.9 | Workstation | 1 | Office Space Group | 113 | Open Plan - Research Staff |  | Excellent | 722.93 | NO
North Terrace_NT61-245 North Terrace - Kevin Marjoribanks_Ground Floor_WSG05.06 _ Workstation | NT-NT61-01-WSG05.06 | NT61-01-WSG05.06-Workstation | North Terrace | NT | NT61 | 245 North Terrace - Kevin Marjoribanks | 01 | Ground Floor | WSG05.06 | 523 | eChallenge - ThincLabs | 515 | University of Adelaide Business School | 2.9 | Workstation | 1 | Office Space Group | 113 | Open Plan - Research Staff |  | Excellent | 722.93 | NO
North Terrace_NT61-245 North Terrace - Kevin Marjoribanks_Ground Floor_WSG05.07 _ Workstation | NT-NT61-01-WSG05.07 | NT61-01-WSG05.07-Workstation | North Terrace | NT | NT61 | 245 North Terrace - Kevin Marjoribanks | 01 | Ground Floor | WSG05.07 | 523 | eChallenge - ThincLabs | 515 | University of Adelaide Business School | 2.79 | Workstation | 1 | Office Space Group | 113 | Open Plan - Research Staff |  | Excellent | 695.51 | NO
North Terrace_NT61-245 North Terrace - Kevin Marjoribanks_Ground Floor_WSG10.01 _ Workstation | NT-NT61-01-WSG10.01 | NT61-01-WSG10.01-Workstation | North Terrace | NT | NT61 | 245 North Terrace - Kevin Marjoribanks | 01 | Ground Floor | WSG10.01 | 523 | eChallenge - ThincLabs | 515 | University of Adelaide Business School | 2.9 | Workstation | 1 | Office Space Group | 113 | Open Plan - Research Staff |  | Excellent | 722.93 | NO
North Terrace_NT61-245 North Terrace - Kevin Marjoribanks_Ground Floor_WSG10.02 _ Workstation | NT-NT61-01-WSG10.02 | NT61-01-WSG10.02-Workstation | North Terrace | NT | NT61 | 245 North Terrace - Kevin Marjoribanks | 01 | Ground Floor | WSG10.02 | 523 | eChallenge - ThincLabs | 515 | University of Adelaide Business School | 2.91 | Workstation | 1 | Office Space Group | 113 | Open Plan - Research Staff |  | Excellent | 725.42 | NO
North Terrace_NT61-245 North Terrace - Kevin Marjoribanks_Ground Floor_WSG10.03 _ Workstation | NT-NT61-01-WSG10.03 | NT61-01-WSG10.03-Workstation | North Terrace | NT | NT61 | 245 North Terrace - Kevin Marjoribanks | 01 | Ground Floor | WSG10.03 | 523 | eChallenge - ThincLabs | 515 | University of Adelaide Business School | 2.91 | Workstation | 1 | Office Space Group | 113 | Open Plan - Research Staff |  | Excellent | 725.42 | NO
North Terrace_NT61-245 North Terrace - Kevin Marjoribanks_Ground Floor_WSG11.01 _ Workstation | NT-NT61-01-WSG11.01 | NT61-01-WSG11.01-Workstation | North Terrace | NT | NT61 | 245 North Terrace - Kevin Marjoribanks | 01 | Ground Floor | WSG11.01 | 523 | eChallenge - ThincLabs | 515 | University of Adelaide Business School | 2.91 | Workstation | 1 | Office Space Group | 113 | Open Plan - Research Staff |  | Excellent | 725.42 | NO
North Terrace_NT61-245 North Terrace - Kevin Marjoribanks_Ground Floor_WSG11.02 _ Workstation | NT-NT61-01-WSG11.02 | NT61-01-WSG11.02-Workstation | North Terrace | NT | NT61 | 245 North Terrace - Kevin Marjoribanks | 01 | Ground Floor | WSG11.02 | 523 | eChallenge - ThincLabs | 515 | University of Adelaide Business School | 2.78 | Workstation | 1 | Office Space Group | 113 | Open Plan - Research Staff |  | Excellent | 693.01 | NO
North Terrace_NT61-245 North Terrace - Kevin Marjoribanks_Ground Floor_WSG11.03 _ Workstation | NT-NT61-01-WSG11.03 | NT61-01-WSG11.03-Workstation | North Terrace | NT | NT61 | 245 North Terrace - Kevin Marjoribanks | 01 | Ground Floor | WSG11.03 | 523 | eChallenge - ThincLabs | 515 | University of Adelaide Business School | 2.91 | Workstation | 1 | Office Space Group | 113 | Open Plan - Research Staff |  | Excellent | 725.42 | NO
North Terrace_NT61-245 North Terrace - Kevin Marjoribanks_Ground Floor_WSG12.01 _ Workstation | NT-NT61-01-WSG12.01 | NT61-01-WSG12.01-Workstation | North Terrace | NT | NT61 | 245 North Terrace - Kevin Marjoribanks | 01 | Ground Floor | WSG12.01 | 523 | eChallenge - ThincLabs | 515 | University of Adelaide Business School | 2.9 | Workstation | 1 | Office Space Group | 113 | Open Plan - Research Staff |  | Excellent | 722.93 | NO
North Terrace_NT61-245 North Terrace - Kevin Marjoribanks_Ground Floor_WSG12.02 _ Workstation | NT-NT61-01-WSG12.02 | NT61-01-WSG12.02-Workstation | North Terrace | NT | NT61 | 245 North Terrace - Kevin Marjoribanks | 01 | Ground Floor | WSG12.02 | 523 | eChallenge - ThincLabs | 515 | University of Adelaide Business School | 2.9 | Workstation | 1 | Office Space Group | 113 | Open Plan - Research Staff |  | Excellent | 722.93 | NO
North Terrace_NT61-245 North Terrace - Kevin Marjoribanks_Ground Floor_WSG12.03 _ Workstation | NT-NT61-01-WSG12.03 | NT61-01-WSG12.03-Workstation | North Terrace | NT | NT61 | 245 North Terrace - Kevin Marjoribanks | 01 | Ground Floor | WSG12.03 | 523 | eChallenge - ThincLabs | 515 | University of Adelaide Business School | 2.9 | Workstation | 1 | Office Space Group | 113 | Open Plan - Research Staff |  | Excellent | 722.93 | NO
North Terrace_NT61-245 North Terrace - Kevin Marjoribanks_Ground Floor_WSG13.01 _ Workstation | NT-NT61-01-WSG13.01 | NT61-01-WSG13.01-Workstation | North Terrace | NT | NT61 | 245 North Terrace - Kevin Marjoribanks | 01 | Ground Floor | WSG13.01 | 523 | eChallenge - ThincLabs | 515 | University of Adelaide Business School | 2.89 | Workstation | 1 | Office Space Group | 113 | Open Plan - Research Staff |  | Excellent | 720.44 | NO
North Terrace_NT61-245 North Terrace - Kevin Marjoribanks_Ground Floor_WSG13.02 _ Workstation | NT-NT61-01-WSG13.02 | NT61-01-WSG13.02-Workstation | North Terrace | NT | NT61 | 245 North Terrace - Kevin Marjoribanks | 01 | Ground Floor | WSG13.02 | 523 | eChallenge - ThincLabs | 515 | University of Adelaide Business School | 2.91 | Workstation | 1 | Office Space Group | 113 | Open Plan - Research Staff |  | Excellent | 725.42 | NO
North Terrace_NT61-245 North Terrace - Kevin Marjoribanks_Ground Floor_WSG13.03 _ Workstation | NT-NT61-01-WSG13.03 | NT61-01-WSG13.03-Workstation | North Terrace | NT | NT61 | 245 North Terrace - Kevin Marjoribanks | 01 | Ground Floor | WSG13.03 | 523 | eChallenge - ThincLabs | 515 | University of Adelaide Business School | 2.91 | Workstation | 1 | Office Space Group | 113 | Open Plan - Research Staff |  | Excellent | 725.42 | NO
North Terrace_NT61-245 North Terrace - Kevin Marjoribanks_Ground Floor_WSG14.01 _ Workstation | NT-NT61-01-WSG14.01 | NT61-01-WSG14.01-Workstation | North Terrace | NT | NT61 | 245 North Terrace - Kevin Marjoribanks | 01 | Ground Floor | WSG14.01 | 523 | eChallenge - ThincLabs | 515 | University of Adelaide Business School | 2.91 | Workstation | 1 | Office Space Group | 113 | Open Plan - Research Staff |  | Excellent | 725.42 | NO
North Terrace_NT61-245 North Terrace - Kevin Marjoribanks_Ground Floor_WSG14.02 _ Workstation | NT-NT61-01-WSG14.02 | NT61-01-WSG14.02-Workstation | North Terrace | NT | NT61 | 245 North Terrace - Kevin Marjoribanks | 01 | Ground Floor | WSG14.02 | 523 | eChallenge - ThincLabs | 515 | University of Adelaide Business School | 2.83 | Workstation | 1 | Office Space Group | 113 | Open Plan - Research Staff |  | Excellent | 705.48 | NO
North Terrace_NT61-245 North Terrace - Kevin Marjoribanks_Ground Floor_WSG14.03 _ Workstation | NT-NT61-01-WSG14.03 | NT61-01-WSG14.03-Workstation | North Terrace | NT | NT61 | 245 North Terrace - Kevin Marjoribanks | 01 | Ground Floor | WSG14.03 | 523 | eChallenge - ThincLabs | 515 | University of Adelaide Business School | 2.91 | Workstation | 1 | Office Space Group | 113 | Open Plan - Research Staff |  | Excellent | 725.42 | NO
North Terrace_NT61-245 North Terrace - Kevin Marjoribanks_Ground Floor_WSG15.01 _ Workstation | NT-NT61-01-WSG15.01 | NT61-01-WSG15.01-Workstation | North Terrace | NT | NT61 | 245 North Terrace - Kevin Marjoribanks | 01 | Ground Floor | WSG15.01 | 523 | eChallenge - ThincLabs | 515 | University of Adelaide Business School | 2.91 | Workstation | 1 | Office Space Group | 113 | Open Plan - Research Staff |  | Excellent | 725.42 | NO
North Terrace_NT61-245 North Terrace - Kevin Marjoribanks_Ground Floor_WSG15.02 _ Workstation | NT-NT61-01-WSG15.02 | NT61-01-WSG15.02-Workstation | North Terrace | NT | NT61 | 245 North Terrace - Kevin Marjoribanks | 01 | Ground Floor | WSG15.02 | 523 | eChallenge - ThincLabs | 515 | University of Adelaide Business School | 2.91 | Workstation | 1 | Office Space Group | 113 | Open Plan - Research Staff |  | Excellent | 725.42 | NO
North Terrace_NT61-245 North Terrace - Kevin Marjoribanks_Ground Floor_WSG15.03 _ Workstation | NT-NT61-01-WSG15.03 | NT61-01-WSG15.03-Workstation | North Terrace | NT | NT61 | 245 North Terrace - Kevin Marjoribanks | 01 | Ground Floor | WSG15.03 | 523 | eChallenge - ThincLabs | 515 | University of Adelaide Business School | 2.91 | Workstation | 1 | Office Space Group | 113 | Open Plan - Research Staff |  | Excellent | 725.42 | NO
North Terrace_NT61-245 North Terrace - Kevin Marjoribanks_Ground Floor_WSG17.01 _ Workstation | NT-NT61-01-WSG17.01 | NT61-01-WSG17.01-Workstation | North Terrace | NT | NT61 | 245 North Terrace - Kevin Marjoribanks | 01 | Ground Floor | WSG17.01 | 523 | eChallenge - ThincLabs | 515 | University of Adelaide Business School | 2.7 | Workstation | 1 | Office Space Group | 113 | Open Plan - Research Staff |  | Excellent | 673.07 | NO
North Terrace_NT61-245 North Terrace - Kevin Marjoribanks_Ground Floor_WSG17.02 _ Workstation | NT-NT61-01-WSG17.02 | NT61-01-WSG17.02-Workstation | North Terrace | NT | NT61 | 245 North Terrace - Kevin Marjoribanks | 01 | Ground Floor | WSG17.02 | 523 | eChallenge - ThincLabs | 515 | University of Adelaide Business School | 2.7 | Workstation | 1 | Office Space Group | 113 | Open Plan - Research Staff |  | Excellent | 673.07 | NO
North Terrace_NT61-245 North Terrace - Kevin Marjoribanks_Ground Floor_WSG17.03 _ Workstation | NT-NT61-01-WSG17.03 | NT61-01-WSG17.03-Workstation | North Terrace | NT | NT61 | 245 North Terrace - Kevin Marjoribanks | 01 | Ground Floor | WSG17.03 | 523 | eChallenge - ThincLabs | 515 | University of Adelaide Business School | 2.7 | Workstation | 1 | Office Space Group | 113 | Open Plan - Research Staff |  | Excellent | 673.07 | NO
North Terrace_NT61-245 North Terrace - Kevin Marjoribanks_Ground Floor_WSG17.04 _ Workstation | NT-NT61-01-WSG17.04 | NT61-01-WSG17.04-Workstation | North Terrace | NT | NT61 | 245 North Terrace - Kevin Marjoribanks | 01 | Ground Floor | WSG17.04 | 523 | eChallenge - ThincLabs | 515 | University of Adelaide Business School | 2.7 | Workstation | 1 | Office Space Group | 113 | Open Plan - Research Staff |  | Excellent | 673.07 | NO
North Terrace_NT61-245 North Terrace - Kevin Marjoribanks_Ground Floor_WSG17.05 _ Workstation | NT-NT61-01-WSG17.05 | NT61-01-WSG17.05-Workstation | North Terrace | NT | NT61 | 245 North Terrace - Kevin Marjoribanks | 01 | Ground Floor | WSG17.05 | 523 | eChallenge - ThincLabs | 515 | University of Adelaide Business School | 2.7 | Workstation | 1 | Office Space Group | 113 | Open Plan - Research Staff |  | Excellent | 673.07 | NO
North Terrace_NT61-245 North Terrace - Kevin Marjoribanks_Ground Floor_WSG17.06 _ Workstation | NT-NT61-01-WSG17.06 | NT61-01-WSG17.06-Workstation | North Terrace | NT | NT61 | 245 North Terrace - Kevin Marjoribanks | 01 | Ground Floor | WSG17.06 | 523 | eChallenge - ThincLabs | 515 | University of Adelaide Business School | 2.7 | Workstation | 1 | Office Space Group | 113 | Open Plan - Research Staff |  | Excellent | 673.07 | NO
North Terrace_NT61-245 North Terrace - Kevin Marjoribanks_Ground Floor_WSG17.07 _ Workstation | NT-NT61-01-WSG17.07 | NT61-01-WSG17.07-Workstation | North Terrace | NT | NT61 | 245 North Terrace - Kevin Marjoribanks | 01 | Ground Floor | WSG17.07 | 523 | eChallenge - ThincLabs | 515 | University of Adelaide Business School | 2.3 | Workstation | 1 | Office Space Group | 113 | Open Plan - Research Staff |  | Excellent | 573.36 | NO
North Terrace_NT61-245 North Terrace - Kevin Marjoribanks_Ground Floor_WSG17.08 _ Workstation | NT-NT61-01-WSG17.08 | NT61-01-WSG17.08-Workstation | North Terrace | NT | NT61 | 245 North Terrace - Kevin Marjoribanks | 01 | Ground Floor | WSG17.08 | 523 | eChallenge - ThincLabs | 515 | University of Adelaide Business School | 2.3 | Workstation | 1 | Office Space Group | 113 | Open Plan - Research Staff |  | Excellent | 573.36 | NO
North Terrace_NT61-245 North Terrace - Kevin Marjoribanks_Ground Floor_WSG17.09 _ Workstation | NT-NT61-01-WSG17.09 | NT61-01-WSG17.09-Workstation | North Terrace | NT | NT61 | 245 North Terrace - Kevin Marjoribanks | 01 | Ground Floor | WSG17.09 | 523 | eChallenge - ThincLabs | 515 | University of Adelaide Business School | 2.3 | Workstation | 1 | Office Space Group | 113 | Open Plan - Research Staff |  | Excellent | 573.36 | NO
North Terrace_NT61-245 North Terrace - Kevin Marjoribanks_Ground Floor_WSG17.10 _ Workstation | NT-NT61-01-WSG17.10 | NT61-01-WSG17.10-Workstation | North Terrace | NT | NT61 | 245 North Terrace - Kevin Marjoribanks | 01 | Ground Floor | WSG17.10 | 523 | eChallenge - ThincLabs | 515 | University of Adelaide Business School | 2.3 | Workstation | 1 | Office Space Group | 113 | Open Plan - Research Staff |  | Excellent | 573.36 | NO
North Terrace_NT61-245 North Terrace - Kevin Marjoribanks_Ground Floor_WSG18.01 _ Workstation | NT-NT61-01-WSG18.01 | NT61-01-WSG18.01-Workstation | North Terrace | NT | NT61 | 245 North Terrace - Kevin Marjoribanks | 01 | Ground Floor | WSG18.01 | 523 | eChallenge - ThincLabs | 515 | University of Adelaide Business School | 2.89 | Workstation | 1 | Office Space Group | 113 | Open Plan - Research Staff |  | Excellent | 720.44 | NO
North Terrace_NT61-245 North Terrace - Kevin Marjoribanks_Ground Floor_WSG18.02 _ Workstation | NT-NT61-01-WSG18.02 | NT61-01-WSG18.02-Workstation | North Terrace | NT | NT61 | 245 North Terrace - Kevin Marjoribanks | 01 | Ground Floor | WSG18.02 | 523 | eChallenge - ThincLabs | 515 | University of Adelaide Business School | 2.89 | Workstation | 1 | Office Space Group | 113 | Open Plan - Research Staff |  | Excellent | 720.44 | NO
North Terrace_NT61-245 North Terrace - Kevin Marjoribanks_Ground Floor_WSG18.03 _ Workstation | NT-NT61-01-WSG18.03 | NT61-01-WSG18.03-Workstation | North Terrace | NT | NT61 | 245 North Terrace - Kevin Marjoribanks | 01 | Ground Floor | WSG18.03 | 523 | eChallenge - ThincLabs | 515 | University of Adelaide Business School | 2.89 | Workstation | 1 | Office Space Group | 113 | Open Plan - Research Staff |  | Excellent | 720.44 | NO
North Terrace_NT61-245 North Terrace - Kevin Marjoribanks_Ground Floor_WSG18.04 _ Workstation | NT-NT61-01-WSG18.04 | NT61-01-WSG18.04-Workstation | North Terrace | NT | NT61 | 245 North Terrace - Kevin Marjoribanks | 01 | Ground Floor | WSG18.04 | 523 | eChallenge - ThincLabs | 515 | University of Adelaide Business School | 2.89 | Workstation | 1 | Office Space Group | 113 | Open Plan - Research Staff |  | Excellent | 720.44 | NO
North Terrace_NT61-245 North Terrace - Kevin Marjoribanks_Ground Floor_WSG18.05 _ Workstation | NT-NT61-01-WSG18.05 | NT61-01-WSG18.05-Workstation | North Terrace | NT | NT61 | 245 North Terrace - Kevin Marjoribanks | 01 | Ground Floor | WSG18.05 | 523 | eChallenge - ThincLabs | 515 | University of Adelaide Business School | 2.89 | Workstation | 1 | Office Space Group | 113 | Open Plan - Research Staff |  | Excellent | 720.44 | NO
North Terrace_NT61-245 North Terrace - Kevin Marjoribanks_Ground Floor_WSG18.06 _ Workstation | NT-NT61-01-WSG18.06 | NT61-01-WSG18.06-Workstation | North Terrace | NT | NT61 | 245 North Terrace - Kevin Marjoribanks | 01 | Ground Floor | WSG18.06 | 523 | eChallenge - ThincLabs | 515 | University of Adelaide Business School | 2.89 | Workstation | 1 | Office Space Group | 113 | Open Plan - Research Staff |  | Excellent | 720.44 | NO
North Terrace_NT61-245 North Terrace - Kevin Marjoribanks_Ground Floor_WSG18.07 _ Workstation | NT-NT61-01-WSG18.07 | NT61-01-WSG18.07-Workstation | North Terrace | NT | NT61 | 245 North Terrace - Kevin Marjoribanks | 01 | Ground Floor | WSG18.07 | 523 | eChallenge - ThincLabs | 515 | University of Adelaide Business School | 2.89 | Workstation | 1 | Office Space Group | 113 | Open Plan - Research Staff |  | Excellent | 720.44 | NO
North Terrace_NT61-245 North Terrace - Kevin Marjoribanks_Ground Floor_WSG18.08 _ Workstation | NT-NT61-01-WSG18.08 | NT61-01-WSG18.08-Workstation | North Terrace | NT | NT61 | 245 North Terrace - Kevin Marjoribanks | 01 | Ground Floor | WSG18.08 | 523 | eChallenge - ThincLabs | 515 | University of Adelaide Business School | 2.89 | Workstation | 1 | Office Space Group | 113 | Open Plan - Research Staff |  | Excellent | 720.44 | NO
North Terrace_NT61-245 North Terrace - Kevin Marjoribanks_Ground Floor_WSG18.09 _ Workstation | NT-NT61-01-WSG18.09 | NT61-01-WSG18.09-Workstation | North Terrace | NT | NT61 | 245 North Terrace - Kevin Marjoribanks | 01 | Ground Floor | WSG18.09 | 523 | eChallenge - ThincLabs | 515 | University of Adelaide Business School | 2.96 | Workstation | 1 | Office Space Group | 113 | Open Plan - Research Staff |  | Excellent | 737.89 | NO
North Terrace_NT61-245 North Terrace - Kevin Marjoribanks_Ground Floor_WSG18.10 _ Workstation | NT-NT61-01-WSG18.10 | NT61-01-WSG18.10-Workstation | North Terrace | NT | NT61 | 245 North Terrace - Kevin Marjoribanks | 01 | Ground Floor | WSG18.10 | 523 | eChallenge - ThincLabs | 515 | University of Adelaide Business School | 2.96 | Workstation | 1 | Office Space Group | 113 | Open Plan - Research Staff |  | Excellent | 737.89 | NO
North Terrace_NT61-245 North Terrace - Kevin Marjoribanks_Ground Floor_WSG18.11 _ Workstation | NT-NT61-01-WSG18.11 | NT61-01-WSG18.11-Workstation | North Terrace | NT | NT61 | 245 North Terrace - Kevin Marjoribanks | 01 | Ground Floor | WSG18.11 | 523 | eChallenge - ThincLabs | 515 | University of Adelaide Business School | 2.96 | Workstation | 1 | Office Space Group | 113 | Open Plan - Research Staff |  | Excellent | 737.89 | NO
North Terrace_NT61-245 North Terrace - Kevin Marjoribanks_Ground Floor_WSG18.12 _ Workstation | NT-NT61-01-WSG18.12 | NT61-01-WSG18.12-Workstation | North Terrace | NT | NT61 | 245 North Terrace - Kevin Marjoribanks | 01 | Ground Floor | WSG18.12 | 523 | eChallenge - ThincLabs | 515 | University of Adelaide Business School | 2.7 | Workstation | 1 | Office Space Group | 113 | Open Plan - Research Staff |  | Excellent | 673.07 | NO
North Terrace_NT61-245 North Terrace - Kevin Marjoribanks_Ground Floor_WSG18.13 _ Workstation | NT-NT61-01-WSG18.13 | NT61-01-WSG18.13-Workstation | North Terrace | NT | NT61 | 245 North Terrace - Kevin Marjoribanks | 01 | Ground Floor | WSG18.13 | 523 | eChallenge - ThincLabs | 515 | University of Adelaide Business School | 2.7 | Workstation | 1 | Office Space Group | 113 | Open Plan - Research Staff |  | Excellent | 673.07 | NO
North Terrace_NT61-245 North Terrace - Kevin Marjoribanks_Ground Floor_WSG18.14 _ Workstation | NT-NT61-01-WSG18.14 | NT61-01-WSG18.14-Workstation | North Terrace | NT | NT61 | 245 North Terrace - Kevin Marjoribanks | 01 | Ground Floor | WSG18.14 | 523 | eChallenge - ThincLabs | 515 | University of Adelaide Business School | 2.7 | Workstation | 1 | Office Space Group | 113 | Open Plan - Research Staff |  | Excellent | 673.07 | NO
North Terrace_NT61-245 North Terrace - Kevin Marjoribanks_Ground Floor_WSG20.01 _ Workstation | NT-NT61-01-WSG20.01 | NT61-01-WSG20.01-Workstation | North Terrace | NT | NT61 | 245 North Terrace - Kevin Marjoribanks | 01 | Ground Floor | WSG20.01 | 523 | eChallenge - ThincLabs | 515 | University of Adelaide Business School | 2.25 | Workstation | 1 | Office Space Group | 113 | Open Plan - Research Staff |  | Excellent | 560.89 | NO
North Terrace_NT61-245 North Terrace - Kevin Marjoribanks_Ground Floor_WSG20.02 _ Workstation | NT-NT61-01-WSG20.02 | NT61-01-WSG20.02-Workstation | North Terrace | NT | NT61 | 245 North Terrace - Kevin Marjoribanks | 01 | Ground Floor | WSG20.02 | 523 | eChallenge - ThincLabs | 515 | University of Adelaide Business School | 2.52 | Workstation | 1 | Office Space Group | 113 | Open Plan - Research Staff |  | Excellent | 628.20 | NO
North Terrace_NT61-245 North Terrace - Kevin Marjoribanks_Ground Floor_WSG20.03 _ Workstation | NT-NT61-01-WSG20.03 | NT61-01-WSG20.03-Workstation | North Terrace | NT | NT61 | 245 North Terrace - Kevin Marjoribanks | 01 | Ground Floor | WSG20.03 | 523 | eChallenge - ThincLabs | 515 | University of Adelaide Business School | 2.59 | Workstation | 1 | Office Space Group | 113 | Open Plan - Research Staff |  | Excellent | 645.65 | NO
North Terrace_NT61-245 North Terrace - Kevin Marjoribanks_Ground Floor_WSG21.01 _ Workstation | NT-NT61-01-WSG21.01 | NT61-01-WSG21.01-Workstation | North Terrace | NT | NT61 | 245 North Terrace - Kevin Marjoribanks | 01 | Ground Floor | WSG21.01 | 523 | eChallenge - ThincLabs | 515 | University of Adelaide Business School | 2.25 | Workstation | 1 | Office Space Group | 113 | Open Plan - Research Staff |  | Excellent | 560.89 | NO
North Terrace_NT61-245 North Terrace - Kevin Marjoribanks_Ground Floor_WSG21.02 _ Workstation | NT-NT61-01-WSG21.02 | NT61-01-WSG21.02-Workstation | North Terrace | NT | NT61 | 245 North Terrace - Kevin Marjoribanks | 01 | Ground Floor | WSG21.02 | 523 | eChallenge - ThincLabs | 515 | University of Adelaide Business School | 2.88 | Workstation | 1 | Office Space Group | 113 | Open Plan - Research Staff |  | Excellent | 717.94 | NO
North Terrace_NT61-245 North Terrace - Kevin Marjoribanks_Ground Floor_WSG21.03 _ Workstation | NT-NT61-01-WSG21.03 | NT61-01-WSG21.03-Workstation | North Terrace | NT | NT61 | 245 North Terrace - Kevin Marjoribanks | 01 | Ground Floor | WSG21.03 | 523 | eChallenge - ThincLabs | 515 | University of Adelaide Business School | 2.52 | Workstation | 1 | Office Space Group | 113 | Open Plan - Research Staff |  | Excellent | 628.20 | NO
North Terrace_NT61-245 North Terrace - Kevin Marjoribanks_Ground Floor_WSG23.01 _ Workstation | NT-NT61-01-WSG23.01 | NT61-01-WSG23.01-Workstation | North Terrace | NT | NT61 | 245 North Terrace - Kevin Marjoribanks | 01 | Ground Floor | WSG23.01 | 523 | eChallenge - ThincLabs | 515 | University of Adelaide Business School | 2.92 | Workstation | 1 | Office Space Group | 113 | Open Plan - Research Staff |  | Excellent | 727.91 | NO
North Terrace_NT61-245 North Terrace - Kevin Marjoribanks_Ground Floor_WSG23.02 _ Workstation | NT-NT61-01-WSG23.02 | NT61-01-WSG23.02-Workstation | North Terrace | NT | NT61 | 245 North Terrace - Kevin Marjoribanks | 01 | Ground Floor | WSG23.02 | 523 | eChallenge - ThincLabs | 515 | University of Adelaide Business School | 2.92 | Workstation | 1 | Office Space Group | 113 | Open Plan - Research Staff |  | Excellent | 727.91 | NO
North Terrace_NT61-245 North Terrace - Kevin Marjoribanks_Ground Floor_WSG23.03 _ Workstation | NT-NT61-01-WSG23.03 | NT61-01-WSG23.03-Workstation | North Terrace | NT | NT61 | 245 North Terrace - Kevin Marjoribanks | 01 | Ground Floor | WSG23.03 | 523 | eChallenge - ThincLabs | 515 | University of Adelaide Business School | 2.92 | Workstation | 1 | Office Space Group | 113 | Open Plan - Research Staff |  | Excellent | 727.91 | NO
North Terrace_NT61-245 North Terrace - Kevin Marjoribanks_Ground Floor_WSG23.04 _ Workstation | NT-NT61-01-WSG23.04 | NT61-01-WSG23.04-Workstation | North Terrace | NT | NT61 | 245 North Terrace - Kevin Marjoribanks | 01 | Ground Floor | WSG23.04 | 523 | eChallenge - ThincLabs | 515 | University of Adelaide Business School | 2.92 | Workstation | 1 | Office Space Group | 113 | Open Plan - Research Staff |  | Excellent | 727.91 | NO
North Terrace_NT61-245 North Terrace - Kevin Marjoribanks_Ground Floor_WSG23.05 _ Workstation | NT-NT61-01-WSG23.05 | NT61-01-WSG23.05-Workstation | North Terrace | NT | NT61 | 245 North Terrace - Kevin Marjoribanks | 01 | Ground Floor | WSG23.05 | 523 | eChallenge - ThincLabs | 515 | University of Adelaide Business School | 2.92 | Workstation | 1 | Office Space Group | 113 | Open Plan - Research Staff |  | Excellent | 727.91 | NO
North Terrace_NT61-245 North Terrace - Kevin Marjoribanks_Ground Floor_WSG23.06 _ Workstation | NT-NT61-01-WSG23.06 | NT61-01-WSG23.06-Workstation | North Terrace | NT | NT61 | 245 North Terrace - Kevin Marjoribanks | 01 | Ground Floor | WSG23.06 | 523 | eChallenge - ThincLabs | 515 | University of Adelaide Business School | 2.92 | Workstation | 1 | Office Space Group | 113 | Open Plan - Research Staff |  | Excellent | 727.91 | NO
North Terrace_NT61-245 North Terrace - Kevin Marjoribanks_Ground Floor_WSG23.07 _ Workstation | NT-NT61-01-WSG23.07 | NT61-01-WSG23.07-Workstation | North Terrace | NT | NT61 | 245 North Terrace - Kevin Marjoribanks | 01 | Ground Floor | WSG23.07 | 523 | eChallenge - ThincLabs | 515 | University of Adelaide Business School | 2.92 | Workstation | 1 | Office Space Group | 113 | Open Plan - Research Staff |  | Excellent | 727.91 | NO
North Terrace_NT61-245 North Terrace - Kevin Marjoribanks_Ground Floor_WSG23.08 _ Workstation | NT-NT61-01-WSG23.08 | NT61-01-WSG23.08-Workstation | North Terrace | NT | NT61 | 245 North Terrace - Kevin Marjoribanks | 01 | Ground Floor | WSG23.08 | 523 | eChallenge - ThincLabs | 515 | University of Adelaide Business School | 2.92 | Workstation | 1 | Office Space Group | 113 | Open Plan - Research Staff |  | Excellent | 727.91 | NO
North Terrace_NT61-245 North Terrace - Kevin Marjoribanks_Ground Floor_WSG23.09 _ Workstation | NT-NT61-01-WSG23.09 | NT61-01-WSG23.09-Workstation | North Terrace | NT | NT61 | 245 North Terrace - Kevin Marjoribanks | 01 | Ground Floor | WSG23.09 | 523 | eChallenge - ThincLabs | 515 | University of Adelaide Business School | 2.92 | Workstation | 1 | Office Space Group | 113 | Open Plan - Research Staff |  | Excellent | 727.91 | NO
North Terrace_NT61-245 North Terrace - Kevin Marjoribanks_Ground Floor_WSG23.10 _ Workstation | NT-NT61-01-WSG23.10 | NT61-01-WSG23.10-Workstation | North Terrace | NT | NT61 | 245 North Terrace - Kevin Marjoribanks | 01 | Ground Floor | WSG23.10 | 523 | eChallenge - ThincLabs | 515 | University of Adelaide Business School | 2.92 | Workstation | 1 | Office Space Group | 113 | Open Plan - Research Staff |  | Excellent | 727.91 | NO
North Terrace_NT61-245 North Terrace - Kevin Marjoribanks_Ground Floor_WSG23.11 _ Workstation | NT-NT61-01-WSG23.11 | NT61-01-WSG23.11-Workstation | North Terrace | NT | NT61 | 245 North Terrace - Kevin Marjoribanks | 01 | Ground Floor | WSG23.11 | 523 | eChallenge - ThincLabs | 515 | University of Adelaide Business School | 2.92 | Workstation | 1 | Office Space Group | 113 | Open Plan - Research Staff |  | Excellent | 727.91 | NO
North Terrace_NT61-245 North Terrace - Kevin Marjoribanks_Ground Floor_WSG23.12 _ Workstation | NT-NT61-01-WSG23.12 | NT61-01-WSG23.12-Workstation | North Terrace | NT | NT61 | 245 North Terrace - Kevin Marjoribanks | 01 | Ground Floor | WSG23.12 | 523 | eChallenge - ThincLabs | 515 | University of Adelaide Business School | 2.92 | Workstation | 1 | Office Space Group | 113 | Open Plan - Research Staff |  | Excellent | 727.91 | NO
North Terrace_NT61-245 North Terrace - Kevin Marjoribanks_First Floor_1.000 _ Service Corridor | NT-NT61-02-1.000 | NT61-02-1.000-Service Corridor | North Terrace | NT | NT61 | 245 North Terrace - Kevin Marjoribanks | 02 | First Floor | 1.000 | 99939 | Unusable Spaces | 99939 | Unusable Spaces | 65.24 | Service Corridor | 8 | Non Useable Floor Area Space Group | 805 | Non-usable - Circulation space |  | Unknown | 0.00 | NO
North Terrace_NT61-245 North Terrace - Kevin Marjoribanks_First Floor_1.001 _ Service Corridor | NT-NT61-02-1.001 | NT61-02-1.001-Service Corridor | North Terrace | NT | NT61 | 245 North Terrace - Kevin Marjoribanks | 02 | First Floor | 1.001 | 99939 | Unusable Spaces | 99939 | Unusable Spaces | 17.94 | Service Corridor | 8 | Non Useable Floor Area Space Group | 805 | Non-usable - Circulation space |  | Unknown | 0.00 | NO
North Terrace_NT61-245 North Terrace - Kevin Marjoribanks_First Floor_1.01 _ Computer Bar | NT-NT61-02-1.01 | NT61-02-1.01-Computer Bar | North Terrace | NT | NT61 | 245 North Terrace - Kevin Marjoribanks | 02 | First Floor | 1.01 | 530 | Professions Student Support Hub | 530 | Professions Student Support Hub | 25.16 | Computer Bar | 1 | Office Space Group | 119 | Informal Work Space | INFORMAL-PRIM-S | Excellent | 6,272.03 | NO
North Terrace_NT61-245 North Terrace - Kevin Marjoribanks_First Floor_1.01A _ VSR | NT-NT61-02-1.01A | NT61-02-1.01A-VSR | North Terrace | NT | NT61 | 245 North Terrace - Kevin Marjoribanks | 02 | First Floor | 1.01A | 99939 | Unusable Spaces | 99939 | Unusable Spaces | 3.57 | VSR | 8 | Non Useable Floor Area Space Group | 840 | Non-usable - Service riser |  | Unknown | 0.00 | NO
North Terrace_NT61-245 North Terrace - Kevin Marjoribanks_First Floor_1.02 _ Reception | NT-NT61-02-1.02 | NT61-02-1.02-Reception | North Terrace | NT | NT61 | 245 North Terrace - Kevin Marjoribanks | 02 | First Floor | 1.02 | 530 | Professions Student Support Hub | 530 | Professions Student Support Hub | 11.15 | Reception | 1 | Office Space Group | 118 | Open Plan - Reception Area |  | Excellent | 2,779.54 | NO
North Terrace_NT61-245 North Terrace - Kevin Marjoribanks_First Floor_1.02A _ Utility | NT-NT61-02-1.02A | NT61-02-1.02A-Utility | North Terrace | NT | NT61 | 245 North Terrace - Kevin Marjoribanks | 02 | First Floor | 1.02A | 530 | Professions Student Support Hub | 530 | Professions Student Support Hub | 1.74 | Utility | 6 | General Facility Space Group | 603 | General Facility - Resource room |  | Excellent | 485.81 | NO
North Terrace_NT61-245 North Terrace - Kevin Marjoribanks_First Floor_1.03 _ Consultation Points | NT-NT61-02-1.03 | NT61-02-1.03-Consultation Points | North Terrace | NT | NT61 | 245 North Terrace - Kevin Marjoribanks | 02 | First Floor | 1.03 | 530 | Professions Student Support Hub | 530 | Professions Student Support Hub | 34.61 | Consultation Points | 1 | Office Space Group | 119 | Informal Work Space |  | Excellent | 8,627.78 | NO
North Terrace_NT61-245 North Terrace - Kevin Marjoribanks_First Floor_1.04 _ Corr. | NT-NT61-02-1.04 | NT61-02-1.04-Corr. | North Terrace | NT | NT61 | 245 North Terrace - Kevin Marjoribanks | 02 | First Floor | 1.04 | 99939 | Unusable Spaces | 99939 | Unusable Spaces | 4.8 | Corr. | 8 | Non Useable Floor Area Space Group | 805 | Non-usable - Circulation space |  | Excellent | 0.00 | NO
North Terrace_NT61-245 North Terrace - Kevin Marjoribanks_First Floor_1.05 _ Meeting | NT-NT61-02-1.05 | NT61-02-1.05-Meeting | North Terrace | NT | NT61 | 245 North Terrace - Kevin Marjoribanks | 02 | First Floor | 1.05 | 530 | Professions Student Support Hub | 530 | Professions Student Support Hub | 7.3 | Meeting | 6 | General Facility Space Group | 601 | General Facility - Committee/Conference/Meeting room |  | Excellent | 2,038.16 | NO
North Terrace_NT61-245 North Terrace - Kevin Marjoribanks_First Floor_1.06 _ Meeting | NT-NT61-02-1.06 | NT61-02-1.06-Meeting | North Terrace | NT | NT61 | 245 North Terrace - Kevin Marjoribanks | 02 | First Floor | 1.06 | 530 | Professions Student Support Hub | 530 | Professions Student Support Hub | 7.85 | Meeting | 6 | General Facility Space Group | 601 | General Facility - Committee/Conference/Meeting room |  | Excellent | 2,191.72 | NO
North Terrace_NT61-245 North Terrace - Kevin Marjoribanks_First Floor_1.07 _ Office - Open Plan | NT-NT61-02-1.07 | NT61-02-1.07-Office - Open Plan | North Terrace | NT | NT61 | 245 North Terrace - Kevin Marjoribanks | 02 | First Floor | 1.07 | 530 | Professions Student Support Hub | 530 | Professions Student Support Hub | 46.53 | Office - Open Plan | 1 | Office Space Group | 100 | Office - Specific type not defined |  | Excellent | 11,599.27 | NO
North Terrace_NT61-245 North Terrace - Kevin Marjoribanks_First Floor_1.07.01 _ Workstation | NT-NT61-02-1.07.01 | NT61-02-1.07.01-Workstation | North Terrace | NT | NT61 | 245 North Terrace - Kevin Marjoribanks | 02 | First Floor | 1.07.01 | 530 | Professions Student Support Hub | 530 | Professions Student Support Hub | 2.92 | Workstation | 1 | Office Space Group | 113 | Open Plan - Research Staff |  | Excellent | 727.91 | NO
North Terrace_NT61-245 North Terrace - Kevin Marjoribanks_First Floor_1.07.02 _ Workstation | NT-NT61-02-1.07.02 | NT61-02-1.07.02-Workstation | North Terrace | NT | NT61 | 245 North Terrace - Kevin Marjoribanks | 02 | First Floor | 1.07.02 | 530 | Professions Student Support Hub | 530 | Professions Student Support Hub | 2.92 | Workstation | 1 | Office Space Group | 113 | Open Plan - Research Staff |  | Excellent | 727.91 | NO
North Terrace_NT61-245 North Terrace - Kevin Marjoribanks_First Floor_1.07.03 _ Workstation | NT-NT61-02-1.07.03 | NT61-02-1.07.03-Workstation | North Terrace | NT | NT61 | 245 North Terrace - Kevin Marjoribanks | 02 | First Floor | 1.07.03 | 530 | Professions Student Support Hub | 530 | Professions Student Support Hub | 2.92 | Workstation | 1 | Office Space Group | 113 | Open Plan - Research Staff |  | Excellent | 727.91 | NO
North Terrace_NT61-245 North Terrace - Kevin Marjoribanks_First Floor_1.07.04 _ Workstation | NT-NT61-02-1.07.04 | NT61-02-1.07.04-Workstation | North Terrace | NT | NT61 | 245 North Terrace - Kevin Marjoribanks | 02 | First Floor | 1.07.04 | 530 | Professions Student Support Hub | 530 | Professions Student Support Hub | 2.92 | Workstation | 1 | Office Space Group | 113 | Open Plan - Research Staff |  | Excellent | 727.91 | NO
North Terrace_NT61-245 North Terrace - Kevin Marjoribanks_First Floor_1.07.05 _ Workstation | NT-NT61-02-1.07.05 | NT61-02-1.07.05-Workstation | North Terrace | NT | NT61 | 245 North Terrace - Kevin Marjoribanks | 02 | First Floor | 1.07.05 | 530 | Professions Student Support Hub | 530 | Professions Student Support Hub | 2.92 | Workstation | 1 | Office Space Group | 113 | Open Plan - Research Staff |  | Excellent | 727.91 | NO
North Terrace_NT61-245 North Terrace - Kevin Marjoribanks_First Floor_1.07.06 _ Workstation | NT-NT61-02-1.07.06 | NT61-02-1.07.06-Workstation | North Terrace | NT | NT61 | 245 North Terrace - Kevin Marjoribanks | 02 | First Floor | 1.07.06 | 530 | Professions Student Support Hub | 530 | Professions Student Support Hub | 2.82 | Workstation | 1 | Office Space Group | 113 | Open Plan - Research Staff |  | Excellent | 702.99 | NO
North Terrace_NT61-245 North Terrace - Kevin Marjoribanks_First Floor_1.07.07 _ Workstation | NT-NT61-02-1.07.07 | NT61-02-1.07.07-Workstation | North Terrace | NT | NT61 | 245 North Terrace - Kevin Marjoribanks | 02 | First Floor | 1.07.07 | 530 | Professions Student Support Hub | 530 | Professions Student Support Hub | 2.78 | Workstation | 1 | Office Space Group | 113 | Open Plan - Research Staff |  | Excellent | 693.01 | NO
North Terrace_NT61-245 North Terrace - Kevin Marjoribanks_First Floor_1.07.08 _ Workstation | NT-NT61-02-1.07.08 | NT61-02-1.07.08-Workstation | North Terrace | NT | NT61 | 245 North Terrace - Kevin Marjoribanks | 02 | First Floor | 1.07.08 | 530 | Professions Student Support Hub | 530 | Professions Student Support Hub | 2.78 | Workstation | 1 | Office Space Group | 113 | Open Plan - Research Staff |  | Excellent | 693.01 | NO
North Terrace_NT61-245 North Terrace - Kevin Marjoribanks_First Floor_1.07.09 _ Workstation | NT-NT61-02-1.07.09 | NT61-02-1.07.09-Workstation | North Terrace | NT | NT61 | 245 North Terrace - Kevin Marjoribanks | 02 | First Floor | 1.07.09 | 530 | Professions Student Support Hub | 530 | Professions Student Support Hub | 2.78 | Workstation | 1 | Office Space Group | 113 | Open Plan - Research Staff |  | Excellent | 693.01 | NO
North Terrace_NT61-245 North Terrace - Kevin Marjoribanks_First Floor_1.07.10 _ Workstation | NT-NT61-02-1.07.10 | NT61-02-1.07.10-Workstation | North Terrace | NT | NT61 | 245 North Terrace - Kevin Marjoribanks | 02 | First Floor | 1.07.10 | 530 | Professions Student Support Hub | 530 | Professions Student Support Hub | 2.92 | Workstation | 1 | Office Space Group | 113 | Open Plan - Research Staff |  | Excellent | 727.91 | NO
North Terrace_NT61-245 North Terrace - Kevin Marjoribanks_First Floor_1.07.11 _ Workstation | NT-NT61-02-1.07.11 | NT61-02-1.07.11-Workstation | North Terrace | NT | NT61 | 245 North Terrace - Kevin Marjoribanks | 02 | First Floor | 1.07.11 | 530 | Professions Student Support Hub | 530 | Professions Student Support Hub | 2.88 | Workstation | 1 | Office Space Group | 113 | Open Plan - Research Staff |  | Excellent | 717.94 | NO
North Terrace_NT61-245 North Terrace - Kevin Marjoribanks_First Floor_1.07.12 _ Workstation | NT-NT61-02-1.07.12 | NT61-02-1.07.12-Workstation | North Terrace | NT | NT61 | 245 North Terrace - Kevin Marjoribanks | 02 | First Floor | 1.07.12 | 530 | Professions Student Support Hub | 530 | Professions Student Support Hub | 2.78 | Workstation | 1 | Office Space Group | 113 | Open Plan - Research Staff |  | Excellent | 693.01 | NO
North Terrace_NT61-245 North Terrace - Kevin Marjoribanks_First Floor_1.07.13 _ Workstation | NT-NT61-02-1.07.13 | NT61-02-1.07.13-Workstation | North Terrace | NT | NT61 | 245 North Terrace - Kevin Marjoribanks | 02 | First Floor | 1.07.13 | 530 | Professions Student Support Hub | 530 | Professions Student Support Hub | 2.78 | Workstation | 1 | Office Space Group | 113 | Open Plan - Research Staff |  | Excellent | 693.01 | NO
North Terrace_NT61-245 North Terrace - Kevin Marjoribanks_First Floor_1.07.14 _ Workstation | NT-NT61-02-1.07.14 | NT61-02-1.07.14-Workstation | North Terrace | NT | NT61 | 245 North Terrace - Kevin Marjoribanks | 02 | First Floor | 1.07.14 | 530 | Professions Student Support Hub | 530 | Professions Student Support Hub | 2.78 | Workstation | 1 | Office Space Group | 113 | Open Plan - Research Staff |  | Excellent | 693.01 | NO
North Terrace_NT61-245 North Terrace - Kevin Marjoribanks_First Floor_1.07.15 _ Workstation | NT-NT61-02-1.07.15 | NT61-02-1.07.15-Workstation | North Terrace | NT | NT61 | 245 North Terrace - Kevin Marjoribanks | 02 | First Floor | 1.07.15 | 530 | Professions Student Support Hub | 530 | Professions Student Support Hub | 2.78 | Workstation | 1 | Office Space Group | 113 | Open Plan - Research Staff |  | Excellent | 693.01 | NO
North Terrace_NT61-245 North Terrace - Kevin Marjoribanks_First Floor_1.07.16 _ Workstation | NT-NT61-02-1.07.16 | NT61-02-1.07.16-Workstation | North Terrace | NT | NT61 | 245 North Terrace - Kevin Marjoribanks | 02 | First Floor | 1.07.16 | 530 | Professions Student Support Hub | 530 | Professions Student Support Hub | 2.92 | Workstation | 1 | Office Space Group | 113 | Open Plan - Research Staff |  | Excellent | 727.91 | NO
North Terrace_NT61-245 North Terrace - Kevin Marjoribanks_First Floor_1.07.17 _ Workstation | NT-NT61-02-1.07.17 | NT61-02-1.07.17-Workstation | North Terrace | NT | NT61 | 245 North Terrace - Kevin Marjoribanks | 02 | First Floor | 1.07.17 | 530 | Professions Student Support Hub | 530 | Professions Student Support Hub | 2.88 | Workstation | 1 | Office Space Group | 113 | Open Plan - Research Staff |  | Excellent | 717.94 | NO
North Terrace_NT61-245 North Terrace - Kevin Marjoribanks_First Floor_1.07.18 _ Workstation | NT-NT61-02-1.07.18 | NT61-02-1.07.18-Workstation | North Terrace | NT | NT61 | 245 North Terrace - Kevin Marjoribanks | 02 | First Floor | 1.07.18 | 530 | Professions Student Support Hub | 530 | Professions Student Support Hub | 3.19 | Workstation | 1 | Office Space Group | 113 | Open Plan - Research Staff |  | Excellent | 795.22 | NO
North Terrace_NT61-245 North Terrace - Kevin Marjoribanks_First Floor_1.07.19 _ Workstation | NT-NT61-02-1.07.19 | NT61-02-1.07.19-Workstation | North Terrace | NT | NT61 | 245 North Terrace - Kevin Marjoribanks | 02 | First Floor | 1.07.19 | 530 | Professions Student Support Hub | 530 | Professions Student Support Hub | 3.23 | Workstation | 1 | Office Space Group | 113 | Open Plan - Research Staff |  | Excellent | 805.19 | NO
North Terrace_NT61-245 North Terrace - Kevin Marjoribanks_First Floor_1.07.20 _ Workstation | NT-NT61-02-1.07.20 | NT61-02-1.07.20-Workstation | North Terrace | NT | NT61 | 245 North Terrace - Kevin Marjoribanks | 02 | First Floor | 1.07.20 | 530 | Professions Student Support Hub | 530 | Professions Student Support Hub | 3.23 | Workstation | 1 | Office Space Group | 113 | Open Plan - Research Staff |  | Excellent | 805.19 | NO
North Terrace_NT61-245 North Terrace - Kevin Marjoribanks_First Floor_1.07.21 _ Workstation | NT-NT61-02-1.07.21 | NT61-02-1.07.21-Workstation | North Terrace | NT | NT61 | 245 North Terrace - Kevin Marjoribanks | 02 | First Floor | 1.07.21 | 530 | Professions Student Support Hub | 530 | Professions Student Support Hub | 3.15 | Workstation | 1 | Office Space Group | 113 | Open Plan - Research Staff |  | Excellent | 785.25 | NO
North Terrace_NT61-245 North Terrace - Kevin Marjoribanks_First Floor_1.07.30 _ Workstation | NT-NT61-02-1.07.30 | NT61-02-1.07.30-Workstation | North Terrace | NT | NT61 | 245 North Terrace - Kevin Marjoribanks | 02 | First Floor | 1.07.30 | 530 | Professions Student Support Hub | 530 | Professions Student Support Hub | 3.05 | Workstation | 1 | Office Space Group | 113 | Open Plan - Research Staff |  | Excellent | 760.32 | NO
North Terrace_NT61-245 North Terrace - Kevin Marjoribanks_First Floor_1.07.31 _ Workstation | NT-NT61-02-1.07.31 | NT61-02-1.07.31-Workstation | North Terrace | NT | NT61 | 245 North Terrace - Kevin Marjoribanks | 02 | First Floor | 1.07.31 | 530 | Professions Student Support Hub | 530 | Professions Student Support Hub | 3.05 | Workstation | 1 | Office Space Group | 113 | Open Plan - Research Staff |  | Excellent | 760.32 | NO
North Terrace_NT61-245 North Terrace - Kevin Marjoribanks_First Floor_1.07.32 _ Workstation | NT-NT61-02-1.07.32 | NT61-02-1.07.32-Workstation | North Terrace | NT | NT61 | 245 North Terrace - Kevin Marjoribanks | 02 | First Floor | 1.07.32 | 530 | Professions Student Support Hub | 530 | Professions Student Support Hub | 3.05 | Workstation | 1 | Office Space Group | 113 | Open Plan - Research Staff |  | Excellent | 760.32 | NO
North Terrace_NT61-245 North Terrace - Kevin Marjoribanks_First Floor_1.08 _ Meeting | NT-NT61-02-1.08 | NT61-02-1.08-Meeting | North Terrace | NT | NT61 | 245 North Terrace - Kevin Marjoribanks | 02 | First Floor | 1.08 | 530 | Professions Student Support Hub | 530 | Professions Student Support Hub | 15.08 | Meeting | 6 | General Facility Space Group | 601 | General Facility - Committee/Conference/Meeting room |  | Excellent | 4,210.34 | NO
North Terrace_NT61-245 North Terrace - Kevin Marjoribanks_First Floor_1.09 _ Meeting | NT-NT61-02-1.09 | NT61-02-1.09-Meeting | North Terrace | NT | NT61 | 245 North Terrace - Kevin Marjoribanks | 02 | First Floor | 1.09 | 530 | Professions Student Support Hub | 530 | Professions Student Support Hub | 13.44 | Meeting | 6 | General Facility Space Group | 601 | General Facility - Committee/Conference/Meeting room |  | Excellent | 3,752.45 | NO
North Terrace_NT61-245 North Terrace - Kevin Marjoribanks_First Floor_1.10 _ Kitchenette | NT-NT61-02-1.10 | NT61-02-1.10-Kitchenette | North Terrace | NT | NT61 | 245 North Terrace - Kevin Marjoribanks | 02 | First Floor | 1.10 | 530 | Professions Student Support Hub | 530 | Professions Student Support Hub | 13.53 | Kitchenette | 6 | General Facility Space Group | 608 | General Facility - Kitchen/Servery/Food Storage |  | Excellent | 3,777.58 | NO
North Terrace_NT61-245 North Terrace - Kevin Marjoribanks_First Floor_1.10A _ VSR | NT-NT61-02-1.10A | NT61-02-1.10A-VSR | North Terrace | NT | NT61 | 245 North Terrace - Kevin Marjoribanks | 02 | First Floor | 1.10A | 99939 | Unusable Spaces | 99939 | Unusable Spaces | 1.44 | VSR | 8 | Non Useable Floor Area Space Group | 840 | Non-usable - Service riser |  | Unknown | 0.00 | NO
North Terrace_NT61-245 North Terrace - Kevin Marjoribanks_First Floor_1.10B _ VSR | NT-NT61-02-1.10B | NT61-02-1.10B-VSR | North Terrace | NT | NT61 | 245 North Terrace - Kevin Marjoribanks | 02 | First Floor | 1.10B | 99939 | Unusable Spaces | 99939 | Unusable Spaces | 0.11 | VSR | 8 | Non Useable Floor Area Space Group | 840 | Non-usable - Service riser |  | Unknown | 0.00 | NO
North Terrace_NT61-245 North Terrace - Kevin Marjoribanks_First Floor_1.10C _ VSR | NT-NT61-02-1.10C | NT61-02-1.10C-VSR | North Terrace | NT | NT61 | 245 North Terrace - Kevin Marjoribanks | 02 | First Floor | 1.10C | 99939 | Unusable Spaces | 99939 | Unusable Spaces | 0.21 | VSR | 8 | Non Useable Floor Area Space Group | 840 | Non-usable - Service riser |  | Unknown | 0.00 | NO
North Terrace_NT61-245 North Terrace - Kevin Marjoribanks_First Floor_1.11 _ Informal Work | NT-NT61-02-1.11 | NT61-02-1.11-Informal Work | North Terrace | NT | NT61 | 245 North Terrace - Kevin Marjoribanks | 02 | First Floor | 1.11 | 530 | Professions Student Support Hub | 530 | Professions Student Support Hub | 20.45 | Informal Work | 1 | Office Space Group | 119 | Informal Work Space |  | Excellent | 5,097.89 | NO
North Terrace_NT61-245 North Terrace - Kevin Marjoribanks_First Floor_1.12 _ Office - Open Plan | NT-NT61-02-1.12 | NT61-02-1.12-Office - Open Plan | North Terrace | NT | NT61 | 245 North Terrace - Kevin Marjoribanks | 02 | First Floor | 1.12 | 530 | Professions Student Support Hub | 530 | Professions Student Support Hub | 30.01 | Office - Open Plan | 1 | Office Space Group | 100 | Office - Specific type not defined |  | Excellent | 7,481.07 | NO
North Terrace_NT61-245 North Terrace - Kevin Marjoribanks_First Floor_1.12.01 _ Workstation | NT-NT61-02-1.12.01 | NT61-02-1.12.01-Workstation | North Terrace | NT | NT61 | 245 North Terrace - Kevin Marjoribanks | 02 | First Floor | 1.12.01 | 530 | Professions Student Support Hub | 530 | Professions Student Support Hub | 2.92 | Workstation | 1 | Office Space Group | 113 | Open Plan - Research Staff |  | Excellent | 727.91 | NO
North Terrace_NT61-245 North Terrace - Kevin Marjoribanks_First Floor_1.12.02 _ Workstation | NT-NT61-02-1.12.02 | NT61-02-1.12.02-Workstation | North Terrace | NT | NT61 | 245 North Terrace - Kevin Marjoribanks | 02 | First Floor | 1.12.02 | 530 | Professions Student Support Hub | 530 | Professions Student Support Hub | 2.92 | Workstation | 1 | Office Space Group | 113 | Open Plan - Research Staff |  | Excellent | 727.91 | NO
North Terrace_NT61-245 North Terrace - Kevin Marjoribanks_First Floor_1.12.03 _ Workstation | NT-NT61-02-1.12.03 | NT61-02-1.12.03-Workstation | North Terrace | NT | NT61 | 245 North Terrace - Kevin Marjoribanks | 02 | First Floor | 1.12.03 | 530 | Professions Student Support Hub | 530 | Professions Student Support Hub | 2.92 | Workstation | 1 | Office Space Group | 113 | Open Plan - Research Staff |  | Excellent | 727.91 | NO
North Terrace_NT61-245 North Terrace - Kevin Marjoribanks_First Floor_1.12.04 _ Workstation | NT-NT61-02-1.12.04 | NT61-02-1.12.04-Workstation | North Terrace | NT | NT61 | 245 North Terrace - Kevin Marjoribanks | 02 | First Floor | 1.12.04 | 530 | Professions Student Support Hub | 530 | Professions Student Support Hub | 2.84 | Workstation | 1 | Office Space Group | 113 | Open Plan - Research Staff |  | Excellent | 707.97 | NO
North Terrace_NT61-245 North Terrace - Kevin Marjoribanks_First Floor_1.12.05 _ Workstation | NT-NT61-02-1.12.05 | NT61-02-1.12.05-Workstation | North Terrace | NT | NT61 | 245 North Terrace - Kevin Marjoribanks | 02 | First Floor | 1.12.05 | 530 | Professions Student Support Hub | 530 | Professions Student Support Hub | 2.92 | Workstation | 1 | Office Space Group | 113 | Open Plan - Research Staff |  | Excellent | 727.91 | NO
North Terrace_NT61-245 North Terrace - Kevin Marjoribanks_First Floor_1.12.06 _ Workstation | NT-NT61-02-1.12.06 | NT61-02-1.12.06-Workstation | North Terrace | NT | NT61 | 245 North Terrace - Kevin Marjoribanks | 02 | First Floor | 1.12.06 | 530 | Professions Student Support Hub | 530 | Professions Student Support Hub | 2.92 | Workstation | 1 | Office Space Group | 113 | Open Plan - Research Staff |  | Excellent | 727.91 | NO
North Terrace_NT61-245 North Terrace - Kevin Marjoribanks_First Floor_1.12.07 _ Workstation | NT-NT61-02-1.12.07 | NT61-02-1.12.07-Workstation | North Terrace | NT | NT61 | 245 North Terrace - Kevin Marjoribanks | 02 | First Floor | 1.12.07 | 530 | Professions Student Support Hub | 530 | Professions Student Support Hub | 2.92 | Workstation | 1 | Office Space Group | 113 | Open Plan - Research Staff |  | Excellent | 727.91 | NO
North Terrace_NT61-245 North Terrace - Kevin Marjoribanks_First Floor_1.12.08 _ Workstation | NT-NT61-02-1.12.08 | NT61-02-1.12.08-Workstation | North Terrace | NT | NT61 | 245 North Terrace - Kevin Marjoribanks | 02 | First Floor | 1.12.08 | 530 | Professions Student Support Hub | 530 | Professions Student Support Hub | 2.92 | Workstation | 1 | Office Space Group | 113 | Open Plan - Research Staff |  | Excellent | 727.91 | NO
North Terrace_NT61-245 North Terrace - Kevin Marjoribanks_First Floor_1.12.09 _ Workstation | NT-NT61-02-1.12.09 | NT61-02-1.12.09-Workstation | North Terrace | NT | NT61 | 245 North Terrace - Kevin Marjoribanks | 02 | First Floor | 1.12.09 | 530 | Professions Student Support Hub | 530 | Professions Student Support Hub | 3.9 | Workstation | 1 | Office Space Group | 113 | Open Plan - Research Staff |  | Excellent | 972.21 | NO
North Terrace_NT61-245 North Terrace - Kevin Marjoribanks_First Floor_1.12.10 _ Workstation | NT-NT61-02-1.12.10 | NT61-02-1.12.10-Workstation | North Terrace | NT | NT61 | 245 North Terrace - Kevin Marjoribanks | 02 | First Floor | 1.12.10 | 530 | Professions Student Support Hub | 530 | Professions Student Support Hub | 3.9 | Workstation | 1 | Office Space Group | 113 | Open Plan - Research Staff |  | Excellent | 972.21 | NO
North Terrace_NT61-245 North Terrace - Kevin Marjoribanks_First Floor_1.12.11 _ Workstation | NT-NT61-02-1.12.11 | NT61-02-1.12.11-Workstation | North Terrace | NT | NT61 | 245 North Terrace - Kevin Marjoribanks | 02 | First Floor | 1.12.11 | 530 | Professions Student Support Hub | 530 | Professions Student Support Hub | 4.96 | Workstation | 1 | Office Space Group | 113 | Open Plan - Research Staff |  | Excellent | 1,236.46 | NO
North Terrace_NT61-245 North Terrace - Kevin Marjoribanks_First Floor_1.12.12 _ Workstation | NT-NT61-02-1.12.12 | NT61-02-1.12.12-Workstation | North Terrace | NT | NT61 | 245 North Terrace - Kevin Marjoribanks | 02 | First Floor | 1.12.12 | 530 | Professions Student Support Hub | 530 | Professions Student Support Hub | 4.88 | Workstation | 1 | Office Space Group | 113 | Open Plan - Research Staff |  | Excellent | 1,216.51 | NO
North Terrace_NT61-245 North Terrace - Kevin Marjoribanks_First Floor_1.12.13 _ Workstation | NT-NT61-02-1.12.13 | NT61-02-1.12.13-Workstation | North Terrace | NT | NT61 | 245 North Terrace - Kevin Marjoribanks | 02 | First Floor | 1.12.13 | 530 | Professions Student Support Hub | 530 | Professions Student Support Hub | 3.39 | Workstation | 1 | Office Space Group | 113 | Open Plan - Research Staff |  | Excellent | 845.08 | NO
North Terrace_NT61-245 North Terrace - Kevin Marjoribanks_First Floor_1.12.14 _ Workstation | NT-NT61-02-1.12.14 | NT61-02-1.12.14-Workstation | North Terrace | NT | NT61 | 245 North Terrace - Kevin Marjoribanks | 02 | First Floor | 1.12.14 | 530 | Professions Student Support Hub | 530 | Professions Student Support Hub | 3.58 | Workstation | 1 | Office Space Group | 113 | Open Plan - Research Staff |  | Excellent | 892.44 | NO
North Terrace_NT61-245 North Terrace - Kevin Marjoribanks_First Floor_1.13 _ Resource | NT-NT61-02-1.13 | NT61-02-1.13-Resource | North Terrace | NT | NT61 | 245 North Terrace - Kevin Marjoribanks | 02 | First Floor | 1.13 | 530 | Professions Student Support Hub | 530 | Professions Student Support Hub | 9.3 | Resource | 6 | General Facility Space Group | 603 | General Facility - Resource room |  | Excellent | 2,596.56 | NO
North Terrace_NT61-245 North Terrace - Kevin Marjoribanks_First Floor_1.17 _ Corr. | NT-NT61-02-1.17 | NT61-02-1.17-Corr. | North Terrace | NT | NT61 | 245 North Terrace - Kevin Marjoribanks | 02 | First Floor | 1.17 | 99939 | Unusable Spaces | 99939 | Unusable Spaces | 20.12 | Corr. | 8 | Non Useable Floor Area Space Group | 805 | Non-usable - Circulation space |  | Unknown | 0.00 | NO
North Terrace_NT61-245 North Terrace - Kevin Marjoribanks_First Floor_1.17A _ VSR | NT-NT61-02-1.17A | NT61-02-1.17A-VSR | North Terrace | NT | NT61 | 245 North Terrace - Kevin Marjoribanks | 02 | First Floor | 1.17A | 99939 | Unusable Spaces | 99939 | Unusable Spaces | 0.51 | VSR | 8 | Non Useable Floor Area Space Group | 840 | Non-usable - Service riser |  | Unknown | 0.00 | NO
North Terrace_NT61-245 North Terrace - Kevin Marjoribanks_First Floor_1.17B _ VSR | NT-NT61-02-1.17B | NT61-02-1.17B-VSR | North Terrace | NT | NT61 | 245 North Terrace - Kevin Marjoribanks | 02 | First Floor | 1.17B | 99939 | Unusable Spaces | 99939 | Unusable Spaces | 0.51 | VSR | 8 | Non Useable Floor Area Space Group | 840 | Non-usable - Service riser |  | Unknown | 0.00 | NO
North Terrace_NT61-245 North Terrace - Kevin Marjoribanks_First Floor_1.17C _ VSR | NT-NT61-02-1.17C | NT61-02-1.17C-VSR | North Terrace | NT | NT61 | 245 North Terrace - Kevin Marjoribanks | 02 | First Floor | 1.17C | 99939 | Unusable Spaces | 99939 | Unusable Spaces | 0.31 | VSR | 8 | Non Useable Floor Area Space Group | 840 | Non-usable - Service riser |  | Unknown | 0.00 | NO
North Terrace_NT61-245 North Terrace - Kevin Marjoribanks_First Floor_1.17D _ VSR | NT-NT61-02-1.17D | NT61-02-1.17D-VSR | North Terrace | NT | NT61 | 245 North Terrace - Kevin Marjoribanks | 02 | First Floor | 1.17D | 99939 | Unusable Spaces | 99939 | Unusable Spaces | 3.42 | VSR | 8 | Non Useable Floor Area Space Group | 840 | Non-usable - Service riser |  | Unknown | 0.00 | NO
North Terrace_NT61-245 North Terrace - Kevin Marjoribanks_First Floor_1.17E _ VSR | NT-NT61-02-1.17E | NT61-02-1.17E-VSR | North Terrace | NT | NT61 | 245 North Terrace - Kevin Marjoribanks | 02 | First Floor | 1.17E | 99939 | Unusable Spaces | 99939 | Unusable Spaces | 4.99 | VSR | 8 | Non Useable Floor Area Space Group | 840 | Non-usable - Service riser |  | Unknown | 0.00 | NO
North Terrace_NT61-245 North Terrace - Kevin Marjoribanks_First Floor_1.18 _ Corr. | NT-NT61-02-1.18 | NT61-02-1.18-Corr. | North Terrace | NT | NT61 | 245 North Terrace - Kevin Marjoribanks | 02 | First Floor | 1.18 | 99939 | Unusable Spaces | 99939 | Unusable Spaces | 11.53 | Corr. | 8 | Non Useable Floor Area Space Group | 805 | Non-usable - Circulation space |  | Unknown | 0.00 | NO
North Terrace_NT61-245 North Terrace - Kevin Marjoribanks_First Floor_1.18A _ VSR | NT-NT61-02-1.18A | NT61-02-1.18A-VSR | North Terrace | NT | NT61 | 245 North Terrace - Kevin Marjoribanks | 02 | First Floor | 1.18A | 99939 | Unusable Spaces | 99939 | Unusable Spaces | 0.42 | VSR | 8 | Non Useable Floor Area Space Group | 840 | Non-usable - Service riser |  | Unknown | 0.00 | NO
North Terrace_NT61-245 North Terrace - Kevin Marjoribanks_First Floor_1.19 _ Corr. | NT-NT61-02-1.19 | NT61-02-1.19-Corr. | North Terrace | NT | NT61 | 245 North Terrace - Kevin Marjoribanks | 02 | First Floor | 1.19 | 99939 | Unusable Spaces | 99939 | Unusable Spaces | 21.69 | Corr. | 8 | Non Useable Floor Area Space Group | 805 | Non-usable - Circulation space |  | Unknown | 0.00 | NO
North Terrace_NT61-245 North Terrace - Kevin Marjoribanks_First Floor_1.19A _ VSR | NT-NT61-02-1.19A | NT61-02-1.19A-VSR | North Terrace | NT | NT61 | 245 North Terrace - Kevin Marjoribanks | 02 | First Floor | 1.19A | 99939 | Unusable Spaces | 99939 | Unusable Spaces | 3.7 | VSR | 8 | Non Useable Floor Area Space Group | 840 | Non-usable - Service riser |  | Unknown | 0.00 | NO
North Terrace_NT61-245 North Terrace - Kevin Marjoribanks_First Floor_1.20 _ Corr. | NT-NT61-02-1.20 | NT61-02-1.20-Corr. | North Terrace | NT | NT61 | 245 North Terrace - Kevin Marjoribanks | 02 | First Floor | 1.20 | 99939 | Unusable Spaces | 99939 | Unusable Spaces | 51.04 | Corr. | 8 | Non Useable Floor Area Space Group | 805 | Non-usable - Circulation space |  | Unknown | 0.00 | NO
North Terrace_NT61-245 North Terrace - Kevin Marjoribanks_First Floor_1.21 _ Cleaner | NT-NT61-02-1.21 | NT61-02-1.21-Cleaner | North Terrace | NT | NT61 | 245 North Terrace - Kevin Marjoribanks | 02 | First Floor | 1.21 | 99939 | Unusable Spaces | 99939 | Unusable Spaces | 2.58 | Cleaner | 8 | Non Useable Floor Area Space Group | 806 | Non-usable - Cleaners room |  | Unknown | 0.00 | NO
North Terrace_NT61-245 North Terrace - Kevin Marjoribanks_First Floor_1.22 _ WC - U - Access (RH) | NT-NT61-02-1.22 | NT61-02-1.22-WC - U - Access (RH) | North Terrace | NT | NT61 | 245 North Terrace - Kevin Marjoribanks | 02 | First Floor | 1.22 | 99939 | Unusable Spaces | 99939 | Unusable Spaces | 6.08 | WC - U - Access (RH) | 8 | Non Useable Floor Area Space Group | 818 | Non-usable - Toilets/Amenities - Unisex Accessible |  | Unknown | 0.00 | NO
North Terrace_NT61-245 North Terrace - Kevin Marjoribanks_First Floor_1.23 _ Comms | NT-NT61-02-1.23 | NT61-02-1.23-Comms | North Terrace | NT | NT61 | 245 North Terrace - Kevin Marjoribanks | 02 | First Floor | 1.23 | 850 | ITDS Branch Central Costs | 869 | Information Technology and Digital Services | 9.47 | Comms | 8 | Non Useable Floor Area Space Group | 812 | Non-usable - Comms/network system/Telephone/PABX |  | Excellent | 0.00 | NO
North Terrace_NT61-245 North Terrace - Kevin Marjoribanks_First Floor_1.24 _ WC - F | NT-NT61-02-1.24 | NT61-02-1.24-WC - F | North Terrace | NT | NT61 | 245 North Terrace - Kevin Marjoribanks | 02 | First Floor | 1.24 | 99939 | Unusable Spaces | 99939 | Unusable Spaces | 9.06 | WC - F | 8 | Non Useable Floor Area Space Group | 820 | Non-usable - Toilets/Amenities - Female |  | Unknown | 0.00 | NO
North Terrace_NT61-245 North Terrace - Kevin Marjoribanks_First Floor_1.24A _ A/L - F | NT-NT61-02-1.24A | NT61-02-1.24A-A/L - F | North Terrace | NT | NT61 | 245 North Terrace - Kevin Marjoribanks | 02 | First Floor | 1.24A | 99939 | Unusable Spaces | 99939 | Unusable Spaces | 2.35 | A/L - F | 8 | Non Useable Floor Area Space Group | 820 | Non-usable - Toilets/Amenities - Female |  | Unknown | 0.00 | NO
North Terrace_NT61-245 North Terrace - Kevin Marjoribanks_First Floor_1.25 _ WC - M | NT-NT61-02-1.25 | NT61-02-1.25-WC - M | North Terrace | NT | NT61 | 245 North Terrace - Kevin Marjoribanks | 02 | First Floor | 1.25 | 99939 | Unusable Spaces | 99939 | Unusable Spaces | 8.02 | WC - M | 8 | Non Useable Floor Area Space Group | 821 | Non-usable - Toilets/Amenities - Male |  | Unknown | 0.00 | NO
North Terrace_NT61-245 North Terrace - Kevin Marjoribanks_First Floor_1.25A _ A/L - M | NT-NT61-02-1.25A | NT61-02-1.25A-A/L - M | North Terrace | NT | NT61 | 245 North Terrace - Kevin Marjoribanks | 02 | First Floor | 1.25A | 99939 | Unusable Spaces | 99939 | Unusable Spaces | 2.29 | A/L - M | 8 | Non Useable Floor Area Space Group | 822 | Non-usable - Toilets/Amenities - Unisex |  | Unknown | 0.00 | NO
North Terrace_NT61-245 North Terrace - Kevin Marjoribanks_First Floor_1.25B _ VSR | NT-NT61-02-1.25B | NT61-02-1.25B-VSR | North Terrace | NT | NT61 | 245 North Terrace - Kevin Marjoribanks | 02 | First Floor | 1.25B | 99939 | Unusable Spaces | 99939 | Unusable Spaces | 0.74 | VSR | 8 | Non Useable Floor Area Space Group | 840 | Non-usable - Service riser |  | Unknown | 0.00 | NO
North Terrace_NT61-245 North Terrace - Kevin Marjoribanks_First Floor_1.25C _ VSR | NT-NT61-02-1.25C | NT61-02-1.25C-VSR | North Terrace | NT | NT61 | 245 North Terrace - Kevin Marjoribanks | 02 | First Floor | 1.25C | 99939 | Unusable Spaces | 99939 | Unusable Spaces | 0.12 | VSR | 8 | Non Useable Floor Area Space Group | 840 | Non-usable - Service riser |  | Unknown | 0.00 | NO
North Terrace_NT61-245 North Terrace - Kevin Marjoribanks_First Floor_1.26 _ "Santos Lecture Theatre" | NT-NT61-02-1.26 | NT61-02-1.26-"Santos Lecture Theatre" | North Terrace | NT | NT61 | 245 North Terrace - Kevin Marjoribanks | 02 | First Floor | 1.26 | 99998 | Central Common Teaching Areas (In Use) | 952 | Corporate Services Division Admin | 154.26 | "Santos Lecture Theatre" | 2 | Teaching Space Group | 203 | Lecture Theatre (< 100 seats) |  | Excellent | 46,914.88 | NO
North Terrace_NT61-245 North Terrace - Kevin Marjoribanks_First Floor_1.27 _ Corr. | NT-NT61-02-1.27 | NT61-02-1.27-Corr. | North Terrace | NT | NT61 | 245 North Terrace - Kevin Marjoribanks | 02 | First Floor | 1.27 | 99939 | Unusable Spaces | 99939 | Unusable Spaces | 13.55 | Corr. | 8 | Non Useable Floor Area Space Group | 805 | Non-usable - Circulation space |  | Unknown | 0.00 | NO
North Terrace_NT61-245 North Terrace - Kevin Marjoribanks_First Floor_1.27A _ Stair | NT-NT61-02-1.27A | NT61-02-1.27A-Stair | North Terrace | NT | NT61 | 245 North Terrace - Kevin Marjoribanks | 02 | First Floor | 1.27A | 99939 | Unusable Spaces | 99939 | Unusable Spaces | 11.75 | Stair | 8 | Non Useable Floor Area Space Group | 805 | Non-usable - Circulation space |  | Unknown | 0.00 | NO
North Terrace_NT61-245 North Terrace - Kevin Marjoribanks_First Floor_1.27B _ VSR | NT-NT61-02-1.27B | NT61-02-1.27B-VSR | North Terrace | NT | NT61 | 245 North Terrace - Kevin Marjoribanks | 02 | First Floor | 1.27B | 99939 | Unusable Spaces | 99939 | Unusable Spaces | 2.49 | VSR | 8 | Non Useable Floor Area Space Group | 840 | Non-usable - Service riser |  | Unknown | 0.00 | NO
North Terrace_NT61-245 North Terrace - Kevin Marjoribanks_First Floor_1.28 _ "Bank SA Teaching Suite" | NT-NT61-02-1.28 | NT61-02-1.28-"Bank SA Teaching Suite" | North Terrace | NT | NT61 | 245 North Terrace - Kevin Marjoribanks | 02 | First Floor | 1.28 | 99998 | Central Common Teaching Areas (In Use) | 952 | Corporate Services Division Admin | 72.65 | "Bank SA Teaching Suite" | 2 | Teaching Space Group | 205 | Lecture/Seminar/Tutorial/Class Room (31 to 69) Flat Floor |  | Excellent | 22,094.94 | NO
North Terrace_NT61-245 North Terrace - Kevin Marjoribanks_First Floor_1.29 _ MBA Computer Lounge | NT-NT61-02-1.29 | NT61-02-1.29-MBA Computer Lounge | North Terrace | NT | NT61 | 245 North Terrace - Kevin Marjoribanks | 02 | First Floor | 1.29 | 515 | Adelaide Business School | 515 | University of Adelaide Business School | 78.65 | MBA Computer Lounge | 2 | Teaching Space Group | 200 | Teaching - Specific Type Not Defined |  | Excellent | 23,919.72 | NO
North Terrace_NT61-245 North Terrace - Kevin Marjoribanks_Roof_300 _ Stair | NT-NT61-03-300 | NT61-03-300-Stair | North Terrace | NT | NT61 | 245 North Terrace - Kevin Marjoribanks | 03 | Roof | 300 | 99939 | Unusable Spaces | 99939 | Unusable Spaces | 11.75 | Stair | 8 | Non Useable Floor Area Space Group | 805 | Non-usable - Circulation space |  | Unknown | 0.00 | NO
North Terrace_NT61-245 North Terrace - Kevin Marjoribanks_Roof_301 _ Services Enclosure 1 | NT-NT61-03-301 | NT61-03-301-Services Enclosure 1 | North Terrace | NT | NT61 | 245 North Terrace - Kevin Marjoribanks | 03 | Roof | 301 | 99939 | Unusable Spaces | 99939 | Unusable Spaces | 10.87 | Services Enclosure 1 | 8 | Non Useable Floor Area Space Group | 811 | Non-usable - Plant room other |  | Unknown | 0.00 | NO
North Terrace_NT61-245 North Terrace - Kevin Marjoribanks_Roof_302 _ Services Enclosure 2 | NT-NT61-03-302 | NT61-03-302-Services Enclosure 2 | North Terrace | NT | NT61 | 245 North Terrace - Kevin Marjoribanks | 03 | Roof | 302 | 99939 | Unusable Spaces | 99939 | Unusable Spaces | 5.17 | Services Enclosure 2 | 8 | Non Useable Floor Area Space Group | 811 | Non-usable - Plant room other |  | Unknown | 0.00 | NO
North Terrace_NT61-245 North Terrace - Kevin Marjoribanks_Roof_303 _ Services Enclosure 3 | NT-NT61-03-303 | NT61-03-303-Services Enclosure 3 | North Terrace | NT | NT61 | 245 North Terrace - Kevin Marjoribanks | 03 | Roof | 303 | 99939 | Unusable Spaces | 99939 | Unusable Spaces | 5.41 | Services Enclosure 3 | 8 | Non Useable Floor Area Space Group | 811 | Non-usable - Plant room other |  | Unknown | 0.00 | NO
North Terrace_NT61-245 North Terrace - Kevin Marjoribanks_Roof_R.01 _ Services Zone 1 (NUFA) | NT-NT61-03-R.01 | NT61-03-R.01-Services Zone 1 (NUFA) | North Terrace | NT | NT61 | 245 North Terrace - Kevin Marjoribanks | 03 | Roof | R.01 | 99939 | Unusable Spaces | 99939 | Unusable Spaces | 394.94 | Services Zone 1 (NUFA) | 8 | Non Useable Floor Area Space Group | 811 | Non-usable - Plant room other |  | Unknown | 0.00 | NO
North Terrace_NT61-245 North Terrace - Kevin Marjoribanks_Roof_R.02 _ Services Zone 2 (NUFA) | NT-NT61-03-R.02 | NT61-03-R.02-Services Zone 2 (NUFA) | North Terrace | NT | NT61 | 245 North Terrace - Kevin Marjoribanks | 03 | Roof | R.02 | 99939 | Unusable Spaces | 99939 | Unusable Spaces | 67.78 | Services Zone 2 (NUFA) | 8 | Non Useable Floor Area Space Group | 811 | Non-usable - Plant room other |  | Unknown | 0.00 | NO
North Terrace_NT62-250 North Terrace_Ground Floor_G01 _ A/L | NT-NT62-01-G01 | NT62-01-G01-A/L | North Terrace | NT | NT62 | 250 North Terrace | 01 | Ground Floor | G01 | 99939 | Unusable Spaces | 99939 | Unusable Spaces | 6.57 | A/L | 8 | Non Useable Floor Area Space Group | 822 | Non-usable - Toilets/Amenities - Unisex |  | Unknown | 0.00 | NO
North Terrace_NT62-250 North Terrace_Ground Floor_G02 _ Foyer | NT-NT62-01-G02 | NT62-01-G02-Foyer | North Terrace | NT | NT62 | 250 North Terrace | 01 | Ground Floor | G02 | 99939 | Unusable Spaces | 99939 | Unusable Spaces | 22.97 | Foyer | 8 | Non Useable Floor Area Space Group | 805 | Non-usable - Circulation space |  | Unknown | 0.00 | NO
North Terrace_NT62-250 North Terrace_Ground Floor_G02A _ Corr. | NT-NT62-01-G02A | NT62-01-G02A-Corr. | North Terrace | NT | NT62 | 250 North Terrace | 01 | Ground Floor | G02A | 99939 | Unusable Spaces | 99939 | Unusable Spaces | 5.87 | Corr. | 8 | Non Useable Floor Area Space Group | 805 | Non-usable - Circulation space |  | Unknown | 0.00 | NO
North Terrace_NT62-250 North Terrace_Ground Floor_G02B _ Corr. | NT-NT62-01-G02B | NT62-01-G02B-Corr. | North Terrace | NT | NT62 | 250 North Terrace | 01 | Ground Floor | G02B | 99939 | Unusable Spaces | 99939 | Unusable Spaces | 9.43 | Corr. | 8 | Non Useable Floor Area Space Group | 805 | Non-usable - Circulation space |  | Unknown | 0.00 | NO
North Terrace_NT62-250 North Terrace_Ground Floor_G02C _ Corr. | NT-NT62-01-G02C | NT62-01-G02C-Corr. | North Terrace | NT | NT62 | 250 North Terrace | 01 | Ground Floor | G02C | 99939 | Unusable Spaces | 99939 | Unusable Spaces | 14.09 | Corr. | 8 | Non Useable Floor Area Space Group | 805 | Non-usable - Circulation space |  | Unknown | 0.00 | NO
North Terrace_NT62-250 North Terrace_Ground Floor_G02D _ Stair | NT-NT62-01-G02D | NT62-01-G02D-Stair | North Terrace | NT | NT62 | 250 North Terrace | 01 | Ground Floor | G02D | 99939 | Unusable Spaces | 99939 | Unusable Spaces | 6.05 | Stair | 8 | Non Useable Floor Area Space Group | 805 | Non-usable - Circulation space |  | Unknown | 0.00 | NO
North Terrace_NT62-250 North Terrace_Ground Floor_G02E _ VSR - Electrical | NT-NT62-01-G02E | NT62-01-G02E-VSR - Electrical | North Terrace | NT | NT62 | 250 North Terrace | 01 | Ground Floor | G02E | 99939 | Unusable Spaces | 99939 | Unusable Spaces | 0.81 | VSR - Electrical | 8 | Non Useable Floor Area Space Group | 840 | Non-usable - Service riser |  | Unknown | 0.00 | NO
North Terrace_NT62-250 North Terrace_Ground Floor_G02F _ VSR - Telephone | NT-NT62-01-G02F | NT62-01-G02F-VSR - Telephone | North Terrace | NT | NT62 | 250 North Terrace | 01 | Ground Floor | G02F | 99939 | Unusable Spaces | 99939 | Unusable Spaces | 0.53 | VSR - Telephone | 8 | Non Useable Floor Area Space Group | 840 | Non-usable - Service riser |  | Unknown | 0.00 | NO
North Terrace_NT62-250 North Terrace_Ground Floor_G02G _ FHR | NT-NT62-01-G02G | NT62-01-G02G-FHR | North Terrace | NT | NT62 | 250 North Terrace | 01 | Ground Floor | G02G | 99939 | Unusable Spaces | 99939 | Unusable Spaces | 0.48 | FHR | 8 | Non Useable Floor Area Space Group | 840 | Non-usable - Service riser |  | Unknown | 0.00 | NO
North Terrace_NT62-250 North Terrace_Ground Floor_G03 _ Office | NT-NT62-01-G03 | NT62-01-G03-Office | North Terrace | NT | NT62 | 250 North Terrace | 01 | Ground Floor | G03 | 721 | Office of External Engagement | 721 | Office of External Engagement | 16.54 | Office | 1 | Office Space Group | 101 | Office - Academic Staff |  | Excellent | 4,123.19 | NO
North Terrace_NT62-250 North Terrace_Ground Floor_G03D _ Stair - Escape | NT-NT62-01-G03D | NT62-01-G03D-Stair - Escape | North Terrace | NT | NT62 | 250 North Terrace | 01 | Ground Floor | G03D | 99939 | Unusable Spaces | 99939 | Unusable Spaces | 5.91 | Stair - Escape | 8 | Non Useable Floor Area Space Group | 805 | Non-usable - Circulation space |  | Unknown | 0.00 | NO
North Terrace_NT62-250 North Terrace_Ground Floor_G04 _ Utility | NT-NT62-01-G04 | NT62-01-G04-Utility | North Terrace | NT | NT62 | 250 North Terrace | 01 | Ground Floor | G04 | 721 | Office of External Engagement | 721 | Office of External Engagement | 8.28 | Utility | 6 | General Facility Space Group | 603 | General Facility - Resource room |  | Excellent | 2,311.78 | NO
North Terrace_NT62-250 North Terrace_Ground Floor_G04A _ Interview Room | NT-NT62-01-G04A | NT62-01-G04A-Interview Room | North Terrace | NT | NT62 | 250 North Terrace | 01 | Ground Floor | G04A | 721 | Office of External Engagement | 721 | Office of External Engagement | 11.09 | Interview Room | 1 | Office Space Group | 101 | Office - Academic Staff |  | Excellent | 2,764.58 | NO
North Terrace_NT62-250 North Terrace_Ground Floor_G05 _ A/L - F | NT-NT62-01-G05 | NT62-01-G05-A/L - F | North Terrace | NT | NT62 | 250 North Terrace | 01 | Ground Floor | G05 | 99939 | Unusable Spaces | 99939 | Unusable Spaces | 1.83 | A/L - F | 8 | Non Useable Floor Area Space Group | 820 | Non-usable - Toilets/Amenities - Female |  | Unknown | 0.00 | NO
North Terrace_NT62-250 North Terrace_Ground Floor_G05A _ WC - F | NT-NT62-01-G05A | NT62-01-G05A-WC - F | North Terrace | NT | NT62 | 250 North Terrace | 01 | Ground Floor | G05A | 99939 | Unusable Spaces | 99939 | Unusable Spaces | 16.75 | WC - F | 8 | Non Useable Floor Area Space Group | 820 | Non-usable - Toilets/Amenities - Female |  | Unknown | 0.00 | NO
North Terrace_NT62-250 North Terrace_Ground Floor_G06 _ WC - U - Access (LH) | NT-NT62-01-G06 | NT62-01-G06-WC - U - Access (LH) | North Terrace | NT | NT62 | 250 North Terrace | 01 | Ground Floor | G06 | 99939 | Unusable Spaces | 99939 | Unusable Spaces | 2.74 | WC - U - Access (LH) | 8 | Non Useable Floor Area Space Group | 818 | Non-usable - Toilets/Amenities - Unisex Accessible |  | Unknown | 0.00 | NO
North Terrace_NT62-250 North Terrace_Ground Floor_G06D _ VSR - Plumbing | NT-NT62-01-G06D | NT62-01-G06D-VSR - Plumbing | North Terrace | NT | NT62 | 250 North Terrace | 01 | Ground Floor | G06D | 99939 | Unusable Spaces | 99939 | Unusable Spaces | 1.24 | VSR - Plumbing | 8 | Non Useable Floor Area Space Group | 840 | Non-usable - Service riser |  | Unknown | 0.00 | NO
North Terrace_NT62-250 North Terrace_Ground Floor_G07 _ Store | NT-NT62-01-G07 | NT62-01-G07-Store | North Terrace | NT | NT62 | 250 North Terrace | 01 | Ground Floor | G07 | 721 | Office of External Engagement | 721 | Office of External Engagement | 7.65 | Store | 4 | Ancillary Area Space Group | 419 | Ancillary Area - Store Room - Generic |  | Adequate | 1,141.63 | NO
North Terrace_NT62-250 North Terrace_Ground Floor_G08 _ Meeting | NT-NT62-01-G08 | NT62-01-G08-Meeting | North Terrace | NT | NT62 | 250 North Terrace | 01 | Ground Floor | G08 | 721 | Office of External Engagement | 721 | Office of External Engagement | 12.09 | Meeting | 6 | General Facility Space Group | 601 | General Facility - Committee/Conference/Meeting room |  | Excellent | 3,375.53 | NO
North Terrace_NT62-250 North Terrace_Ground Floor_G09 _ Office - Director | NT-NT62-01-G09 | NT62-01-G09-Office - Director | North Terrace | NT | NT62 | 250 North Terrace | 01 | Ground Floor | G09 | 721 | Office of External Engagement | 721 | Office of External Engagement | 13.46 | Office - Director | 1 | Office Space Group | 101 | Office - Academic Staff |  | Excellent | 3,355.39 | NO
North Terrace_NT62-250 North Terrace_Ground Floor_G10 _ Office - Open Plan | NT-NT62-01-G10 | NT62-01-G10-Office - Open Plan | North Terrace | NT | NT62 | 250 North Terrace | 01 | Ground Floor | G10 | 721 | Office of External Engagement | 721 | Office of External Engagement | 24.27 | Office - Open Plan | 1 | Office Space Group | 100 | Office - Specific type not defined |  | Excellent | 6,050.17 | NO
North Terrace_NT62-250 North Terrace_Ground Floor_G10.01 _ Workstation | NT-NT62-01-G10.01 | NT62-01-G10.01-Workstation | North Terrace | NT | NT62 | 250 North Terrace | 01 | Ground Floor | G10.01 | 721 | Office of External Engagement | 721 | Office of External Engagement | 3.32 | Workstation | 1 | Office Space Group | 112 | Open Plan - Academic Staff |  | Excellent | 827.63 | NO
North Terrace_NT62-250 North Terrace_Ground Floor_G10.02 _ Workstation | NT-NT62-01-G10.02 | NT62-01-G10.02-Workstation | North Terrace | NT | NT62 | 250 North Terrace | 01 | Ground Floor | G10.02 | 721 | Office of External Engagement | 721 | Office of External Engagement | 4.02 | Workstation | 1 | Office Space Group | 112 | Open Plan - Academic Staff |  | Excellent | 1,002.13 | NO
North Terrace_NT62-250 North Terrace_Ground Floor_G10.03 _ Workstation | NT-NT62-01-G10.03 | NT62-01-G10.03-Workstation | North Terrace | NT | NT62 | 250 North Terrace | 01 | Ground Floor | G10.03 | 721 | Office of External Engagement | 721 | Office of External Engagement | 3.33 | Workstation | 1 | Office Space Group | 112 | Open Plan - Academic Staff |  | Excellent | 830.12 | NO
North Terrace_NT62-250 North Terrace_Ground Floor_G10.04 _ Workstation | NT-NT62-01-G10.04 | NT62-01-G10.04-Workstation | North Terrace | NT | NT62 | 250 North Terrace | 01 | Ground Floor | G10.04 | 721 | Office of External Engagement | 721 | Office of External Engagement | 3.37 | Workstation | 1 | Office Space Group | 112 | Open Plan - Academic Staff |  | Excellent | 840.09 | NO
North Terrace_NT62-250 North Terrace_Ground Floor_G10.05 _ Workstation | NT-NT62-01-G10.05 | NT62-01-G10.05-Workstation | North Terrace | NT | NT62 | 250 North Terrace | 01 | Ground Floor | G10.05 | 721 | Office of External Engagement | 721 | Office of External Engagement | 3.02 | Workstation | 1 | Office Space Group | 112 | Open Plan - Academic Staff |  | Excellent | 752.84 | NO
North Terrace_NT62-250 North Terrace_Ground Floor_G10.06 _ Workstation | NT-NT62-01-G10.06 | NT62-01-G10.06-Workstation | North Terrace | NT | NT62 | 250 North Terrace | 01 | Ground Floor | G10.06 | 721 | Office of External Engagement | 721 | Office of External Engagement | 3.01 | Workstation | 1 | Office Space Group | 112 | Open Plan - Academic Staff |  | Excellent | 750.35 | NO
North Terrace_NT62-250 North Terrace_Ground Floor_G10.07 _ Workstation | NT-NT62-01-G10.07 | NT62-01-G10.07-Workstation | North Terrace | NT | NT62 | 250 North Terrace | 01 | Ground Floor | G10.07 | 721 | Office of External Engagement | 721 | Office of External Engagement | 3.02 | Workstation | 1 | Office Space Group | 112 | Open Plan - Academic Staff |  | Excellent | 752.84 | NO
North Terrace_NT62-250 North Terrace_Ground Floor_G10.08 _ Workstation | NT-NT62-01-G10.08 | NT62-01-G10.08-Workstation | North Terrace | NT | NT62 | 250 North Terrace | 01 | Ground Floor | G10.08 | 721 | Office of External Engagement | 721 | Office of External Engagement | 3.02 | Workstation | 1 | Office Space Group | 112 | Open Plan - Academic Staff |  | Excellent | 752.84 | NO
North Terrace_NT62-250 North Terrace_Ground Floor_G10.09 _ Workstation | NT-NT62-01-G10.09 | NT62-01-G10.09-Workstation | North Terrace | NT | NT62 | 250 North Terrace | 01 | Ground Floor | G10.09 | 721 | Office of External Engagement | 721 | Office of External Engagement | 4.04 | Workstation | 1 | Office Space Group | 112 | Open Plan - Academic Staff |  | Excellent | 1,007.11 | NO
North Terrace_NT62-250 North Terrace_Ground Floor_G10.10 _ Workstation | NT-NT62-01-G10.10 | NT62-01-G10.10-Workstation | North Terrace | NT | NT62 | 250 North Terrace | 01 | Ground Floor | G10.10 | 721 | Office of External Engagement | 721 | Office of External Engagement | 3.88 | Workstation | 1 | Office Space Group | 112 | Open Plan - Academic Staff |  | Excellent | 967.23 | NO
North Terrace_NT62-250 North Terrace_Ground Floor_G10.11 _ Workstation | NT-NT62-01-G10.11 | NT62-01-G10.11-Workstation | North Terrace | NT | NT62 | 250 North Terrace | 01 | Ground Floor | G10.11 | 721 | Office of External Engagement | 721 | Office of External Engagement | 3.02 | Workstation | 1 | Office Space Group | 112 | Open Plan - Academic Staff |  | Excellent | 752.84 | NO
North Terrace_NT62-250 North Terrace_Ground Floor_G10.12 _ Workstation | NT-NT62-01-G10.12 | NT62-01-G10.12-Workstation | North Terrace | NT | NT62 | 250 North Terrace | 01 | Ground Floor | G10.12 | 721 | Office of External Engagement | 721 | Office of External Engagement | 3.02 | Workstation | 1 | Office Space Group | 112 | Open Plan - Academic Staff |  | Excellent | 752.84 | NO
North Terrace_NT62-250 North Terrace_Ground Floor_G11 _ Office - Open Plan | NT-NT62-01-G11 | NT62-01-G11-Office - Open Plan | North Terrace | NT | NT62 | 250 North Terrace | 01 | Ground Floor | G11 | 721 | Office of External Engagement | 721 | Office of External Engagement | 20.69 | Office - Open Plan | 1 | Office Space Group | 100 | Office - Specific type not defined |  | Excellent | 5,157.72 | NO
North Terrace_NT62-250 North Terrace_Ground Floor_G11.01 _ Workstation | NT-NT62-01-G11.01 | NT62-01-G11.01-Workstation | North Terrace | NT | NT62 | 250 North Terrace | 01 | Ground Floor | G11.01 | 721 | Office of External Engagement | 721 | Office of External Engagement | 2.99 | Workstation | 1 | Office Space Group | 112 | Open Plan - Academic Staff |  | Excellent | 745.36 | NO
North Terrace_NT62-250 North Terrace_Ground Floor_G11.02 _ Workstation | NT-NT62-01-G11.02 | NT62-01-G11.02-Workstation | North Terrace | NT | NT62 | 250 North Terrace | 01 | Ground Floor | G11.02 | 721 | Office of External Engagement | 721 | Office of External Engagement | 2.99 | Workstation | 1 | Office Space Group | 112 | Open Plan - Academic Staff |  | Excellent | 745.36 | NO
North Terrace_NT62-250 North Terrace_Ground Floor_G11.03 _ Workstation | NT-NT62-01-G11.03 | NT62-01-G11.03-Workstation | North Terrace | NT | NT62 | 250 North Terrace | 01 | Ground Floor | G11.03 | 721 | Office of External Engagement | 721 | Office of External Engagement | 2.99 | Workstation | 1 | Office Space Group | 112 | Open Plan - Academic Staff |  | Excellent | 745.36 | NO
North Terrace_NT62-250 North Terrace_Ground Floor_G11.04 _ Workstation | NT-NT62-01-G11.04 | NT62-01-G11.04-Workstation | North Terrace | NT | NT62 | 250 North Terrace | 01 | Ground Floor | G11.04 | 721 | Office of External Engagement | 721 | Office of External Engagement | 2.99 | Workstation | 1 | Office Space Group | 112 | Open Plan - Academic Staff |  | Excellent | 745.36 | NO
North Terrace_NT62-250 North Terrace_Ground Floor_G11.05 _ Workstation | NT-NT62-01-G11.05 | NT62-01-G11.05-Workstation | North Terrace | NT | NT62 | 250 North Terrace | 01 | Ground Floor | G11.05 | 721 | Office of External Engagement | 721 | Office of External Engagement | 2.99 | Workstation | 1 | Office Space Group | 112 | Open Plan - Academic Staff |  | Excellent | 745.36 | NO
North Terrace_NT62-250 North Terrace_Ground Floor_G11.06 _ Workstation | NT-NT62-01-G11.06 | NT62-01-G11.06-Workstation | North Terrace | NT | NT62 | 250 North Terrace | 01 | Ground Floor | G11.06 | 721 | Office of External Engagement | 721 | Office of External Engagement | 2.99 | Workstation | 1 | Office Space Group | 112 | Open Plan - Academic Staff |  | Excellent | 745.36 | NO
North Terrace_NT62-250 North Terrace_Ground Floor_G11.07 _ Workstation | NT-NT62-01-G11.07 | NT62-01-G11.07-Workstation | North Terrace | NT | NT62 | 250 North Terrace | 01 | Ground Floor | G11.07 | 721 | Office of External Engagement | 721 | Office of External Engagement | 4.04 | Workstation | 1 | Office Space Group | 112 | Open Plan - Academic Staff |  | Excellent | 1,007.11 | NO
North Terrace_NT62-250 North Terrace_Ground Floor_G11.08 _ Workstation | NT-NT62-01-G11.08 | NT62-01-G11.08-Workstation | North Terrace | NT | NT62 | 250 North Terrace | 01 | Ground Floor | G11.08 | 721 | Office of External Engagement | 721 | Office of External Engagement | 4.04 | Workstation | 1 | Office Space Group | 112 | Open Plan - Academic Staff |  | Excellent | 1,007.11 | NO
North Terrace_NT62-250 North Terrace_Ground Floor_G11.09 _ Workstation | NT-NT62-01-G11.09 | NT62-01-G11.09-Workstation | North Terrace | NT | NT62 | 250 North Terrace | 01 | Ground Floor | G11.09 | 721 | Office of External Engagement | 721 | Office of External Engagement | 3.87 | Workstation | 1 | Office Space Group | 112 | Open Plan - Academic Staff |  | Excellent | 964.74 | NO
North Terrace_NT62-250 North Terrace_Ground Floor_G11.10 _ Workstation | NT-NT62-01-G11.10 | NT62-01-G11.10-Workstation | North Terrace | NT | NT62 | 250 North Terrace | 01 | Ground Floor | G11.10 | 721 | Office of External Engagement | 721 | Office of External Engagement | 4.04 | Workstation | 1 | Office Space Group | 112 | Open Plan - Academic Staff |  | Excellent | 1,007.11 | NO
North Terrace_NT62-250 North Terrace_Ground Floor_G11.11 _ Workstation | NT-NT62-01-G11.11 | NT62-01-G11.11-Workstation | North Terrace | NT | NT62 | 250 North Terrace | 01 | Ground Floor | G11.11 | 721 | Office of External Engagement | 721 | Office of External Engagement | 2.99 | Workstation | 1 | Office Space Group | 112 | Open Plan - Academic Staff |  | Excellent | 745.36 | NO
North Terrace_NT62-250 North Terrace_Ground Floor_G11.12 _ Workstation | NT-NT62-01-G11.12 | NT62-01-G11.12-Workstation | North Terrace | NT | NT62 | 250 North Terrace | 01 | Ground Floor | G11.12 | 721 | Office of External Engagement | 721 | Office of External Engagement | 2.99 | Workstation | 1 | Office Space Group | 112 | Open Plan - Academic Staff |  | Excellent | 745.36 | NO
North Terrace_NT62-250 North Terrace_Ground Floor_G11.13 _ Workstation | NT-NT62-01-G11.13 | NT62-01-G11.13-Workstation | North Terrace | NT | NT62 | 250 North Terrace | 01 | Ground Floor | G11.13 | 721 | Office of External Engagement | 721 | Office of External Engagement | 2.99 | Workstation | 1 | Office Space Group | 112 | Open Plan - Academic Staff |  | Excellent | 745.36 | NO
North Terrace_NT62-250 North Terrace_Ground Floor_G11.14 _ Workstation | NT-NT62-01-G11.14 | NT62-01-G11.14-Workstation | North Terrace | NT | NT62 | 250 North Terrace | 01 | Ground Floor | G11.14 | 721 | Office of External Engagement | 721 | Office of External Engagement | 2.99 | Workstation | 1 | Office Space Group | 112 | Open Plan - Academic Staff |  | Excellent | 745.36 | NO
North Terrace_NT62-250 North Terrace_Ground Floor_G11.15 _ Workstation | NT-NT62-01-G11.15 | NT62-01-G11.15-Workstation | North Terrace | NT | NT62 | 250 North Terrace | 01 | Ground Floor | G11.15 | 721 | Office of External Engagement | 721 | Office of External Engagement | 2.99 | Workstation | 1 | Office Space Group | 112 | Open Plan - Academic Staff |  | Excellent | 745.36 | NO
North Terrace_NT62-250 North Terrace_Ground Floor_G11.16 _ Workstation | NT-NT62-01-G11.16 | NT62-01-G11.16-Workstation | North Terrace | NT | NT62 | 250 North Terrace | 01 | Ground Floor | G11.16 | 721 | Office of External Engagement | 721 | Office of External Engagement | 2.99 | Workstation | 1 | Office Space Group | 112 | Open Plan - Academic Staff |  | Excellent | 745.36 | NO
North Terrace_NT62-250 North Terrace_Ground Floor_G11.17 _ Workstation | NT-NT62-01-G11.17 | NT62-01-G11.17-Workstation | North Terrace | NT | NT62 | 250 North Terrace | 01 | Ground Floor | G11.17 | 721 | Office of External Engagement | 721 | Office of External Engagement | 2.99 | Workstation | 1 | Office Space Group | 112 | Open Plan - Academic Staff |  | Excellent | 745.36 | NO
North Terrace_NT62-250 North Terrace_Ground Floor_G11.18 _ Workstation | NT-NT62-01-G11.18 | NT62-01-G11.18-Workstation | North Terrace | NT | NT62 | 250 North Terrace | 01 | Ground Floor | G11.18 | 721 | Office of External Engagement | 721 | Office of External Engagement | 2.99 | Workstation | 1 | Office Space Group | 112 | Open Plan - Academic Staff |  | Excellent | 745.36 | NO
North Terrace_NT62-250 North Terrace_Ground Floor_G12 _ Office - Open Plan | NT-NT62-01-G12 | NT62-01-G12-Office - Open Plan | North Terrace | NT | NT62 | 250 North Terrace | 01 | Ground Floor | G12 | 721 | Office of External Engagement | 721 | Office of External Engagement | 14.77 | Office - Open Plan | 1 | Office Space Group | 100 | Office - Specific type not defined |  | Excellent | 3,681.95 | NO
North Terrace_NT62-250 North Terrace_Ground Floor_G12.01 _ Workstation | NT-NT62-01-G12.01 | NT62-01-G12.01-Workstation | North Terrace | NT | NT62 | 250 North Terrace | 01 | Ground Floor | G12.01 | 721 | Office of External Engagement | 721 | Office of External Engagement | 3.08 | Workstation | 1 | Office Space Group | 112 | Open Plan - Academic Staff |  | Excellent | 767.80 | NO
North Terrace_NT62-250 North Terrace_Ground Floor_G12.02 _ Workstation | NT-NT62-01-G12.02 | NT62-01-G12.02-Workstation | North Terrace | NT | NT62 | 250 North Terrace | 01 | Ground Floor | G12.02 | 721 | Office of External Engagement | 721 | Office of External Engagement | 3.08 | Workstation | 1 | Office Space Group | 112 | Open Plan - Academic Staff |  | Excellent | 767.80 | NO
North Terrace_NT62-250 North Terrace_Ground Floor_G12.03 _ Workstation | NT-NT62-01-G12.03 | NT62-01-G12.03-Workstation | North Terrace | NT | NT62 | 250 North Terrace | 01 | Ground Floor | G12.03 | 721 | Office of External Engagement | 721 | Office of External Engagement | 3.95 | Workstation | 1 | Office Space Group | 112 | Open Plan - Academic Staff |  | Excellent | 984.68 | NO
North Terrace_NT62-250 North Terrace_Ground Floor_G12.04 _ Workstation | NT-NT62-01-G12.04 | NT62-01-G12.04-Workstation | North Terrace | NT | NT62 | 250 North Terrace | 01 | Ground Floor | G12.04 | 721 | Office of External Engagement | 721 | Office of External Engagement | 3.95 | Workstation | 1 | Office Space Group | 112 | Open Plan - Academic Staff |  | Excellent | 984.68 | NO
North Terrace_NT62-250 North Terrace_Ground Floor_G12.05 _ Workstation | NT-NT62-01-G12.05 | NT62-01-G12.05-Workstation | North Terrace | NT | NT62 | 250 North Terrace | 01 | Ground Floor | G12.05 | 721 | Office of External Engagement | 721 | Office of External Engagement | 3.91 | Workstation | 1 | Office Space Group | 112 | Open Plan - Academic Staff |  | Excellent | 974.71 | NO
North Terrace_NT62-250 North Terrace_Ground Floor_G12.06 _ Workstation | NT-NT62-01-G12.06 | NT62-01-G12.06-Workstation | North Terrace | NT | NT62 | 250 North Terrace | 01 | Ground Floor | G12.06 | 721 | Office of External Engagement | 721 | Office of External Engagement | 3.95 | Workstation | 1 | Office Space Group | 112 | Open Plan - Academic Staff |  | Excellent | 984.68 | NO
North Terrace_NT62-250 North Terrace_Ground Floor_G12.07 _ Workstation | NT-NT62-01-G12.07 | NT62-01-G12.07-Workstation | North Terrace | NT | NT62 | 250 North Terrace | 01 | Ground Floor | G12.07 | 721 | Office of External Engagement | 721 | Office of External Engagement | 3.08 | Workstation | 1 | Office Space Group | 112 | Open Plan - Academic Staff |  | Excellent | 767.80 | NO
North Terrace_NT62-250 North Terrace_Ground Floor_G12.08 _ Workstation | NT-NT62-01-G12.08 | NT62-01-G12.08-Workstation | North Terrace | NT | NT62 | 250 North Terrace | 01 | Ground Floor | G12.08 | 721 | Office of External Engagement | 721 | Office of External Engagement | 3.08 | Workstation | 1 | Office Space Group | 112 | Open Plan - Academic Staff |  | Excellent | 767.80 | NO
North Terrace_NT62-250 North Terrace_Ground Floor_G13 _ Reception | NT-NT62-01-G13 | NT62-01-G13-Reception | North Terrace | NT | NT62 | 250 North Terrace | 01 | Ground Floor | G13 | 721 | Office of External Engagement | 721 | Office of External Engagement | 12.16 | Reception | 1 | Office Space Group | 118 | Open Plan - Reception Area |  | Excellent | 3,031.31 | NO
North Terrace_NT62-250 North Terrace_Ground Floor_G14 _ Office - Director | NT-NT62-01-G14 | NT62-01-G14-Office - Director | North Terrace | NT | NT62 | 250 North Terrace | 01 | Ground Floor | G14 | 721 | Office of External Engagement | 721 | Office of External Engagement | 9.4 | Office - Director | 1 | Office Space Group | 101 | Office - Academic Staff |  | Excellent | 2,343.29 | NO
North Terrace_NT62-250 North Terrace_First Floor_101 _ Corr. | NT-NT62-02-101 | NT62-02-101-Corr. | North Terrace | NT | NT62 | 250 North Terrace | 02 | First Floor | 101 | 99939 | Unusable Spaces | 99939 | Unusable Spaces | 26.82 | Corr. | 8 | Non Useable Floor Area Space Group | 805 | Non-usable - Circulation space |  | Excellent | 0.00 | NO
North Terrace_NT62-250 North Terrace_First Floor_101A _ Informal Work | NT-NT62-02-101A | NT62-02-101A-Informal Work | North Terrace | NT | NT62 | 250 North Terrace | 02 | First Floor | 101A | 99996 | Vacant | 859 | Infrastructure | 12.32 | Informal Work | 1 | Office Space Group | 119 | Informal Work Space |  | Excellent | 3,071.20 | NO
North Terrace_NT62-250 North Terrace_First Floor_101D _ Stair | NT-NT62-02-101D | NT62-02-101D-Stair | North Terrace | NT | NT62 | 250 North Terrace | 02 | First Floor | 101D | 99939 | Unusable Spaces | 99939 | Unusable Spaces | 4.44 | Stair | 8 | Non Useable Floor Area Space Group | 805 | Non-usable - Circulation space |  | Unknown | 0.00 | NO
North Terrace_NT62-250 North Terrace_First Floor_102 _ Tea Point | NT-NT62-02-102 | NT62-02-102-Tea Point | North Terrace | NT | NT62 | 250 North Terrace | 02 | First Floor | 102 | 721 | Office of External Engagement | 721 | Office of External Engagement | 9.56 | Tea Point | 6 | General Facility Space Group | 608 | General Facility - Kitchen/Servery/Food Storage |  | Excellent | 2,669.15 | NO
North Terrace_NT62-250 North Terrace_First Floor_102A _ Meeting | NT-NT62-02-102A | NT62-02-102A-Meeting | North Terrace | NT | NT62 | 250 North Terrace | 02 | First Floor | 102A | 721 | Office of External Engagement | 721 | Office of External Engagement | 33.84 | Meeting | 6 | General Facility Space Group | 601 | General Facility - Committee/Conference/Meeting room |  | Excellent | 9,448.13 | NO
North Terrace_NT62-250 North Terrace_First Floor_102D _ VSR | NT-NT62-02-102D | NT62-02-102D-VSR | North Terrace | NT | NT62 | 250 North Terrace | 02 | First Floor | 102D | 99939 | Unusable Spaces | 99939 | Unusable Spaces | 1.71 | VSR | 8 | Non Useable Floor Area Space Group | 840 | Non-usable - Service riser |  | Unknown | 0.00 | NO
North Terrace_NT62-250 North Terrace_First Floor_103 _ Office - Open Plan | NT-NT62-02-103 | NT62-02-103-Office - Open Plan | North Terrace | NT | NT62 | 250 North Terrace | 02 | First Floor | 103 | 721 | Office of External Engagement | 721 | Office of External Engagement | 15.27 | Office - Open Plan | 1 | Office Space Group | 111 | Open Plan - Specific type not defined |  | Excellent | 3,806.59 | NO
North Terrace_NT62-250 North Terrace_First Floor_103.01 _ Workstation | NT-NT62-02-103.01 | NT62-02-103.01-Workstation | North Terrace | NT | NT62 | 250 North Terrace | 02 | First Floor | 103.01 | 721 | Office of External Engagement | 721 | Office of External Engagement | 3.34 | Workstation | 1 | Office Space Group | 111 | Open Plan - Specific type not defined |  | Excellent | 832.61 | NO
North Terrace_NT62-250 North Terrace_First Floor_103.02 _ Workstation | NT-NT62-02-103.02 | NT62-02-103.02-Workstation | North Terrace | NT | NT62 | 250 North Terrace | 02 | First Floor | 103.02 | 721 | Office of External Engagement | 721 | Office of External Engagement | 3.34 | Workstation | 1 | Office Space Group | 111 | Open Plan - Specific type not defined |  | Excellent | 832.61 | NO
North Terrace_NT62-250 North Terrace_First Floor_103.03 _ Workstation | NT-NT62-02-103.03 | NT62-02-103.03-Workstation | North Terrace | NT | NT62 | 250 North Terrace | 02 | First Floor | 103.03 | 721 | Office of External Engagement | 721 | Office of External Engagement | 3.34 | Workstation | 1 | Office Space Group | 111 | Open Plan - Specific type not defined |  | Excellent | 832.61 | NO
North Terrace_NT62-250 North Terrace_First Floor_103.04 _ Workstation | NT-NT62-02-103.04 | NT62-02-103.04-Workstation | North Terrace | NT | NT62 | 250 North Terrace | 02 | First Floor | 103.04 | 721 | Office of External Engagement | 721 | Office of External Engagement | 3.44 | Workstation | 1 | Office Space Group | 111 | Open Plan - Specific type not defined |  | Excellent | 857.54 | NO
North Terrace_NT62-250 North Terrace_First Floor_103.05 _ Workstation | NT-NT62-02-103.05 | NT62-02-103.05-Workstation | North Terrace | NT | NT62 | 250 North Terrace | 02 | First Floor | 103.05 | 721 | Office of External Engagement | 721 | Office of External Engagement | 3.63 | Workstation | 1 | Office Space Group | 111 | Open Plan - Specific type not defined |  | Excellent | 904.91 | NO
North Terrace_NT62-250 North Terrace_First Floor_103.06 _ Workstation | NT-NT62-02-103.06 | NT62-02-103.06-Workstation | North Terrace | NT | NT62 | 250 North Terrace | 02 | First Floor | 103.06 | 721 | Office of External Engagement | 721 | Office of External Engagement | 3.24 | Workstation | 1 | Office Space Group | 111 | Open Plan - Specific type not defined |  | Excellent | 807.69 | NO
North Terrace_NT62-250 North Terrace_First Floor_103.07 _ Workstation | NT-NT62-02-103.07 | NT62-02-103.07-Workstation | North Terrace | NT | NT62 | 250 North Terrace | 02 | First Floor | 103.07 | 721 | Office of External Engagement | 721 | Office of External Engagement | 3.24 | Workstation | 1 | Office Space Group | 111 | Open Plan - Specific type not defined |  | Excellent | 807.69 | NO
North Terrace_NT62-250 North Terrace_First Floor_103.08 _ Workstation | NT-NT62-02-103.08 | NT62-02-103.08-Workstation | North Terrace | NT | NT62 | 250 North Terrace | 02 | First Floor | 103.08 | 721 | Office of External Engagement | 721 | Office of External Engagement | 3.24 | Workstation | 1 | Office Space Group | 111 | Open Plan - Specific type not defined |  | Excellent | 807.69 | NO
North Terrace_NT62-250 North Terrace_First Floor_103.09 _ Workstation | NT-NT62-02-103.09 | NT62-02-103.09-Workstation | North Terrace | NT | NT62 | 250 North Terrace | 02 | First Floor | 103.09 | 721 | Office of External Engagement | 721 | Office of External Engagement | 3.24 | Workstation | 1 | Office Space Group | 111 | Open Plan - Specific type not defined |  | Excellent | 807.69 | NO
North Terrace_NT62-250 North Terrace_First Floor_103.10 _ Workstation | NT-NT62-02-103.10 | NT62-02-103.10-Workstation | North Terrace | NT | NT62 | 250 North Terrace | 02 | First Floor | 103.10 | 721 | Office of External Engagement | 721 | Office of External Engagement | 3.96 | Workstation | 1 | Office Space Group | 111 | Open Plan - Specific type not defined |  | Excellent | 987.17 | NO
North Terrace_NT62-250 North Terrace_First Floor_103.11 _ Workstation | NT-NT62-02-103.11 | NT62-02-103.11-Workstation | North Terrace | NT | NT62 | 250 North Terrace | 02 | First Floor | 103.11 | 721 | Office of External Engagement | 721 | Office of External Engagement | 3.77 | Workstation | 1 | Office Space Group | 111 | Open Plan - Specific type not defined |  | Excellent | 939.81 | NO
North Terrace_NT62-250 North Terrace_First Floor_103.12 _ Workstation | NT-NT62-02-103.12 | NT62-02-103.12-Workstation | North Terrace | NT | NT62 | 250 North Terrace | 02 | First Floor | 103.12 | 721 | Office of External Engagement | 721 | Office of External Engagement | 3.24 | Workstation | 1 | Office Space Group | 111 | Open Plan - Specific type not defined |  | Excellent | 807.69 | NO
North Terrace_NT62-250 North Terrace_First Floor_103.13 _ Workstation | NT-NT62-02-103.13 | NT62-02-103.13-Workstation | North Terrace | NT | NT62 | 250 North Terrace | 02 | First Floor | 103.13 | 721 | Office of External Engagement | 721 | Office of External Engagement | 3.24 | Workstation | 1 | Office Space Group | 111 | Open Plan - Specific type not defined |  | Excellent | 807.69 | NO
North Terrace_NT62-250 North Terrace_First Floor_103.14 _ Workstation | NT-NT62-02-103.14 | NT62-02-103.14-Workstation | North Terrace | NT | NT62 | 250 North Terrace | 02 | First Floor | 103.14 | 721 | Office of External Engagement | 721 | Office of External Engagement | 3.24 | Workstation | 1 | Office Space Group | 111 | Open Plan - Specific type not defined |  | Excellent | 807.69 | NO
North Terrace_NT62-250 North Terrace_First Floor_104 _ Office - Open Plan | NT-NT62-02-104 | NT62-02-104-Office - Open Plan | North Terrace | NT | NT62 | 250 North Terrace | 02 | First Floor | 104 | 523 | eChallenge - ThincLabs | 515 | University of Adelaide Business School | 42.76 | Office - Open Plan | 1 | Office Space Group | 111 | Open Plan - Specific type not defined |  | Excellent | 10,659.46 | NO
North Terrace_NT62-250 North Terrace_First Floor_104.01 _ Workstation | NT-NT62-02-104.01 | NT62-02-104.01-Workstation | North Terrace | NT | NT62 | 250 North Terrace | 02 | First Floor | 104.01 | 523 | eChallenge - ThincLabs | 515 | University of Adelaide Business School | 3.28 | Workstation | 1 | Office Space Group | 111 | Open Plan - Specific type not defined |  | Excellent | 817.66 | NO
North Terrace_NT62-250 North Terrace_First Floor_104.02 _ Workstation | NT-NT62-02-104.02 | NT62-02-104.02-Workstation | North Terrace | NT | NT62 | 250 North Terrace | 02 | First Floor | 104.02 | 523 | eChallenge - ThincLabs | 515 | University of Adelaide Business School | 3.28 | Workstation | 1 | Office Space Group | 111 | Open Plan - Specific type not defined |  | Excellent | 817.66 | NO
North Terrace_NT62-250 North Terrace_First Floor_104.03 _ Workstation | NT-NT62-02-104.03 | NT62-02-104.03-Workstation | North Terrace | NT | NT62 | 250 North Terrace | 02 | First Floor | 104.03 | 523 | eChallenge - ThincLabs | 515 | University of Adelaide Business School | 3.24 | Workstation | 1 | Office Space Group | 111 | Open Plan - Specific type not defined |  | Excellent | 807.69 | NO
North Terrace_NT62-250 North Terrace_First Floor_104.04 _ Workstation | NT-NT62-02-104.04 | NT62-02-104.04-Workstation | North Terrace | NT | NT62 | 250 North Terrace | 02 | First Floor | 104.04 | 523 | eChallenge - ThincLabs | 515 | University of Adelaide Business School | 3.24 | Workstation | 1 | Office Space Group | 111 | Open Plan - Specific type not defined |  | Excellent | 807.69 | NO
North Terrace_NT62-250 North Terrace_First Floor_104.05 _ Workstation | NT-NT62-02-104.05 | NT62-02-104.05-Workstation | North Terrace | NT | NT62 | 250 North Terrace | 02 | First Floor | 104.05 | 523 | eChallenge - ThincLabs | 515 | University of Adelaide Business School | 3.96 | Workstation | 1 | Office Space Group | 111 | Open Plan - Specific type not defined |  | Excellent | 987.17 | NO
North Terrace_NT62-250 North Terrace_First Floor_104.06 _ Workstation | NT-NT62-02-104.06 | NT62-02-104.06-Workstation | North Terrace | NT | NT62 | 250 North Terrace | 02 | First Floor | 104.06 | 523 | eChallenge - ThincLabs | 515 | University of Adelaide Business School | 3.92 | Workstation | 1 | Office Space Group | 111 | Open Plan - Specific type not defined |  | Excellent | 977.20 | NO
North Terrace_NT62-250 North Terrace_First Floor_105 _ Office - Open Plan | NT-NT62-02-105 | NT62-02-105-Office - Open Plan | North Terrace | NT | NT62 | 250 North Terrace | 02 | First Floor | 105 | 721 | Office of External Engagement | 721 | Office of External Engagement | 14.67 | Office - Open Plan | 1 | Office Space Group | 111 | Open Plan - Specific type not defined |  | Excellent | 3,657.02 | NO
North Terrace_NT62-250 North Terrace_First Floor_105.01 _ Workstation | NT-NT62-02-105.01 | NT62-02-105.01-Workstation | North Terrace | NT | NT62 | 250 North Terrace | 02 | First Floor | 105.01 | 721 | Office of External Engagement | 721 | Office of External Engagement | 3.64 | Workstation | 1 | Office Space Group | 116 | Open Plan - Professional/General Staff |  | Excellent | 907.40 | NO
North Terrace_NT62-250 North Terrace_First Floor_105.02 _ Workstation | NT-NT62-02-105.02 | NT62-02-105.02-Workstation | North Terrace | NT | NT62 | 250 North Terrace | 02 | First Floor | 105.02 | 721 | Office of External Engagement | 721 | Office of External Engagement | 3.6 | Workstation | 1 | Office Space Group | 116 | Open Plan - Professional/General Staff |  | Excellent | 897.43 | NO
North Terrace_NT62-250 North Terrace_First Floor_105.03 _ Workstation | NT-NT62-02-105.03 | NT62-02-105.03-Workstation | North Terrace | NT | NT62 | 250 North Terrace | 02 | First Floor | 105.03 | 721 | Office of External Engagement | 721 | Office of External Engagement | 3.16 | Workstation | 1 | Office Space Group | 116 | Open Plan - Professional/General Staff |  | Excellent | 787.74 | NO
North Terrace_NT62-250 North Terrace_First Floor_105.04 _ Workstation | NT-NT62-02-105.04 | NT62-02-105.04-Workstation | North Terrace | NT | NT62 | 250 North Terrace | 02 | First Floor | 105.04 | 721 | Office of External Engagement | 721 | Office of External Engagement | 3.16 | Workstation | 1 | Office Space Group | 116 | Open Plan - Professional/General Staff |  | Excellent | 787.74 | NO
North Terrace_NT62-250 North Terrace_First Floor_105.05 _ Workstation | NT-NT62-02-105.05 | NT62-02-105.05-Workstation | North Terrace | NT | NT62 | 250 North Terrace | 02 | First Floor | 105.05 | 721 | Office of External Engagement | 721 | Office of External Engagement | 3.14 | Workstation | 1 | Office Space Group | 116 | Open Plan - Professional/General Staff |  | Excellent | 782.76 | NO
North Terrace_NT62-250 North Terrace_First Floor_105.06 _ Workstation | NT-NT62-02-105.06 | NT62-02-105.06-Workstation | North Terrace | NT | NT62 | 250 North Terrace | 02 | First Floor | 105.06 | 721 | Office of External Engagement | 721 | Office of External Engagement | 3.14 | Workstation | 1 | Office Space Group | 116 | Open Plan - Professional/General Staff |  | Excellent | 782.76 | NO
North Terrace_NT62-250 North Terrace_First Floor_105.07 _ Workstation | NT-NT62-02-105.07 | NT62-02-105.07-Workstation | North Terrace | NT | NT62 | 250 North Terrace | 02 | First Floor | 105.07 | 721 | Office of External Engagement | 721 | Office of External Engagement | 3.65 | Workstation | 1 | Office Space Group | 116 | Open Plan - Professional/General Staff |  | Excellent | 909.89 | NO
North Terrace_NT62-250 North Terrace_First Floor_105.08 _ Workstation | NT-NT62-02-105.08 | NT62-02-105.08-Workstation | North Terrace | NT | NT62 | 250 North Terrace | 02 | First Floor | 105.08 | 721 | Office of External Engagement | 721 | Office of External Engagement | 3.61 | Workstation | 1 | Office Space Group | 116 | Open Plan - Professional/General Staff |  | Excellent | 899.92 | NO
North Terrace_NT62-250 North Terrace_First Floor_105.09 _ Workstation | NT-NT62-02-105.09 | NT62-02-105.09-Workstation | North Terrace | NT | NT62 | 250 North Terrace | 02 | First Floor | 105.09 | 721 | Office of External Engagement | 721 | Office of External Engagement | 3.65 | Workstation | 1 | Office Space Group | 116 | Open Plan - Professional/General Staff |  | Excellent | 909.89 | NO
North Terrace_NT62-250 North Terrace_First Floor_105.10 _ Workstation | NT-NT62-02-105.10 | NT62-02-105.10-Workstation | North Terrace | NT | NT62 | 250 North Terrace | 02 | First Floor | 105.10 | 721 | Office of External Engagement | 721 | Office of External Engagement | 3.62 | Workstation | 1 | Office Space Group | 116 | Open Plan - Professional/General Staff |  | Excellent | 902.41 | NO
North Terrace_NT62-250 North Terrace_First Floor_105.11 _ Workstation | NT-NT62-02-105.11 | NT62-02-105.11-Workstation | North Terrace | NT | NT62 | 250 North Terrace | 02 | First Floor | 105.11 | 721 | Office of External Engagement | 721 | Office of External Engagement | 3.14 | Workstation | 1 | Office Space Group | 116 | Open Plan - Professional/General Staff |  | Excellent | 782.76 | NO
North Terrace_NT62-250 North Terrace_First Floor_105.12 _ Workstation | NT-NT62-02-105.12 | NT62-02-105.12-Workstation | North Terrace | NT | NT62 | 250 North Terrace | 02 | First Floor | 105.12 | 721 | Office of External Engagement | 721 | Office of External Engagement | 3.14 | Workstation | 1 | Office Space Group | 116 | Open Plan - Professional/General Staff |  | Excellent | 782.76 | NO
North Terrace_NT62-250 North Terrace_First Floor_105.13 _ Workstation | NT-NT62-02-105.13 | NT62-02-105.13-Workstation | North Terrace | NT | NT62 | 250 North Terrace | 02 | First Floor | 105.13 | 721 | Office of External Engagement | 721 | Office of External Engagement | 3.16 | Workstation | 1 | Office Space Group | 116 | Open Plan - Professional/General Staff |  | Excellent | 787.74 | NO
North Terrace_NT62-250 North Terrace_First Floor_105.14 _ Workstation | NT-NT62-02-105.14 | NT62-02-105.14-Workstation | North Terrace | NT | NT62 | 250 North Terrace | 02 | First Floor | 105.14 | 721 | Office of External Engagement | 721 | Office of External Engagement | 3.16 | Workstation | 1 | Office Space Group | 116 | Open Plan - Professional/General Staff |  | Excellent | 787.74 | NO
North Terrace_NT62-250 North Terrace_First Floor_105A _ Utilities | NT-NT62-02-105A | NT62-02-105A-Utilities | North Terrace | NT | NT62 | 250 North Terrace | 02 | First Floor | 105A | 721 | Office of External Engagement | 721 | Office of External Engagement | 1.26 | Utilities | 6 | General Facility Space Group | 603 | General Facility - Resource room |  | Excellent | 351.79 | NO
North Terrace_NT62-250 North Terrace_First Floor_106 _ Office - Open Plan | NT-NT62-02-106 | NT62-02-106-Office - Open Plan | North Terrace | NT | NT62 | 250 North Terrace | 02 | First Floor | 106 | 99987 | Vacant - Decant Space | 859 | Infrastructure | 22.63 | Office - Open Plan | 1 | Office Space Group | 111 | Open Plan - Specific type not defined |  | Excellent | 5,641.34 | NO
North Terrace_NT62-250 North Terrace_First Floor_106.01 _ Workstation | NT-NT62-02-106.01 | NT62-02-106.01-Workstation | North Terrace | NT | NT62 | 250 North Terrace | 02 | First Floor | 106.01 | 99987 | Vacant - Decant Space | 859 | Infrastructure | 3.38 | Workstation | 1 | Office Space Group | 111 | Open Plan - Specific type not defined |  | Excellent | 842.59 | NO
North Terrace_NT62-250 North Terrace_First Floor_106.02 _ Workstation | NT-NT62-02-106.02 | NT62-02-106.02-Workstation | North Terrace | NT | NT62 | 250 North Terrace | 02 | First Floor | 106.02 | 99987 | Vacant - Decant Space | 859 | Infrastructure | 3.42 | Workstation | 1 | Office Space Group | 111 | Open Plan - Specific type not defined |  | Excellent | 852.56 | NO
North Terrace_NT62-250 North Terrace_First Floor_106.03 _ Workstation | NT-NT62-02-106.03 | NT62-02-106.03-Workstation | North Terrace | NT | NT62 | 250 North Terrace | 02 | First Floor | 106.03 | 99987 | Vacant - Decant Space | 859 | Infrastructure | 2.63 | Workstation | 1 | Office Space Group | 111 | Open Plan - Specific type not defined |  | Excellent | 655.62 | NO
North Terrace_NT62-250 North Terrace_First Floor_106.04 _ Workstation | NT-NT62-02-106.04 | NT62-02-106.04-Workstation | North Terrace | NT | NT62 | 250 North Terrace | 02 | First Floor | 106.04 | 99987 | Vacant - Decant Space | 859 | Infrastructure | 2.63 | Workstation | 1 | Office Space Group | 111 | Open Plan - Specific type not defined |  | Excellent | 655.62 | NO
North Terrace_NT62-250 North Terrace_First Floor_106.05 _ Workstation | NT-NT62-02-106.05 | NT62-02-106.05-Workstation | North Terrace | NT | NT62 | 250 North Terrace | 02 | First Floor | 106.05 | 99987 | Vacant - Decant Space | 859 | Infrastructure | 2.63 | Workstation | 1 | Office Space Group | 111 | Open Plan - Specific type not defined |  | Excellent | 655.62 | NO
North Terrace_NT62-250 North Terrace_First Floor_106.06 _ Workstation | NT-NT62-02-106.06 | NT62-02-106.06-Workstation | North Terrace | NT | NT62 | 250 North Terrace | 02 | First Floor | 106.06 | 99987 | Vacant - Decant Space | 859 | Infrastructure | 2.63 | Workstation | 1 | Office Space Group | 111 | Open Plan - Specific type not defined |  | Excellent | 655.62 | NO
North Terrace_NT62-250 North Terrace_First Floor_106.07 _ Workstation | NT-NT62-02-106.07 | NT62-02-106.07-Workstation | North Terrace | NT | NT62 | 250 North Terrace | 02 | First Floor | 106.07 | 99987 | Vacant - Decant Space | 859 | Infrastructure | 2.57 | Workstation | 1 | Office Space Group | 111 | Open Plan - Specific type not defined |  | Excellent | 640.66 | NO
North Terrace_NT62-250 North Terrace_First Floor_106.08 _ Workstation | NT-NT62-02-106.08 | NT62-02-106.08-Workstation | North Terrace | NT | NT62 | 250 North Terrace | 02 | First Floor | 106.08 | 99987 | Vacant - Decant Space | 859 | Infrastructure | 2.7 | Workstation | 1 | Office Space Group | 111 | Open Plan - Specific type not defined |  | Excellent | 673.07 | NO
North Terrace_NT62-250 North Terrace_First Floor_106.09 _ Workstation | NT-NT62-02-106.09 | NT62-02-106.09-Workstation | North Terrace | NT | NT62 | 250 North Terrace | 02 | First Floor | 106.09 | 99987 | Vacant - Decant Space | 859 | Infrastructure | 2.7 | Workstation | 1 | Office Space Group | 111 | Open Plan - Specific type not defined |  | Excellent | 673.07 | NO
North Terrace_NT62-250 North Terrace_First Floor_107 _ Comms | NT-NT62-02-107 | NT62-02-107-Comms | North Terrace | NT | NT62 | 250 North Terrace | 02 | First Floor | 107 | 850 | ITDS Branch Central Costs | 869 | Information Technology and Digital Services | 7.68 | Comms | 8 | Non Useable Floor Area Space Group | 812 | Non-usable - Comms/network system/Telephone/PABX |  | Adequate | 0.00 | NO
North Terrace_NT62-250 North Terrace_First Floor_109 _ Corr. | NT-NT62-02-109 | NT62-02-109-Corr. | North Terrace | NT | NT62 | 250 North Terrace | 02 | First Floor | 109 | 99939 | Unusable Spaces | 99939 | Unusable Spaces | 6.5 | Corr. | 8 | Non Useable Floor Area Space Group | 805 | Non-usable - Circulation space |  | Unknown | 0.00 | NO
North Terrace_NT62-250 North Terrace_First Floor_109A _ FHR | NT-NT62-02-109A | NT62-02-109A-FHR | North Terrace | NT | NT62 | 250 North Terrace | 02 | First Floor | 109A | 99939 | Unusable Spaces | 99939 | Unusable Spaces | 0.53 | FHR | 8 | Non Useable Floor Area Space Group | 840 | Non-usable - Service riser |  | Unknown | 0.00 | NO
North Terrace_NT62-250 North Terrace_First Floor_109B _ Elec. | NT-NT62-02-109B | NT62-02-109B-Elec. | North Terrace | NT | NT62 | 250 North Terrace | 02 | First Floor | 109B | 99939 | Unusable Spaces | 99939 | Unusable Spaces | 0.86 | Elec. | 8 | Non Useable Floor Area Space Group | 840 | Non-usable - Service riser |  | Unknown | 0.00 | NO
North Terrace_NT62-250 North Terrace_First Floor_109C _ Telecom | NT-NT62-02-109C | NT62-02-109C-Telecom | North Terrace | NT | NT62 | 250 North Terrace | 02 | First Floor | 109C | 99939 | Unusable Spaces | 99939 | Unusable Spaces | 0.68 | Telecom | 8 | Non Useable Floor Area Space Group | 840 | Non-usable - Service riser |  | Unknown | 0.00 | NO
North Terrace_NT62-250 North Terrace_First Floor_110 _ Stair | NT-NT62-02-110 | NT62-02-110-Stair | North Terrace | NT | NT62 | 250 North Terrace | 02 | First Floor | 110 | 99939 | Unusable Spaces | 99939 | Unusable Spaces | 6.73 | Stair | 8 | Non Useable Floor Area Space Group | 805 | Non-usable - Circulation space |  | Unknown | 0.00 | NO
North Terrace_NT62-250 North Terrace_First Floor_111 _ Plantroom | NT-NT62-02-111 | NT62-02-111-Plantroom | North Terrace | NT | NT62 | 250 North Terrace | 02 | First Floor | 111 | 99939 | Unusable Spaces | 99939 | Unusable Spaces | 1.79 | Plantroom | 8 | Non Useable Floor Area Space Group | 811 | Non-usable - Plant room other |  | Unknown | 0.00 | NO
North Terrace_NT62-250 North Terrace_First Floor_112 _ A/L | NT-NT62-02-112 | NT62-02-112-A/L | North Terrace | NT | NT62 | 250 North Terrace | 02 | First Floor | 112 | 99939 | Unusable Spaces | 99939 | Unusable Spaces | 1.86 | A/L | 8 | Non Useable Floor Area Space Group | 822 | Non-usable - Toilets/Amenities - Unisex |  | Unknown | 0.00 | NO
North Terrace_NT62-250 North Terrace_First Floor_112A _ WC - F | NT-NT62-02-112A | NT62-02-112A-WC - F | North Terrace | NT | NT62 | 250 North Terrace | 02 | First Floor | 112A | 99939 | Unusable Spaces | 99939 | Unusable Spaces | 1.94 | WC - F | 8 | Non Useable Floor Area Space Group | 820 | Non-usable - Toilets/Amenities - Female |  | Unknown | 0.00 | NO
North Terrace_NT62-250 North Terrace_First Floor_113 _ A/L | NT-NT62-02-113 | NT62-02-113-A/L | North Terrace | NT | NT62 | 250 North Terrace | 02 | First Floor | 113 | 99939 | Unusable Spaces | 99939 | Unusable Spaces | 1.84 | A/L | 8 | Non Useable Floor Area Space Group | 822 | Non-usable - Toilets/Amenities - Unisex |  | Unknown | 0.00 | NO
North Terrace_NT62-250 North Terrace_First Floor_113A _ WC - M | NT-NT62-02-113A | NT62-02-113A-WC - M | North Terrace | NT | NT62 | 250 North Terrace | 02 | First Floor | 113A | 99939 | Unusable Spaces | 99939 | Unusable Spaces | 12.27 | WC - M | 8 | Non Useable Floor Area Space Group | 821 | Non-usable - Toilets/Amenities - Male |  | Unknown | 0.00 | NO
North Terrace_NT62-250 North Terrace_First Floor_113D _ VSR | NT-NT62-02-113D | NT62-02-113D-VSR | North Terrace | NT | NT62 | 250 North Terrace | 02 | First Floor | 113D | 99939 | Unusable Spaces | 99939 | Unusable Spaces | 1.62 | VSR | 8 | Non Useable Floor Area Space Group | 840 | Non-usable - Service riser |  | Unknown | 0.00 | NO
North Terrace_NT62-250 North Terrace_First Floor_113E _ VSR | NT-NT62-02-113E | NT62-02-113E-VSR | North Terrace | NT | NT62 | 250 North Terrace | 02 | First Floor | 113E | 99939 | Unusable Spaces | 99939 | Unusable Spaces | 1.65 | VSR | 8 | Non Useable Floor Area Space Group | 840 | Non-usable - Service riser |  | Unknown | 0.00 | NO
North Terrace_NT62-250 North Terrace_Roof Level_200 _ Plantroom | NT-NT62-03-200 | NT62-03-200-Plantroom | North Terrace | NT | NT62 | 250 North Terrace | 03 | Roof Level | 200 | 99939 | Unusable Spaces | 99939 | Unusable Spaces | 58.45 | Plantroom | 8 | Non Useable Floor Area Space Group | 811 | Non-usable - Plant room other |  | Unknown | 0.00 | NO
North Terrace_NT62-250 North Terrace_Roof Level_R.01 _ Services Zone (NUFA) | NT-NT62-03-R.01 | NT62-03-R.01-Services Zone (NUFA) | North Terrace | NT | NT62 | 250 North Terrace | 03 | Roof Level | R.01 | 99939 | Unusable Spaces | 99939 | Unusable Spaces | 314.34 | Services Zone (NUFA) | 8 | Non Useable Floor Area Space Group | 811 | Non-usable - Plant room other |  | Unknown | 0.00 | NO
North Terrace_NT63-251 North Terrace - Car Park Station_Roof Level_R.01 _ Stair | NT-NT63-01-R.01 | NT63-01-R.01-Stair | North Terrace | NT | NT63 | 251 North Terrace - Car Park Station | 01 | Roof Level | R.01 | 99939 | Unusable Spaces | 99939 | Unusable Spaces | 18.36 | Stair | 8 | Non Useable Floor Area Space Group | 805 | Non-usable - Circulation space |  | Unknown | 0.00 | NO
North Terrace_NT63-251 North Terrace - Car Park Station_Roof Level_R002 _ Vehicle Corridor | NT-NT63-01-R002 | NT63-01-R002-Vehicle Corridor | North Terrace | NT | NT63 | 251 North Terrace - Car Park Station | 01 | Roof Level | R002 | 99939 | Unusable Spaces | 99939 | Unusable Spaces | 348.14 | Vehicle Corridor | 8 | Non Useable Floor Area Space Group | 800 | Non-usable - Specific type not defined |  | Unknown | 0.00 | NO
North Terrace_NT63-251 North Terrace - Car Park Station_Roof Level_R1 _ Carpark | NT-NT63-01-R1 | NT63-01-R1-Carpark | North Terrace | NT | NT63 | 251 North Terrace - Car Park Station | 01 | Roof Level | R1 | 99997 | Parking Spaces | 99939 | Unusable Spaces | 11.7 | Carpark | 8 | Non Useable Floor Area Space Group | 802 | Non-usable - Car park > 50% of building - Usable TEFMA |  | Unknown | 0.00 | NO
North Terrace_NT63-251 North Terrace - Car Park Station_Roof Level_R10 _ Carpark | NT-NT63-01-R10 | NT63-01-R10-Carpark | North Terrace | NT | NT63 | 251 North Terrace - Car Park Station | 01 | Roof Level | R10 | 99997 | Parking Spaces | 99939 | Unusable Spaces | 12 | Carpark | 8 | Non Useable Floor Area Space Group | 802 | Non-usable - Car park > 50% of building - Usable TEFMA |  | Unknown | 0.00 | NO
North Terrace_NT63-251 North Terrace - Car Park Station_Roof Level_R11 _ Carpark | NT-NT63-01-R11 | NT63-01-R11-Carpark | North Terrace | NT | NT63 | 251 North Terrace - Car Park Station | 01 | Roof Level | R11 | 99997 | Parking Spaces | 99939 | Unusable Spaces | 12 | Carpark | 8 | Non Useable Floor Area Space Group | 802 | Non-usable - Car park > 50% of building - Usable TEFMA |  | Unknown | 0.00 | NO
North Terrace_NT63-251 North Terrace - Car Park Station_Roof Level_R12 _ Carpark | NT-NT63-01-R12 | NT63-01-R12-Carpark | North Terrace | NT | NT63 | 251 North Terrace - Car Park Station | 01 | Roof Level | R12 | 99997 | Parking Spaces | 99939 | Unusable Spaces | 13.66 | Carpark | 8 | Non Useable Floor Area Space Group | 802 | Non-usable - Car park > 50% of building - Usable TEFMA |  | Unknown | 0.00 | NO
North Terrace_NT63-251 North Terrace - Car Park Station_Roof Level_R13 _ Carpark | NT-NT63-01-R13 | NT63-01-R13-Carpark | North Terrace | NT | NT63 | 251 North Terrace - Car Park Station | 01 | Roof Level | R13 | 99997 | Parking Spaces | 99939 | Unusable Spaces | 12 | Carpark | 8 | Non Useable Floor Area Space Group | 802 | Non-usable - Car park > 50% of building - Usable TEFMA |  | Unknown | 0.00 | NO
North Terrace_NT63-251 North Terrace - Car Park Station_Roof Level_R14 _ Carpark | NT-NT63-01-R14 | NT63-01-R14-Carpark | North Terrace | NT | NT63 | 251 North Terrace - Car Park Station | 01 | Roof Level | R14 | 99997 | Parking Spaces | 99939 | Unusable Spaces | 12 | Carpark | 8 | Non Useable Floor Area Space Group | 802 | Non-usable - Car park > 50% of building - Usable TEFMA |  | Unknown | 0.00 | NO
North Terrace_NT63-251 North Terrace - Car Park Station_Roof Level_R15 _ Carpark | NT-NT63-01-R15 | NT63-01-R15-Carpark | North Terrace | NT | NT63 | 251 North Terrace - Car Park Station | 01 | Roof Level | R15 | 99997 | Parking Spaces | 99939 | Unusable Spaces | 11.91 | Carpark | 8 | Non Useable Floor Area Space Group | 802 | Non-usable - Car park > 50% of building - Usable TEFMA |  | Unknown | 0.00 | NO
North Terrace_NT63-251 North Terrace - Car Park Station_Roof Level_R16 _ Carpark | NT-NT63-01-R16 | NT63-01-R16-Carpark | North Terrace | NT | NT63 | 251 North Terrace - Car Park Station | 01 | Roof Level | R16 | 99997 | Parking Spaces | 99939 | Unusable Spaces | 12 | Carpark | 8 | Non Useable Floor Area Space Group | 802 | Non-usable - Car park > 50% of building - Usable TEFMA |  | Unknown | 0.00 | NO
North Terrace_NT63-251 North Terrace - Car Park Station_Roof Level_R17 _ Carpark | NT-NT63-01-R17 | NT63-01-R17-Carpark | North Terrace | NT | NT63 | 251 North Terrace - Car Park Station | 01 | Roof Level | R17 | 99997 | Parking Spaces | 99939 | Unusable Spaces | 11.91 | Carpark | 8 | Non Useable Floor Area Space Group | 802 | Non-usable - Car park > 50% of building - Usable TEFMA |  | Unknown | 0.00 | NO
North Terrace_NT63-251 North Terrace - Car Park Station_Roof Level_R18 _ Carpark | NT-NT63-01-R18 | NT63-01-R18-Carpark | North Terrace | NT | NT63 | 251 North Terrace - Car Park Station | 01 | Roof Level | R18 | 99997 | Parking Spaces | 99939 | Unusable Spaces | 12 | Carpark | 8 | Non Useable Floor Area Space Group | 802 | Non-usable - Car park > 50% of building - Usable TEFMA |  | Unknown | 0.00 | NO
North Terrace_NT63-251 North Terrace - Car Park Station_Roof Level_R19 _ Carpark | NT-NT63-01-R19 | NT63-01-R19-Carpark | North Terrace | NT | NT63 | 251 North Terrace - Car Park Station | 01 | Roof Level | R19 | 99997 | Parking Spaces | 99939 | Unusable Spaces | 12 | Carpark | 8 | Non Useable Floor Area Space Group | 802 | Non-usable - Car park > 50% of building - Usable TEFMA |  | Unknown | 0.00 | NO
North Terrace_NT63-251 North Terrace - Car Park Station_Roof Level_R2 _ Carpark | NT-NT63-01-R2 | NT63-01-R2-Carpark | North Terrace | NT | NT63 | 251 North Terrace - Car Park Station | 01 | Roof Level | R2 | 99997 | Parking Spaces | 99939 | Unusable Spaces | 12 | Carpark | 8 | Non Useable Floor Area Space Group | 802 | Non-usable - Car park > 50% of building - Usable TEFMA |  | Unknown | 0.00 | NO
North Terrace_NT63-251 North Terrace - Car Park Station_Roof Level_R20 _ Carpark | NT-NT63-01-R20 | NT63-01-R20-Carpark | North Terrace | NT | NT63 | 251 North Terrace - Car Park Station | 01 | Roof Level | R20 | 99997 | Parking Spaces | 99939 | Unusable Spaces | 11.91 | Carpark | 8 | Non Useable Floor Area Space Group | 802 | Non-usable - Car park > 50% of building - Usable TEFMA |  | Unknown | 0.00 | NO
North Terrace_NT63-251 North Terrace - Car Park Station_Roof Level_R21 _ Carpark | NT-NT63-01-R21 | NT63-01-R21-Carpark | North Terrace | NT | NT63 | 251 North Terrace - Car Park Station | 01 | Roof Level | R21 | 99997 | Parking Spaces | 99939 | Unusable Spaces | 12 | Carpark | 8 | Non Useable Floor Area Space Group | 802 | Non-usable - Car park > 50% of building - Usable TEFMA |  | Unknown | 0.00 | NO
North Terrace_NT63-251 North Terrace - Car Park Station_Roof Level_R22 _ Carpark | NT-NT63-01-R22 | NT63-01-R22-Carpark | North Terrace | NT | NT63 | 251 North Terrace - Car Park Station | 01 | Roof Level | R22 | 99997 | Parking Spaces | 99939 | Unusable Spaces | 11.97 | Carpark | 8 | Non Useable Floor Area Space Group | 802 | Non-usable - Car park > 50% of building - Usable TEFMA |  | Unknown | 0.00 | NO
North Terrace_NT63-251 North Terrace - Car Park Station_Roof Level_R23 _ Carpark | NT-NT63-01-R23 | NT63-01-R23-Carpark | North Terrace | NT | NT63 | 251 North Terrace - Car Park Station | 01 | Roof Level | R23 | 99997 | Parking Spaces | 99939 | Unusable Spaces | 11.93 | Carpark | 8 | Non Useable Floor Area Space Group | 802 | Non-usable - Car park > 50% of building - Usable TEFMA |  | Unknown | 0.00 | NO
North Terrace_NT63-251 North Terrace - Car Park Station_Roof Level_R24 _ Carpark | NT-NT63-01-R24 | NT63-01-R24-Carpark | North Terrace | NT | NT63 | 251 North Terrace - Car Park Station | 01 | Roof Level | R24 | 99997 | Parking Spaces | 99939 | Unusable Spaces | 12 | Carpark | 8 | Non Useable Floor Area Space Group | 802 | Non-usable - Car park > 50% of building - Usable TEFMA |  | Unknown | 0.00 | NO
North Terrace_NT63-251 North Terrace - Car Park Station_Roof Level_R25 _ Carpark | NT-NT63-01-R25 | NT63-01-R25-Carpark | North Terrace | NT | NT63 | 251 North Terrace - Car Park Station | 01 | Roof Level | R25 | 99997 | Parking Spaces | 99939 | Unusable Spaces | 12 | Carpark | 8 | Non Useable Floor Area Space Group | 802 | Non-usable - Car park > 50% of building - Usable TEFMA |  | Unknown | 0.00 | NO
North Terrace_NT63-251 North Terrace - Car Park Station_Roof Level_R26 _ Carpark | NT-NT63-01-R26 | NT63-01-R26-Carpark | North Terrace | NT | NT63 | 251 North Terrace - Car Park Station | 01 | Roof Level | R26 | 99997 | Parking Spaces | 99939 | Unusable Spaces | 11.86 | Carpark | 8 | Non Useable Floor Area Space Group | 802 | Non-usable - Car park > 50% of building - Usable TEFMA |  | Unknown | 0.00 | NO
North Terrace_NT63-251 North Terrace - Car Park Station_Roof Level_R27 _ Carpark | NT-NT63-01-R27 | NT63-01-R27-Carpark | North Terrace | NT | NT63 | 251 North Terrace - Car Park Station | 01 | Roof Level | R27 | 99997 | Parking Spaces | 99939 | Unusable Spaces | 12 | Carpark | 8 | Non Useable Floor Area Space Group | 802 | Non-usable - Car park > 50% of building - Usable TEFMA |  | Unknown | 0.00 | NO
North Terrace_NT63-251 North Terrace - Car Park Station_Roof Level_R28 _ Carpark | NT-NT63-01-R28 | NT63-01-R28-Carpark | North Terrace | NT | NT63 | 251 North Terrace - Car Park Station | 01 | Roof Level | R28 | 99997 | Parking Spaces | 99939 | Unusable Spaces | 12 | Carpark | 8 | Non Useable Floor Area Space Group | 802 | Non-usable - Car park > 50% of building - Usable TEFMA |  | Unknown | 0.00 | NO
North Terrace_NT63-251 North Terrace - Car Park Station_Roof Level_R29 _ Carpark | NT-NT63-01-R29 | NT63-01-R29-Carpark | North Terrace | NT | NT63 | 251 North Terrace - Car Park Station | 01 | Roof Level | R29 | 99997 | Parking Spaces | 99939 | Unusable Spaces | 9.8 | Carpark | 8 | Non Useable Floor Area Space Group | 802 | Non-usable - Car park > 50% of building - Usable TEFMA |  | Unknown | 0.00 | NO
North Terrace_NT63-251 North Terrace - Car Park Station_Roof Level_R3 _ Carpark | NT-NT63-01-R3 | NT63-01-R3-Carpark | North Terrace | NT | NT63 | 251 North Terrace - Car Park Station | 01 | Roof Level | R3 | 99997 | Parking Spaces | 99939 | Unusable Spaces | 12 | Carpark | 8 | Non Useable Floor Area Space Group | 802 | Non-usable - Car park > 50% of building - Usable TEFMA |  | Unknown | 0.00 | NO
North Terrace_NT63-251 North Terrace - Car Park Station_Roof Level_R30 _ Carpark | NT-NT63-01-R30 | NT63-01-R30-Carpark | North Terrace | NT | NT63 | 251 North Terrace - Car Park Station | 01 | Roof Level | R30 | 99997 | Parking Spaces | 99939 | Unusable Spaces | 9.8 | Carpark | 8 | Non Useable Floor Area Space Group | 802 | Non-usable - Car park > 50% of building - Usable TEFMA |  | Unknown | 0.00 | NO
North Terrace_NT63-251 North Terrace - Car Park Station_Roof Level_R31 _ Carpark | NT-NT63-01-R31 | NT63-01-R31-Carpark | North Terrace | NT | NT63 | 251 North Terrace - Car Park Station | 01 | Roof Level | R31 | 99997 | Parking Spaces | 99939 | Unusable Spaces | 9.8 | Carpark | 8 | Non Useable Floor Area Space Group | 802 | Non-usable - Car park > 50% of building - Usable TEFMA |  | Unknown | 0.00 | NO
North Terrace_NT63-251 North Terrace - Car Park Station_Roof Level_R4 _ Carpark | NT-NT63-01-R4 | NT63-01-R4-Carpark | North Terrace | NT | NT63 | 251 North Terrace - Car Park Station | 01 | Roof Level | R4 | 99997 | Parking Spaces | 99939 | Unusable Spaces | 11.91 | Carpark | 8 | Non Useable Floor Area Space Group | 802 | Non-usable - Car park > 50% of building - Usable TEFMA |  | Unknown | 0.00 | NO
North Terrace_NT63-251 North Terrace - Car Park Station_Roof Level_R5 _ Carpark | NT-NT63-01-R5 | NT63-01-R5-Carpark | North Terrace | NT | NT63 | 251 North Terrace - Car Park Station | 01 | Roof Level | R5 | 99997 | Parking Spaces | 99939 | Unusable Spaces | 12 | Carpark | 8 | Non Useable Floor Area Space Group | 802 | Non-usable - Car park > 50% of building - Usable TEFMA |  | Unknown | 0.00 | NO
North Terrace_NT63-251 North Terrace - Car Park Station_Roof Level_R6 _ Carpark | NT-NT63-01-R6 | NT63-01-R6-Carpark | North Terrace | NT | NT63 | 251 North Terrace - Car Park Station | 01 | Roof Level | R6 | 99997 | Parking Spaces | 99939 | Unusable Spaces | 12 | Carpark | 8 | Non Useable Floor Area Space Group | 802 | Non-usable - Car park > 50% of building - Usable TEFMA |  | Unknown | 0.00 | NO
North Terrace_NT63-251 North Terrace - Car Park Station_Roof Level_R7 _ Carpark | NT-NT63-01-R7 | NT63-01-R7-Carpark | North Terrace | NT | NT63 | 251 North Terrace - Car Park Station | 01 | Roof Level | R7 | 99997 | Parking Spaces | 99939 | Unusable Spaces | 11.91 | Carpark | 8 | Non Useable Floor Area Space Group | 802 | Non-usable - Car park > 50% of building - Usable TEFMA |  | Unknown | 0.00 | NO
North Terrace_NT63-251 North Terrace - Car Park Station_Roof Level_R8 _ Carpark | NT-NT63-01-R8 | NT63-01-R8-Carpark | North Terrace | NT | NT63 | 251 North Terrace - Car Park Station | 01 | Roof Level | R8 | 99997 | Parking Spaces | 99939 | Unusable Spaces | 12 | Carpark | 8 | Non Useable Floor Area Space Group | 802 | Non-usable - Car park > 50% of building - Usable TEFMA |  | Unknown | 0.00 | NO
North Terrace_NT63-251 North Terrace - Car Park Station_Roof Level_R9 _ Carpark | NT-NT63-01-R9 | NT63-01-R9-Carpark | North Terrace | NT | NT63 | 251 North Terrace - Car Park Station | 01 | Roof Level | R9 | 99997 | Parking Spaces | 99939 | Unusable Spaces | 11.91 | Carpark | 8 | Non Useable Floor Area Space Group | 802 | Non-usable - Car park > 50% of building - Usable TEFMA |  | Unknown | 0.00 | NO
North Terrace_NT63-251 North Terrace - Car Park Station_Ground Floor_18 _ Carpark | NT-NT63-GN-18 | NT63-GN-18-Carpark | North Terrace | NT | NT63 | 251 North Terrace - Car Park Station | GN | Ground Floor | 18 | 99997 | Parking Spaces | 99939 | Unusable Spaces | 11.23 | Carpark | 8 | Non Useable Floor Area Space Group | 802 | Non-usable - Car park > 50% of building - Usable TEFMA |  | Unknown | 0.00 | NO
North Terrace_NT63-251 North Terrace - Car Park Station_Ground Floor_19 _ Carpark | NT-NT63-GN-19 | NT63-GN-19-Carpark | North Terrace | NT | NT63 | 251 North Terrace - Car Park Station | GN | Ground Floor | 19 | 99997 | Parking Spaces | 99939 | Unusable Spaces | 11.23 | Carpark | 8 | Non Useable Floor Area Space Group | 802 | Non-usable - Car park > 50% of building - Usable TEFMA |  | Unknown | 0.00 | NO
North Terrace_NT63-251 North Terrace - Car Park Station_Ground Floor_20 _ Carpark | NT-NT63-GN-20 | NT63-GN-20-Carpark | North Terrace | NT | NT63 | 251 North Terrace - Car Park Station | GN | Ground Floor | 20 | 99997 | Parking Spaces | 99939 | Unusable Spaces | 11.14 | Carpark | 8 | Non Useable Floor Area Space Group | 802 | Non-usable - Car park > 50% of building - Usable TEFMA |  | Unknown | 0.00 | NO
North Terrace_NT63-251 North Terrace - Car Park Station_Ground Floor_21 _ Carpark | NT-NT63-GN-21 | NT63-GN-21-Carpark | North Terrace | NT | NT63 | 251 North Terrace - Car Park Station | GN | Ground Floor | 21 | 99997 | Parking Spaces | 99939 | Unusable Spaces | 11.23 | Carpark | 8 | Non Useable Floor Area Space Group | 802 | Non-usable - Car park > 50% of building - Usable TEFMA |  | Unknown | 0.00 | NO
North Terrace_NT63-251 North Terrace - Car Park Station_Ground Floor_22 _ Carpark | NT-NT63-GN-22 | NT63-GN-22-Carpark | North Terrace | NT | NT63 | 251 North Terrace - Car Park Station | GN | Ground Floor | 22 | 99997 | Parking Spaces | 99939 | Unusable Spaces | 11.14 | Carpark | 8 | Non Useable Floor Area Space Group | 802 | Non-usable - Car park > 50% of building - Usable TEFMA |  | Unknown | 0.00 | NO
North Terrace_NT63-251 North Terrace - Car Park Station_Ground Floor_23 _ Carpark | NT-NT63-GN-23 | NT63-GN-23-Carpark | North Terrace | NT | NT63 | 251 North Terrace - Car Park Station | GN | Ground Floor | 23 | 99997 | Parking Spaces | 99939 | Unusable Spaces | 11.23 | Carpark | 8 | Non Useable Floor Area Space Group | 802 | Non-usable - Car park > 50% of building - Usable TEFMA |  | Unknown | 0.00 | NO
North Terrace_NT63-251 North Terrace - Car Park Station_Ground Floor_24 _ Carpark | NT-NT63-GN-24 | NT63-GN-24-Carpark | North Terrace | NT | NT63 | 251 North Terrace - Car Park Station | GN | Ground Floor | 24 | 99997 | Parking Spaces | 99939 | Unusable Spaces | 17.68 | Carpark | 8 | Non Useable Floor Area Space Group | 802 | Non-usable - Car park > 50% of building - Usable TEFMA |  | Unknown | 0.00 | NO
North Terrace_NT63-251 North Terrace - Car Park Station_Ground Floor_25 _ Carpark | NT-NT63-GN-25 | NT63-GN-25-Carpark | North Terrace | NT | NT63 | 251 North Terrace - Car Park Station | GN | Ground Floor | 25 | 99997 | Parking Spaces | 99939 | Unusable Spaces | 11.23 | Carpark | 8 | Non Useable Floor Area Space Group | 802 | Non-usable - Car park > 50% of building - Usable TEFMA |  | Unknown | 0.00 | NO
North Terrace_NT63-251 North Terrace - Car Park Station_Ground Floor_26 _ Carpark | NT-NT63-GN-26 | NT63-GN-26-Carpark | North Terrace | NT | NT63 | 251 North Terrace - Car Park Station | GN | Ground Floor | 26 | 99997 | Parking Spaces | 99939 | Unusable Spaces | 11.23 | Carpark | 8 | Non Useable Floor Area Space Group | 802 | Non-usable - Car park > 50% of building - Usable TEFMA |  | Unknown | 0.00 | NO
North Terrace_NT63-251 North Terrace - Car Park Station_Ground Floor_27 _ Carpark | NT-NT63-GN-27 | NT63-GN-27-Carpark | North Terrace | NT | NT63 | 251 North Terrace - Car Park Station | GN | Ground Floor | 27 | 99997 | Parking Spaces | 99939 | Unusable Spaces | 11.23 | Carpark | 8 | Non Useable Floor Area Space Group | 802 | Non-usable - Car park > 50% of building - Usable TEFMA |  | Unknown | 0.00 | NO
North Terrace_NT63-251 North Terrace - Car Park Station_Ground Floor_28 _ Carpark | NT-NT63-GN-28 | NT63-GN-28-Carpark | North Terrace | NT | NT63 | 251 North Terrace - Car Park Station | GN | Ground Floor | 28 | 99997 | Parking Spaces | 99939 | Unusable Spaces | 11.14 | Carpark | 8 | Non Useable Floor Area Space Group | 802 | Non-usable - Car park > 50% of building - Usable TEFMA |  | Unknown | 0.00 | NO
North Terrace_NT63-251 North Terrace - Car Park Station_Ground Floor_29 _ Carpark | NT-NT63-GN-29 | NT63-GN-29-Carpark | North Terrace | NT | NT63 | 251 North Terrace - Car Park Station | GN | Ground Floor | 29 | 99997 | Parking Spaces | 99939 | Unusable Spaces | 11.23 | Carpark | 8 | Non Useable Floor Area Space Group | 802 | Non-usable - Car park > 50% of building - Usable TEFMA |  | Unknown | 0.00 | NO
North Terrace_NT63-251 North Terrace - Car Park Station_Ground Floor_30 _ Carpark | NT-NT63-GN-30 | NT63-GN-30-Carpark | North Terrace | NT | NT63 | 251 North Terrace - Car Park Station | GN | Ground Floor | 30 | 99997 | Parking Spaces | 99939 | Unusable Spaces | 11.23 | Carpark | 8 | Non Useable Floor Area Space Group | 802 | Non-usable - Car park > 50% of building - Usable TEFMA |  | Unknown | 0.00 | NO
North Terrace_NT63-251 North Terrace - Car Park Station_Ground Floor_31 _ Carpark | NT-NT63-GN-31 | NT63-GN-31-Carpark | North Terrace | NT | NT63 | 251 North Terrace - Car Park Station | GN | Ground Floor | 31 | 99997 | Parking Spaces | 99939 | Unusable Spaces | 11.96 | Carpark | 8 | Non Useable Floor Area Space Group | 802 | Non-usable - Car park > 50% of building - Usable TEFMA |  | Unknown | 0.00 | NO
North Terrace_NT63-251 North Terrace - Car Park Station_Ground Floor_32 _ Carpark | NT-NT63-GN-32 | NT63-GN-32-Carpark | North Terrace | NT | NT63 | 251 North Terrace - Car Park Station | GN | Ground Floor | 32 | 99997 | Parking Spaces | 99939 | Unusable Spaces | 11.96 | Carpark | 8 | Non Useable Floor Area Space Group | 802 | Non-usable - Car park > 50% of building - Usable TEFMA |  | Unknown | 0.00 | NO
North Terrace_NT63-251 North Terrace - Car Park Station_Ground Floor_33 _ Carpark | NT-NT63-GN-33 | NT63-GN-33-Carpark | North Terrace | NT | NT63 | 251 North Terrace - Car Park Station | GN | Ground Floor | 33 | 99997 | Parking Spaces | 99939 | Unusable Spaces | 11.96 | Carpark | 8 | Non Useable Floor Area Space Group | 802 | Non-usable - Car park > 50% of building - Usable TEFMA |  | Unknown | 0.00 | NO
North Terrace_NT63-251 North Terrace - Car Park Station_Ground Floor_G.01 _ Stair 1 | NT-NT63-GN-G.01 | NT63-GN-G.01-Stair 1 | North Terrace | NT | NT63 | 251 North Terrace - Car Park Station | GN | Ground Floor | G.01 | 99939 | Unusable Spaces | 99939 | Unusable Spaces | 7.21 | Stair 1 | 8 | Non Useable Floor Area Space Group | 805 | Non-usable - Circulation space |  | Unknown | 0.00 | NO
North Terrace_NT63-251 North Terrace - Car Park Station_Ground Floor_G.02 _ Stair 2 | NT-NT63-GN-G.02 | NT63-GN-G.02-Stair 2 | North Terrace | NT | NT63 | 251 North Terrace - Car Park Station | GN | Ground Floor | G.02 | 99939 | Unusable Spaces | 99939 | Unusable Spaces | 17.6 | Stair 2 | 8 | Non Useable Floor Area Space Group | 805 | Non-usable - Circulation space |  | Unknown | 0.00 | NO
North Terrace_NT63-251 North Terrace - Car Park Station_Ground Floor_G002 _ Corr. 1 | NT-NT63-GN-G002 | NT63-GN-G002-Corr. 1 | North Terrace | NT | NT63 | 251 North Terrace - Car Park Station | GN | Ground Floor | G002 | 99939 | Unusable Spaces | 99939 | Unusable Spaces | 21.68 | Corr. 1 | 8 | Non Useable Floor Area Space Group | 805 | Non-usable - Circulation space |  | Unknown | 0.00 | NO
North Terrace_NT63-251 North Terrace - Car Park Station_Ground Floor_G004 _ Ramp - up | NT-NT63-GN-G004 | NT63-GN-G004-Ramp - up | North Terrace | NT | NT63 | 251 North Terrace - Car Park Station | GN | Ground Floor | G004 | 99939 | Unusable Spaces | 99939 | Unusable Spaces | 103.21 | Ramp - up | 8 | Non Useable Floor Area Space Group | 802 | Non-usable - Car park > 50% of building - Usable TEFMA |  | Unknown | 0.00 | NO
North Terrace_NT63-251 North Terrace - Car Park Station_Ground Floor_G006 _ Vehicle Corridor | NT-NT63-GN-G006 | NT63-GN-G006-Vehicle Corridor | North Terrace | NT | NT63 | 251 North Terrace - Car Park Station | GN | Ground Floor | G006 | 99939 | Unusable Spaces | 99939 | Unusable Spaces | 487.72 | Vehicle Corridor | 8 | Non Useable Floor Area Space Group | 802 | Non-usable - Car park > 50% of building - Usable TEFMA |  | Unknown | 0.00 | NO
North Terrace_NT63-251 North Terrace - Car Park Station_Ground Floor_G01 _ Cashier | NT-NT63-GN-G01 | NT63-GN-G01-Cashier | North Terrace | NT | NT63 | 251 North Terrace - Car Park Station | GN | Ground Floor | G01 | 99217 | Commercial - Wilsons Parking | 859 | Infrastructure | 1.54 | Cashier | 6 | General Facility Space Group | 611 | General Facility - Commercial/Business/Retail Facilities |  | Unknown | 0.00 | NO
North Terrace_NT63-251 North Terrace - Car Park Station_Ground Floor_G02 _ Store | NT-NT63-GN-G02 | NT63-GN-G02-Store | North Terrace | NT | NT63 | 251 North Terrace - Car Park Station | GN | Ground Floor | G02 | 99217 | Commercial - Wilsons Parking | 859 | Infrastructure | 4.41 | Store | 4 | Ancillary Area Space Group | 419 | Ancillary Area - Store Room - Generic |  | Unknown | 0.00 | NO
North Terrace_NT63-251 North Terrace - Car Park Station_Ground Floor_G03 _ Office | NT-NT63-GN-G03 | NT63-GN-G03-Office | North Terrace | NT | NT63 | 251 North Terrace - Car Park Station | GN | Ground Floor | G03 | 99217 | Commercial - Wilsons Parking | 859 | Infrastructure | 7.5 | Office | 1 | Office Space Group | 101 | Office - Academic Staff |  | Unknown | 0.00 | NO
North Terrace_NT63-251 North Terrace - Car Park Station_Ground Floor_G04 _ WC | NT-NT63-GN-G04 | NT63-GN-G04-WC | North Terrace | NT | NT63 | 251 North Terrace - Car Park Station | GN | Ground Floor | G04 | 99939 | Unusable Spaces | 99939 | Unusable Spaces | 3.15 | WC | 8 | Non Useable Floor Area Space Group | 822 | Non-usable - Toilets/Amenities - Unisex |  | Unknown | 0.00 | NO
North Terrace_NT63-251 North Terrace - Car Park Station_Ground Floor_G04A _ Cleaners | NT-NT63-GN-G04A | NT63-GN-G04A-Cleaners | North Terrace | NT | NT63 | 251 North Terrace - Car Park Station | GN | Ground Floor | G04A | 99939 | Unusable Spaces | 99939 | Unusable Spaces | 1.03 | Cleaners | 8 | Non Useable Floor Area Space Group | 806 | Non-usable - Cleaners room |  | Unknown | 0.00 | NO
North Terrace_NT63-251 North Terrace - Car Park Station_Ground Floor_G05 _ WC | NT-NT63-GN-G05 | NT63-GN-G05-WC | North Terrace | NT | NT63 | 251 North Terrace - Car Park Station | GN | Ground Floor | G05 | 99939 | Unusable Spaces | 99939 | Unusable Spaces | 4.26 | WC | 8 | Non Useable Floor Area Space Group | 822 | Non-usable - Toilets/Amenities - Unisex |  | Unknown | 0.00 | NO
North Terrace_NT63-251 North Terrace - Car Park Station_Ground Floor_G06 _ WC / Store | NT-NT63-GN-G06 | NT63-GN-G06-WC / Store | North Terrace | NT | NT63 | 251 North Terrace - Car Park Station | GN | Ground Floor | G06 | 99939 | Unusable Spaces | 99939 | Unusable Spaces | 3.82 | WC / Store | 8 | Non Useable Floor Area Space Group | 835 | Non-usable - Toilets/Amenities - Other |  | Unknown | 0.00 | NO
North Terrace_NT63-251 North Terrace - Car Park Station_Ground Floor_G07 _ Store | NT-NT63-GN-G07 | NT63-GN-G07-Store | North Terrace | NT | NT63 | 251 North Terrace - Car Park Station | GN | Ground Floor | G07 | 99217 | Commercial - Wilsons Parking | 859 | Infrastructure | 8.87 | Store | 4 | Ancillary Area Space Group | 419 | Ancillary Area - Store Room - Generic |  | Unknown | 0.00 | NO
North Terrace_NT63-251 North Terrace - Car Park Station_Ground Floor_G1 _ Carpark | NT-NT63-GN-G1 | NT63-GN-G1-Carpark | North Terrace | NT | NT63 | 251 North Terrace - Car Park Station | GN | Ground Floor | G1 | 99997 | Parking Spaces | 99939 | Unusable Spaces | 10.48 | Carpark | 8 | Non Useable Floor Area Space Group | 802 | Non-usable - Car park > 50% of building - Usable TEFMA |  | Unknown | 0.00 | NO
North Terrace_NT63-251 North Terrace - Car Park Station_Ground Floor_G10 _ Carpark | NT-NT63-GN-G10 | NT63-GN-G10-Carpark | North Terrace | NT | NT63 | 251 North Terrace - Car Park Station | GN | Ground Floor | G10 | 99997 | Parking Spaces | 99939 | Unusable Spaces | 11.96 | Carpark | 8 | Non Useable Floor Area Space Group | 802 | Non-usable - Car park > 50% of building - Usable TEFMA |  | Unknown | 0.00 | NO
North Terrace_NT63-251 North Terrace - Car Park Station_Ground Floor_G11 _ Carpark | NT-NT63-GN-G11 | NT63-GN-G11-Carpark | North Terrace | NT | NT63 | 251 North Terrace - Car Park Station | GN | Ground Floor | G11 | 99997 | Parking Spaces | 99939 | Unusable Spaces | 11.96 | Carpark | 8 | Non Useable Floor Area Space Group | 802 | Non-usable - Car park > 50% of building - Usable TEFMA |  | Unknown | 0.00 | NO
North Terrace_NT63-251 North Terrace - Car Park Station_Ground Floor_G12 _ Carpark | NT-NT63-GN-G12 | NT63-GN-G12-Carpark | North Terrace | NT | NT63 | 251 North Terrace - Car Park Station | GN | Ground Floor | G12 | 99997 | Parking Spaces | 99939 | Unusable Spaces | 11.87 | Carpark | 8 | Non Useable Floor Area Space Group | 802 | Non-usable - Car park > 50% of building - Usable TEFMA |  | Unknown | 0.00 | NO
North Terrace_NT63-251 North Terrace - Car Park Station_Ground Floor_G13 _ Carpark | NT-NT63-GN-G13 | NT63-GN-G13-Carpark | North Terrace | NT | NT63 | 251 North Terrace - Car Park Station | GN | Ground Floor | G13 | 99997 | Parking Spaces | 99939 | Unusable Spaces | 11.96 | Carpark | 8 | Non Useable Floor Area Space Group | 802 | Non-usable - Car park > 50% of building - Usable TEFMA |  | Unknown | 0.00 | NO
North Terrace_NT63-251 North Terrace - Car Park Station_Ground Floor_G14 _ Carpark | NT-NT63-GN-G14 | NT63-GN-G14-Carpark | North Terrace | NT | NT63 | 251 North Terrace - Car Park Station | GN | Ground Floor | G14 | 99997 | Parking Spaces | 99939 | Unusable Spaces | 11.96 | Carpark | 8 | Non Useable Floor Area Space Group | 802 | Non-usable - Car park > 50% of building - Usable TEFMA |  | Unknown | 0.00 | NO
North Terrace_NT63-251 North Terrace - Car Park Station_Ground Floor_G15 _ Carpark | NT-NT63-GN-G15 | NT63-GN-G15-Carpark | North Terrace | NT | NT63 | 251 North Terrace - Car Park Station | GN | Ground Floor | G15 | 99997 | Parking Spaces | 99939 | Unusable Spaces | 11.87 | Carpark | 8 | Non Useable Floor Area Space Group | 802 | Non-usable - Car park > 50% of building - Usable TEFMA |  | Unknown | 0.00 | NO
North Terrace_NT63-251 North Terrace - Car Park Station_Ground Floor_G16 _ Carpark | NT-NT63-GN-G16 | NT63-GN-G16-Carpark | North Terrace | NT | NT63 | 251 North Terrace - Car Park Station | GN | Ground Floor | G16 | 99997 | Parking Spaces | 99939 | Unusable Spaces | 11.96 | Carpark | 8 | Non Useable Floor Area Space Group | 802 | Non-usable - Car park > 50% of building - Usable TEFMA |  | Unknown | 0.00 | NO
North Terrace_NT63-251 North Terrace - Car Park Station_Ground Floor_G17 _ Carpark | NT-NT63-GN-G17 | NT63-GN-G17-Carpark | North Terrace | NT | NT63 | 251 North Terrace - Car Park Station | GN | Ground Floor | G17 | 99997 | Parking Spaces | 99939 | Unusable Spaces | 11.96 | Carpark | 8 | Non Useable Floor Area Space Group | 802 | Non-usable - Car park > 50% of building - Usable TEFMA |  | Unknown | 0.00 | NO
North Terrace_NT63-251 North Terrace - Car Park Station_Ground Floor_G2 _ Carpark | NT-NT63-GN-G2 | NT63-GN-G2-Carpark | North Terrace | NT | NT63 | 251 North Terrace - Car Park Station | GN | Ground Floor | G2 | 99997 | Parking Spaces | 99939 | Unusable Spaces | 11.77 | Carpark | 8 | Non Useable Floor Area Space Group | 802 | Non-usable - Car park > 50% of building - Usable TEFMA |  | Unknown | 0.00 | NO
North Terrace_NT63-251 North Terrace - Car Park Station_Ground Floor_G3 _ Carpark | NT-NT63-GN-G3 | NT63-GN-G3-Carpark | North Terrace | NT | NT63 | 251 North Terrace - Car Park Station | GN | Ground Floor | G3 | 99997 | Parking Spaces | 99939 | Unusable Spaces | 10.05 | Carpark | 8 | Non Useable Floor Area Space Group | 802 | Non-usable - Car park > 50% of building - Usable TEFMA |  | Unknown | 0.00 | NO
North Terrace_NT63-251 North Terrace - Car Park Station_Ground Floor_G3A _ Carpark | NT-NT63-GN-G3A | NT63-GN-G3A-Carpark | North Terrace | NT | NT63 | 251 North Terrace - Car Park Station | GN | Ground Floor | G3A | 99997 | Parking Spaces | 99939 | Unusable Spaces | 9.7 | Carpark | 8 | Non Useable Floor Area Space Group | 802 | Non-usable - Car park > 50% of building - Usable TEFMA |  | Unknown | 0.00 | NO
North Terrace_NT63-251 North Terrace - Car Park Station_Ground Floor_G4 _ Carpark | NT-NT63-GN-G4 | NT63-GN-G4-Carpark | North Terrace | NT | NT63 | 251 North Terrace - Car Park Station | GN | Ground Floor | G4 | 99997 | Parking Spaces | 99939 | Unusable Spaces | 11.69 | Carpark | 8 | Non Useable Floor Area Space Group | 802 | Non-usable - Car park > 50% of building - Usable TEFMA |  | Unknown | 0.00 | NO
North Terrace_NT63-251 North Terrace - Car Park Station_Ground Floor_G5 _ Carpark | NT-NT63-GN-G5 | NT63-GN-G5-Carpark | North Terrace | NT | NT63 | 251 North Terrace - Car Park Station | GN | Ground Floor | G5 | 99997 | Parking Spaces | 99939 | Unusable Spaces | 19.23 | Carpark | 8 | Non Useable Floor Area Space Group | 802 | Non-usable - Car park > 50% of building - Usable TEFMA |  | Unknown | 0.00 | NO
North Terrace_NT63-251 North Terrace - Car Park Station_Ground Floor_G6 _ Carpark | NT-NT63-GN-G6 | NT63-GN-G6-Carpark | North Terrace | NT | NT63 | 251 North Terrace - Car Park Station | GN | Ground Floor | G6 | 99997 | Parking Spaces | 99939 | Unusable Spaces | 12.76 | Carpark | 8 | Non Useable Floor Area Space Group | 802 | Non-usable - Car park > 50% of building - Usable TEFMA |  | Unknown | 0.00 | NO
North Terrace_NT63-251 North Terrace - Car Park Station_Ground Floor_G6A _ Carpark | NT-NT63-GN-G6A | NT63-GN-G6A-Carpark | North Terrace | NT | NT63 | 251 North Terrace - Car Park Station | GN | Ground Floor | G6A | 99997 | Parking Spaces | 99939 | Unusable Spaces | 12.76 | Carpark | 8 | Non Useable Floor Area Space Group | 802 | Non-usable - Car park > 50% of building - Usable TEFMA |  | Unknown | 0.00 | NO
North Terrace_NT63-251 North Terrace - Car Park Station_Ground Floor_G7 _ Carpark | NT-NT63-GN-G7 | NT63-GN-G7-Carpark | North Terrace | NT | NT63 | 251 North Terrace - Car Park Station | GN | Ground Floor | G7 | 99997 | Parking Spaces | 99939 | Unusable Spaces | 11.95 | Carpark | 8 | Non Useable Floor Area Space Group | 802 | Non-usable - Car park > 50% of building - Usable TEFMA |  | Unknown | 0.00 | NO
North Terrace_NT63-251 North Terrace - Car Park Station_Ground Floor_G8 _ Carpark | NT-NT63-GN-G8 | NT63-GN-G8-Carpark | North Terrace | NT | NT63 | 251 North Terrace - Car Park Station | GN | Ground Floor | G8 | 99997 | Parking Spaces | 99939 | Unusable Spaces | 11.96 | Carpark | 8 | Non Useable Floor Area Space Group | 802 | Non-usable - Car park > 50% of building - Usable TEFMA |  | Unknown | 0.00 | NO
North Terrace_NT63-251 North Terrace - Car Park Station_Ground Floor_G9 _ Carpark | NT-NT63-GN-G9 | NT63-GN-G9-Carpark | North Terrace | NT | NT63 | 251 North Terrace - Car Park Station | GN | Ground Floor | G9 | 99997 | Parking Spaces | 99939 | Unusable Spaces | 11.87 | Carpark | 8 | Non Useable Floor Area Space Group | 802 | Non-usable - Car park > 50% of building - Usable TEFMA |  | Unknown | 0.00 | NO
North Terrace_NT63-251 North Terrace - Car Park Station_Landing A_A.01 _ Stair | NT-NT63-LA-A.01 | NT63-LA-A.01-Stair | North Terrace | NT | NT63 | 251 North Terrace - Car Park Station | LA | Landing A | A.01 | 99939 | Unusable Spaces | 99939 | Unusable Spaces | 9.38 | Stair | 8 | Non Useable Floor Area Space Group | 805 | Non-usable - Circulation space |  | Unknown | 0.00 | NO
North Terrace_NT63-251 North Terrace - Car Park Station_Landing A_A002 _ Vehicle Corridor | NT-NT63-LA-A002 | NT63-LA-A002-Vehicle Corridor | North Terrace | NT | NT63 | 251 North Terrace - Car Park Station | LA | Landing A | A002 | 99939 | Unusable Spaces | 99939 | Unusable Spaces | 98.25 | Vehicle Corridor | 8 | Non Useable Floor Area Space Group | 802 | Non-usable - Car park > 50% of building - Usable TEFMA |  | Unknown | 0.00 | NO
North Terrace_NT63-251 North Terrace - Car Park Station_Landing A_A1 _ Carpark | NT-NT63-LA-A1 | NT63-LA-A1-Carpark | North Terrace | NT | NT63 | 251 North Terrace - Car Park Station | LA | Landing A | A1 | 99997 | Parking Spaces | 99939 | Unusable Spaces | 13.53 | Carpark | 8 | Non Useable Floor Area Space Group | 802 | Non-usable - Car park > 50% of building - Usable TEFMA |  | Unknown | 0.00 | NO
North Terrace_NT63-251 North Terrace - Car Park Station_Landing A_A10 _ Carpark | NT-NT63-LA-A10 | NT63-LA-A10-Carpark | North Terrace | NT | NT63 | 251 North Terrace - Car Park Station | LA | Landing A | A10 | 99997 | Parking Spaces | 99939 | Unusable Spaces | 11.14 | Carpark | 8 | Non Useable Floor Area Space Group | 802 | Non-usable - Car park > 50% of building - Usable TEFMA |  | Unknown | 0.00 | NO
North Terrace_NT63-251 North Terrace - Car Park Station_Landing A_A2 _ Carpark | NT-NT63-LA-A2 | NT63-LA-A2-Carpark | North Terrace | NT | NT63 | 251 North Terrace - Car Park Station | LA | Landing A | A2 | 99997 | Parking Spaces | 99939 | Unusable Spaces | 13.45 | Carpark | 8 | Non Useable Floor Area Space Group | 802 | Non-usable - Car park > 50% of building - Usable TEFMA |  | Unknown | 0.00 | NO
North Terrace_NT63-251 North Terrace - Car Park Station_Landing A_A3 _ Carpark | NT-NT63-LA-A3 | NT63-LA-A3-Carpark | North Terrace | NT | NT63 | 251 North Terrace - Car Park Station | LA | Landing A | A3 | 99997 | Parking Spaces | 99939 | Unusable Spaces | 13.53 | Carpark | 8 | Non Useable Floor Area Space Group | 802 | Non-usable - Car park > 50% of building - Usable TEFMA |  | Unknown | 0.00 | NO
North Terrace_NT63-251 North Terrace - Car Park Station_Landing A_A4 _ Carpark | NT-NT63-LA-A4 | NT63-LA-A4-Carpark | North Terrace | NT | NT63 | 251 North Terrace - Car Park Station | LA | Landing A | A4 | 99997 | Parking Spaces | 99939 | Unusable Spaces | 13.53 | Carpark | 8 | Non Useable Floor Area Space Group | 802 | Non-usable - Car park > 50% of building - Usable TEFMA |  | Unknown | 0.00 | NO
North Terrace_NT63-251 North Terrace - Car Park Station_Landing A_A5 _ Carpark | NT-NT63-LA-A5 | NT63-LA-A5-Carpark | North Terrace | NT | NT63 | 251 North Terrace - Car Park Station | LA | Landing A | A5 | 99997 | Parking Spaces | 99939 | Unusable Spaces | 13.53 | Carpark | 8 | Non Useable Floor Area Space Group | 802 | Non-usable - Car park > 50% of building - Usable TEFMA |  | Unknown | 0.00 | NO
North Terrace_NT63-251 North Terrace - Car Park Station_Landing A_A6 _ Carpark | NT-NT63-LA-A6 | NT63-LA-A6-Carpark | North Terrace | NT | NT63 | 251 North Terrace - Car Park Station | LA | Landing A | A6 | 99997 | Parking Spaces | 99939 | Unusable Spaces | 13.53 | Carpark | 8 | Non Useable Floor Area Space Group | 802 | Non-usable - Car park > 50% of building - Usable TEFMA |  | Unknown | 0.00 | NO
North Terrace_NT63-251 North Terrace - Car Park Station_Landing A_A7 _ Carpark | NT-NT63-LA-A7 | NT63-LA-A7-Carpark | North Terrace | NT | NT63 | 251 North Terrace - Car Park Station | LA | Landing A | A7 | 99997 | Parking Spaces | 99939 | Unusable Spaces | 13.75 | Carpark | 8 | Non Useable Floor Area Space Group | 802 | Non-usable - Car park > 50% of building - Usable TEFMA |  | Unknown | 0.00 | NO
North Terrace_NT63-251 North Terrace - Car Park Station_Landing A_A8 _ Carpark | NT-NT63-LA-A8 | NT63-LA-A8-Carpark | North Terrace | NT | NT63 | 251 North Terrace - Car Park Station | LA | Landing A | A8 | 99997 | Parking Spaces | 99939 | Unusable Spaces | 11.14 | Carpark | 8 | Non Useable Floor Area Space Group | 802 | Non-usable - Car park > 50% of building - Usable TEFMA |  | Unknown | 0.00 | NO
North Terrace_NT63-251 North Terrace - Car Park Station_Landing A_A9 _ Carpark | NT-NT63-LA-A9 | NT63-LA-A9-Carpark | North Terrace | NT | NT63 | 251 North Terrace - Car Park Station | LA | Landing A | A9 | 99997 | Parking Spaces | 99939 | Unusable Spaces | 11.14 | Carpark | 8 | Non Useable Floor Area Space Group | 802 | Non-usable - Car park > 50% of building - Usable TEFMA |  | Unknown | 0.00 | NO
North Terrace_NT63-251 North Terrace - Car Park Station_Level B_B.01 _ Stair | NT-NT63-LB-B.01 | NT63-LB-B.01-Stair | North Terrace | NT | NT63 | 251 North Terrace - Car Park Station | LB | Level B | B.01 | 99939 | Unusable Spaces | 99939 | Unusable Spaces | 12.54 | Stair | 8 | Non Useable Floor Area Space Group | 805 | Non-usable - Circulation space |  | Unknown | 0.00 | NO
North Terrace_NT63-251 North Terrace - Car Park Station_Level B_B002 _ Vehicle Corridor | NT-NT63-LB-B002 | NT63-LB-B002-Vehicle Corridor | North Terrace | NT | NT63 | 251 North Terrace - Car Park Station | LB | Level B | B002 | 99939 | Unusable Spaces | 99939 | Unusable Spaces | 367.41 | Vehicle Corridor | 8 | Non Useable Floor Area Space Group | 802 | Non-usable - Car park > 50% of building - Usable TEFMA |  | Unknown | 0.00 | NO
North Terrace_NT63-251 North Terrace - Car Park Station_Level B_B1 _ Carpark | NT-NT63-LB-B1 | NT63-LB-B1-Carpark | North Terrace | NT | NT63 | 251 North Terrace - Car Park Station | LB | Level B | B1 | 99997 | Parking Spaces | 99939 | Unusable Spaces | 11.44 | Carpark | 8 | Non Useable Floor Area Space Group | 802 | Non-usable - Car park > 50% of building - Usable TEFMA |  | Unknown | 0.00 | NO
North Terrace_NT63-251 North Terrace - Car Park Station_Level B_B10 _ Carpark | NT-NT63-LB-B10 | NT63-LB-B10-Carpark | North Terrace | NT | NT63 | 251 North Terrace - Car Park Station | LB | Level B | B10 | 99997 | Parking Spaces | 99939 | Unusable Spaces | 11.44 | Carpark | 8 | Non Useable Floor Area Space Group | 802 | Non-usable - Car park > 50% of building - Usable TEFMA |  | Unknown | 0.00 | NO
North Terrace_NT63-251 North Terrace - Car Park Station_Level B_B11 _ Carpark | NT-NT63-LB-B11 | NT63-LB-B11-Carpark | North Terrace | NT | NT63 | 251 North Terrace - Car Park Station | LB | Level B | B11 | 99997 | Parking Spaces | 99939 | Unusable Spaces | 11.53 | Carpark | 8 | Non Useable Floor Area Space Group | 802 | Non-usable - Car park > 50% of building - Usable TEFMA |  | Unknown | 0.00 | NO
North Terrace_NT63-251 North Terrace - Car Park Station_Level B_B12 _ Carpark | NT-NT63-LB-B12 | NT63-LB-B12-Carpark | North Terrace | NT | NT63 | 251 North Terrace - Car Park Station | LB | Level B | B12 | 99997 | Parking Spaces | 99939 | Unusable Spaces | 11.53 | Carpark | 8 | Non Useable Floor Area Space Group | 802 | Non-usable - Car park > 50% of building - Usable TEFMA |  | Unknown | 0.00 | NO
North Terrace_NT63-251 North Terrace - Car Park Station_Level B_B12A _ Carpark | NT-NT63-LB-B12A | NT63-LB-B12A-Carpark | North Terrace | NT | NT63 | 251 North Terrace - Car Park Station | LB | Level B | B12A | 99997 | Parking Spaces | 99939 | Unusable Spaces | 12.68 | Carpark | 8 | Non Useable Floor Area Space Group | 802 | Non-usable - Car park > 50% of building - Usable TEFMA |  | Unknown | 0.00 | NO
North Terrace_NT63-251 North Terrace - Car Park Station_Level B_B13 _ Carpark | NT-NT63-LB-B13 | NT63-LB-B13-Carpark | North Terrace | NT | NT63 | 251 North Terrace - Car Park Station | LB | Level B | B13 | 99997 | Parking Spaces | 99939 | Unusable Spaces | 11.53 | Carpark | 8 | Non Useable Floor Area Space Group | 802 | Non-usable - Car park > 50% of building - Usable TEFMA |  | Unknown | 0.00 | NO
North Terrace_NT63-251 North Terrace - Car Park Station_Level B_B13A _ Carpark | NT-NT63-LB-B13A | NT63-LB-B13A-Carpark | North Terrace | NT | NT63 | 251 North Terrace - Car Park Station | LB | Level B | B13A | 99997 | Parking Spaces | 99939 | Unusable Spaces | 12.68 | Carpark | 8 | Non Useable Floor Area Space Group | 802 | Non-usable - Car park > 50% of building - Usable TEFMA |  | Unknown | 0.00 | NO
North Terrace_NT63-251 North Terrace - Car Park Station_Level B_B14 _ Carpark | NT-NT63-LB-B14 | NT63-LB-B14-Carpark | North Terrace | NT | NT63 | 251 North Terrace - Car Park Station | LB | Level B | B14 | 99997 | Parking Spaces | 99939 | Unusable Spaces | 11.53 | Carpark | 8 | Non Useable Floor Area Space Group | 802 | Non-usable - Car park > 50% of building - Usable TEFMA |  | Unknown | 0.00 | NO
North Terrace_NT63-251 North Terrace - Car Park Station_Level B_B15 _ Carpark | NT-NT63-LB-B15 | NT63-LB-B15-Carpark | North Terrace | NT | NT63 | 251 North Terrace - Car Park Station | LB | Level B | B15 | 99997 | Parking Spaces | 99939 | Unusable Spaces | 11.44 | Carpark | 8 | Non Useable Floor Area Space Group | 802 | Non-usable - Car park > 50% of building - Usable TEFMA |  | Unknown | 0.00 | NO
North Terrace_NT63-251 North Terrace - Car Park Station_Level B_B16 _ Carpark | NT-NT63-LB-B16 | NT63-LB-B16-Carpark | North Terrace | NT | NT63 | 251 North Terrace - Car Park Station | LB | Level B | B16 | 99997 | Parking Spaces | 99939 | Unusable Spaces | 11.53 | Carpark | 8 | Non Useable Floor Area Space Group | 802 | Non-usable - Car park > 50% of building - Usable TEFMA |  | Unknown | 0.00 | NO
North Terrace_NT63-251 North Terrace - Car Park Station_Level B_B17 _ Carpark | NT-NT63-LB-B17 | NT63-LB-B17-Carpark | North Terrace | NT | NT63 | 251 North Terrace - Car Park Station | LB | Level B | B17 | 99997 | Parking Spaces | 99939 | Unusable Spaces | 11.53 | Carpark | 8 | Non Useable Floor Area Space Group | 802 | Non-usable - Car park > 50% of building - Usable TEFMA |  | Unknown | 0.00 | NO
North Terrace_NT63-251 North Terrace - Car Park Station_Level B_B18 _ Carpark | NT-NT63-LB-B18 | NT63-LB-B18-Carpark | North Terrace | NT | NT63 | 251 North Terrace - Car Park Station | LB | Level B | B18 | 99997 | Parking Spaces | 99939 | Unusable Spaces | 11.44 | Carpark | 8 | Non Useable Floor Area Space Group | 802 | Non-usable - Car park > 50% of building - Usable TEFMA |  | Unknown | 0.00 | NO
North Terrace_NT63-251 North Terrace - Car Park Station_Level B_B19 _ Carpark | NT-NT63-LB-B19 | NT63-LB-B19-Carpark | North Terrace | NT | NT63 | 251 North Terrace - Car Park Station | LB | Level B | B19 | 99997 | Parking Spaces | 99939 | Unusable Spaces | 11.53 | Carpark | 8 | Non Useable Floor Area Space Group | 802 | Non-usable - Car park > 50% of building - Usable TEFMA |  | Unknown | 0.00 | NO
North Terrace_NT63-251 North Terrace - Car Park Station_Level B_B2 _ Carpark | NT-NT63-LB-B2 | NT63-LB-B2-Carpark | North Terrace | NT | NT63 | 251 North Terrace - Car Park Station | LB | Level B | B2 | 99997 | Parking Spaces | 99939 | Unusable Spaces | 11.32 | Carpark | 8 | Non Useable Floor Area Space Group | 802 | Non-usable - Car park > 50% of building - Usable TEFMA |  | Unknown | 0.00 | NO
North Terrace_NT63-251 North Terrace - Car Park Station_Level B_B20 _ Carpark | NT-NT63-LB-B20 | NT63-LB-B20-Carpark | North Terrace | NT | NT63 | 251 North Terrace - Car Park Station | LB | Level B | B20 | 99997 | Parking Spaces | 99939 | Unusable Spaces | 11.44 | Carpark | 8 | Non Useable Floor Area Space Group | 802 | Non-usable - Car park > 50% of building - Usable TEFMA |  | Unknown | 0.00 | NO
North Terrace_NT63-251 North Terrace - Car Park Station_Level B_B21 _ Carpark | NT-NT63-LB-B21 | NT63-LB-B21-Carpark | North Terrace | NT | NT63 | 251 North Terrace - Car Park Station | LB | Level B | B21 | 99997 | Parking Spaces | 99939 | Unusable Spaces | 11.28 | Carpark | 8 | Non Useable Floor Area Space Group | 802 | Non-usable - Car park > 50% of building - Usable TEFMA |  | Unknown | 0.00 | NO
North Terrace_NT63-251 North Terrace - Car Park Station_Level B_B22 _ Carpark | NT-NT63-LB-B22 | NT63-LB-B22-Carpark | North Terrace | NT | NT63 | 251 North Terrace - Car Park Station | LB | Level B | B22 | 99997 | Parking Spaces | 99939 | Unusable Spaces | 11.06 | Carpark | 8 | Non Useable Floor Area Space Group | 802 | Non-usable - Car park > 50% of building - Usable TEFMA |  | Unknown | 0.00 | NO
North Terrace_NT63-251 North Terrace - Car Park Station_Level B_B23 _ Carpark | NT-NT63-LB-B23 | NT63-LB-B23-Carpark | North Terrace | NT | NT63 | 251 North Terrace - Car Park Station | LB | Level B | B23 | 99997 | Parking Spaces | 99939 | Unusable Spaces | 11.32 | Carpark | 8 | Non Useable Floor Area Space Group | 802 | Non-usable - Car park > 50% of building - Usable TEFMA |  | Unknown | 0.00 | NO
North Terrace_NT63-251 North Terrace - Car Park Station_Level B_B24 _ Carpark | NT-NT63-LB-B24 | NT63-LB-B24-Carpark | North Terrace | NT | NT63 | 251 North Terrace - Car Park Station | LB | Level B | B24 | 99997 | Parking Spaces | 99939 | Unusable Spaces | 11.38 | Carpark | 8 | Non Useable Floor Area Space Group | 802 | Non-usable - Car park > 50% of building - Usable TEFMA |  | Unknown | 0.00 | NO
North Terrace_NT63-251 North Terrace - Car Park Station_Level B_B25 _ Carpark | NT-NT63-LB-B25 | NT63-LB-B25-Carpark | North Terrace | NT | NT63 | 251 North Terrace - Car Park Station | LB | Level B | B25 | 99997 | Parking Spaces | 99939 | Unusable Spaces | 11.53 | Carpark | 8 | Non Useable Floor Area Space Group | 802 | Non-usable - Car park > 50% of building - Usable TEFMA |  | Unknown | 0.00 | NO
North Terrace_NT63-251 North Terrace - Car Park Station_Level B_B26 _ Carpark | NT-NT63-LB-B26 | NT63-LB-B26-Carpark | North Terrace | NT | NT63 | 251 North Terrace - Car Park Station | LB | Level B | B26 | 99997 | Parking Spaces | 99939 | Unusable Spaces | 11.53 | Carpark | 8 | Non Useable Floor Area Space Group | 802 | Non-usable - Car park > 50% of building - Usable TEFMA |  | Unknown | 0.00 | NO
North Terrace_NT63-251 North Terrace - Car Park Station_Level B_B27 _ Carpark | NT-NT63-LB-B27 | NT63-LB-B27-Carpark | North Terrace | NT | NT63 | 251 North Terrace - Car Park Station | LB | Level B | B27 | 99997 | Parking Spaces | 99939 | Unusable Spaces | 9.6 | Carpark | 8 | Non Useable Floor Area Space Group | 802 | Non-usable - Car park > 50% of building - Usable TEFMA |  | Unknown | 0.00 | NO
North Terrace_NT63-251 North Terrace - Car Park Station_Level B_B28 _ Carpark | NT-NT63-LB-B28 | NT63-LB-B28-Carpark | North Terrace | NT | NT63 | 251 North Terrace - Car Park Station | LB | Level B | B28 | 99997 | Parking Spaces | 99939 | Unusable Spaces | 9.6 | Carpark | 8 | Non Useable Floor Area Space Group | 802 | Non-usable - Car park > 50% of building - Usable TEFMA |  | Unknown | 0.00 | NO
North Terrace_NT63-251 North Terrace - Car Park Station_Level B_B29 _ Carpark | NT-NT63-LB-B29 | NT63-LB-B29-Carpark | North Terrace | NT | NT63 | 251 North Terrace - Car Park Station | LB | Level B | B29 | 99997 | Parking Spaces | 99939 | Unusable Spaces | 9.6 | Carpark | 8 | Non Useable Floor Area Space Group | 802 | Non-usable - Car park > 50% of building - Usable TEFMA |  | Unknown | 0.00 | NO
North Terrace_NT63-251 North Terrace - Car Park Station_Level B_B3 _ Carpark | NT-NT63-LB-B3 | NT63-LB-B3-Carpark | North Terrace | NT | NT63 | 251 North Terrace - Car Park Station | LB | Level B | B3 | 99997 | Parking Spaces | 99939 | Unusable Spaces | 11.06 | Carpark | 8 | Non Useable Floor Area Space Group | 802 | Non-usable - Car park > 50% of building - Usable TEFMA |  | Unknown | 0.00 | NO
North Terrace_NT63-251 North Terrace - Car Park Station_Level B_B4 _ Carpark | NT-NT63-LB-B4 | NT63-LB-B4-Carpark | North Terrace | NT | NT63 | 251 North Terrace - Car Park Station | LB | Level B | B4 | 99997 | Parking Spaces | 99939 | Unusable Spaces | 11.28 | Carpark | 8 | Non Useable Floor Area Space Group | 802 | Non-usable - Car park > 50% of building - Usable TEFMA |  | Unknown | 0.00 | NO
North Terrace_NT63-251 North Terrace - Car Park Station_Level B_B5 _ Carpark | NT-NT63-LB-B5 | NT63-LB-B5-Carpark | North Terrace | NT | NT63 | 251 North Terrace - Car Park Station | LB | Level B | B5 | 99997 | Parking Spaces | 99939 | Unusable Spaces | 11.53 | Carpark | 8 | Non Useable Floor Area Space Group | 802 | Non-usable - Car park > 50% of building - Usable TEFMA |  | Unknown | 0.00 | NO
North Terrace_NT63-251 North Terrace - Car Park Station_Level B_B6 _ Carpark | NT-NT63-LB-B6 | NT63-LB-B6-Carpark | North Terrace | NT | NT63 | 251 North Terrace - Car Park Station | LB | Level B | B6 | 99997 | Parking Spaces | 99939 | Unusable Spaces | 11.53 | Carpark | 8 | Non Useable Floor Area Space Group | 802 | Non-usable - Car park > 50% of building - Usable TEFMA |  | Unknown | 0.00 | NO
North Terrace_NT63-251 North Terrace - Car Park Station_Level B_B7 _ Carpark | NT-NT63-LB-B7 | NT63-LB-B7-Carpark | North Terrace | NT | NT63 | 251 North Terrace - Car Park Station | LB | Level B | B7 | 99997 | Parking Spaces | 99939 | Unusable Spaces | 11.44 | Carpark | 8 | Non Useable Floor Area Space Group | 802 | Non-usable - Car park > 50% of building - Usable TEFMA |  | Unknown | 0.00 | NO
North Terrace_NT63-251 North Terrace - Car Park Station_Level B_B8 _ Carpark | NT-NT63-LB-B8 | NT63-LB-B8-Carpark | North Terrace | NT | NT63 | 251 North Terrace - Car Park Station | LB | Level B | B8 | 99997 | Parking Spaces | 99939 | Unusable Spaces | 11.53 | Carpark | 8 | Non Useable Floor Area Space Group | 802 | Non-usable - Car park > 50% of building - Usable TEFMA |  | Unknown | 0.00 | NO
North Terrace_NT63-251 North Terrace - Car Park Station_Level B_B9 _ Carpark | NT-NT63-LB-B9 | NT63-LB-B9-Carpark | North Terrace | NT | NT63 | 251 North Terrace - Car Park Station | LB | Level B | B9 | 99997 | Parking Spaces | 99939 | Unusable Spaces | 11.53 | Carpark | 8 | Non Useable Floor Area Space Group | 802 | Non-usable - Car park > 50% of building - Usable TEFMA |  | Unknown | 0.00 | NO
North Terrace_NT63-251 North Terrace - Car Park Station_Landing C_C002 _ Vehicle Corridor | NT-NT63-LC-C002 | NT63-LC-C002-Vehicle Corridor | North Terrace | NT | NT63 | 251 North Terrace - Car Park Station | LC | Landing C | C002 | 99939 | Unusable Spaces | 99939 | Unusable Spaces | 92.77 | Vehicle Corridor | 8 | Non Useable Floor Area Space Group | 802 | Non-usable - Car park > 50% of building - Usable TEFMA |  | Unknown | 0.00 | NO
North Terrace_NT63-251 North Terrace - Car Park Station_Landing C_C1 _ Carpark | NT-NT63-LC-C1 | NT63-LC-C1-Carpark | North Terrace | NT | NT63 | 251 North Terrace - Car Park Station | LC | Landing C | C1 | 99997 | Parking Spaces | 99939 | Unusable Spaces | 15.58 | Carpark | 8 | Non Useable Floor Area Space Group | 802 | Non-usable - Car park > 50% of building - Usable TEFMA |  | Unknown | 0.00 | NO
North Terrace_NT63-251 North Terrace - Car Park Station_Landing C_C10 _ Carpark | NT-NT63-LC-C10 | NT63-LC-C10-Carpark | North Terrace | NT | NT63 | 251 North Terrace - Car Park Station | LC | Landing C | C10 | 99997 | Parking Spaces | 99939 | Unusable Spaces | 11.14 | Carpark | 8 | Non Useable Floor Area Space Group | 802 | Non-usable - Car park > 50% of building - Usable TEFMA |  | Unknown | 0.00 | NO
North Terrace_NT63-251 North Terrace - Car Park Station_Landing C_C2 _ Carpark | NT-NT63-LC-C2 | NT63-LC-C2-Carpark | North Terrace | NT | NT63 | 251 North Terrace - Car Park Station | LC | Landing C | C2 | 99997 | Parking Spaces | 99939 | Unusable Spaces | 15.7 | Carpark | 8 | Non Useable Floor Area Space Group | 802 | Non-usable - Car park > 50% of building - Usable TEFMA |  | Unknown | 0.00 | NO
North Terrace_NT63-251 North Terrace - Car Park Station_Landing C_C3 _ Carpark | NT-NT63-LC-C3 | NT63-LC-C3-Carpark | North Terrace | NT | NT63 | 251 North Terrace - Car Park Station | LC | Landing C | C3 | 99997 | Parking Spaces | 99939 | Unusable Spaces | 15.71 | Carpark | 8 | Non Useable Floor Area Space Group | 802 | Non-usable - Car park > 50% of building - Usable TEFMA |  | Unknown | 0.00 | NO
North Terrace_NT63-251 North Terrace - Car Park Station_Landing C_C4 _ Carpark | NT-NT63-LC-C4 | NT63-LC-C4-Carpark | North Terrace | NT | NT63 | 251 North Terrace - Car Park Station | LC | Landing C | C4 | 99997 | Parking Spaces | 99939 | Unusable Spaces | 15.71 | Carpark | 8 | Non Useable Floor Area Space Group | 802 | Non-usable - Car park > 50% of building - Usable TEFMA |  | Unknown | 0.00 | NO
North Terrace_NT63-251 North Terrace - Car Park Station_Landing C_C5 _ Carpark | NT-NT63-LC-C5 | NT63-LC-C5-Carpark | North Terrace | NT | NT63 | 251 North Terrace - Car Park Station | LC | Landing C | C5 | 99997 | Parking Spaces | 99939 | Unusable Spaces | 15.71 | Carpark | 8 | Non Useable Floor Area Space Group | 802 | Non-usable - Car park > 50% of building - Usable TEFMA |  | Unknown | 0.00 | NO
North Terrace_NT63-251 North Terrace - Car Park Station_Landing C_C6 _ Carpark | NT-NT63-LC-C6 | NT63-LC-C6-Carpark | North Terrace | NT | NT63 | 251 North Terrace - Car Park Station | LC | Landing C | C6 | 99997 | Parking Spaces | 99939 | Unusable Spaces | 15.64 | Carpark | 8 | Non Useable Floor Area Space Group | 802 | Non-usable - Car park > 50% of building - Usable TEFMA |  | Unknown | 0.00 | NO
North Terrace_NT63-251 North Terrace - Car Park Station_Landing C_C7 _ Carpark | NT-NT63-LC-C7 | NT63-LC-C7-Carpark | North Terrace | NT | NT63 | 251 North Terrace - Car Park Station | LC | Landing C | C7 | 99997 | Parking Spaces | 99939 | Unusable Spaces | 15.64 | Carpark | 8 | Non Useable Floor Area Space Group | 802 | Non-usable - Car park > 50% of building - Usable TEFMA |  | Unknown | 0.00 | NO
North Terrace_NT63-251 North Terrace - Car Park Station_Landing C_C8 _ Carpark | NT-NT63-LC-C8 | NT63-LC-C8-Carpark | North Terrace | NT | NT63 | 251 North Terrace - Car Park Station | LC | Landing C | C8 | 99997 | Parking Spaces | 99939 | Unusable Spaces | 11.14 | Carpark | 8 | Non Useable Floor Area Space Group | 802 | Non-usable - Car park > 50% of building - Usable TEFMA |  | Unknown | 0.00 | NO
North Terrace_NT63-251 North Terrace - Car Park Station_Landing C_C9 _ Carpark | NT-NT63-LC-C9 | NT63-LC-C9-Carpark | North Terrace | NT | NT63 | 251 North Terrace - Car Park Station | LC | Landing C | C9 | 99997 | Parking Spaces | 99939 | Unusable Spaces | 11.14 | Carpark | 8 | Non Useable Floor Area Space Group | 802 | Non-usable - Car park > 50% of building - Usable TEFMA |  | Unknown | 0.00 | NO
North Terrace_NT64-254 North Terrace - Masonic Hall_First Floor_101 _ Entry | NT-NT64-01-101 | NT64-01-101-Entry | North Terrace | NT | NT64 | 254 North Terrace - Masonic Hall | 01 | First Floor | 101 | 99967 | University Vacated | 99939 | Unusable Spaces | 2.44 | Entry | 8 | Non Useable Floor Area Space Group | 805 | Non-usable - Circulation space |  | Adequate | 0.00 | NO
North Terrace_NT64-254 North Terrace - Masonic Hall_First Floor_101A _ Corr. | NT-NT64-01-101A | NT64-01-101A-Corr. | North Terrace | NT | NT64 | 254 North Terrace - Masonic Hall | 01 | First Floor | 101A | 99967 | University Vacated | 99939 | Unusable Spaces | 34.68 | Corr. | 8 | Non Useable Floor Area Space Group | 805 | Non-usable - Circulation space |  | Adequate | 0.00 | NO
North Terrace_NT64-254 North Terrace - Masonic Hall_First Floor_102 _ Office | NT-NT64-01-102 | NT64-01-102-Office | North Terrace | NT | NT64 | 254 North Terrace - Masonic Hall | 01 | First Floor | 102 | 99967 | University Vacated | 99939 | Unusable Spaces | 21.47 | Office | 1 | Office Space Group | 108 | Office - Professional/General Staff |  | Adequate | 3,640.93 | NO
North Terrace_NT64-254 North Terrace - Masonic Hall_First Floor_103 _ Boardroom - Freemasons | NT-NT64-01-103 | NT64-01-103-Boardroom - Freemasons | North Terrace | NT | NT64 | 254 North Terrace - Masonic Hall | 01 | First Floor | 103 | 99967 | University Vacated | 99939 | Unusable Spaces | 31.5 | Boardroom - Freemasons | 1 | Office Space Group | 100 | Office - Specific type not defined |  | Barely Adequate | 5,128.16 | NO
North Terrace_NT64-254 North Terrace - Masonic Hall_First Floor_104 _ Office | NT-NT64-01-104 | NT64-01-104-Office | North Terrace | NT | NT64 | 254 North Terrace - Masonic Hall | 01 | First Floor | 104 | 99967 | University Vacated | 99939 | Unusable Spaces | 16.2 | Office | 1 | Office Space Group | 108 | Office - Professional/General Staff |  | Adequate | 2,747.23 | NO
North Terrace_NT64-254 North Terrace - Masonic Hall_First Floor_105 _ A/L | NT-NT64-01-105 | NT64-01-105-A/L | North Terrace | NT | NT64 | 254 North Terrace - Masonic Hall | 01 | First Floor | 105 | 99967 | University Vacated | 99939 | Unusable Spaces | 1.77 | A/L | 8 | Non Useable Floor Area Space Group | 822 | Non-usable - Toilets/Amenities - Unisex |  | Adequate | 0.00 | NO
North Terrace_NT64-254 North Terrace - Masonic Hall_First Floor_105A _ W/C | NT-NT64-01-105A | NT64-01-105A-W/C | North Terrace | NT | NT64 | 254 North Terrace - Masonic Hall | 01 | First Floor | 105A | 99967 | University Vacated | 99939 | Unusable Spaces | 1.44 | W/C | 8 | Non Useable Floor Area Space Group | 822 | Non-usable - Toilets/Amenities - Unisex |  | Adequate | 0.00 | NO
North Terrace_NT64-254 North Terrace - Masonic Hall_First Floor_107 _ Stair | NT-NT64-01-107 | NT64-01-107-Stair | North Terrace | NT | NT64 | 254 North Terrace - Masonic Hall | 01 | First Floor | 107 | 99967 | University Vacated | 99939 | Unusable Spaces | 1.56 | Stair | 8 | Non Useable Floor Area Space Group | 805 | Non-usable - Circulation space |  | Unknown | 0.00 | NO
North Terrace_NT64-254 North Terrace - Masonic Hall_First Floor_108 _ Office | NT-NT64-01-108 | NT64-01-108-Office | North Terrace | NT | NT64 | 254 North Terrace - Masonic Hall | 01 | First Floor | 108 | 99967 | University Vacated | 99939 | Unusable Spaces | 35.33 | Office | 1 | Office Space Group | 108 | Office - Professional/General Staff |  | Adequate | 5,991.34 | NO
North Terrace_NT64-254 North Terrace - Masonic Hall_First Floor_109 _ Office | NT-NT64-01-109 | NT64-01-109-Office | North Terrace | NT | NT64 | 254 North Terrace - Masonic Hall | 01 | First Floor | 109 | 99967 | University Vacated | 99939 | Unusable Spaces | 27.39 | Office | 1 | Office Space Group | 108 | Office - Professional/General Staff |  | Adequate | 4,644.85 | NO
North Terrace_NT64-254 North Terrace - Masonic Hall_First Floor_110 _ Meeting | NT-NT64-01-110 | NT64-01-110-Meeting | North Terrace | NT | NT64 | 254 North Terrace - Masonic Hall | 01 | First Floor | 110 | 99967 | University Vacated | 99939 | Unusable Spaces | 16 | Meeting | 6 | General Facility Space Group | 601 | General Facility - Committee/Conference/Meeting room |  | Adequate | 3,038.91 | NO
North Terrace_NT64-254 North Terrace - Masonic Hall_First Floor_111 _ Office | NT-NT64-01-111 | NT64-01-111-Office | North Terrace | NT | NT64 | 254 North Terrace - Masonic Hall | 01 | First Floor | 111 | 99967 | University Vacated | 99939 | Unusable Spaces | 13.91 | Office | 1 | Office Space Group | 108 | Office - Professional/General Staff |  | Adequate | 2,358.89 | NO
North Terrace_NT64-254 North Terrace - Masonic Hall_First Floor_112 _ Office | NT-NT64-01-112 | NT64-01-112-Office | North Terrace | NT | NT64 | 254 North Terrace - Masonic Hall | 01 | First Floor | 112 | 99967 | University Vacated | 99939 | Unusable Spaces | 25.75 | Office | 1 | Office Space Group | 108 | Office - Professional/General Staff |  | Adequate | 4,366.74 | NO
North Terrace_NT64-254 North Terrace - Masonic Hall_First Floor_113 _ Office | NT-NT64-01-113 | NT64-01-113-Office | North Terrace | NT | NT64 | 254 North Terrace - Masonic Hall | 01 | First Floor | 113 | 99967 | University Vacated | 99939 | Unusable Spaces | 38.82 | Office | 1 | Office Space Group | 108 | Office - Professional/General Staff |  | Adequate | 6,583.18 | NO
North Terrace_NT64-254 North Terrace - Masonic Hall_First Floor_114 _ Office | NT-NT64-01-114 | NT64-01-114-Office | North Terrace | NT | NT64 | 254 North Terrace - Masonic Hall | 01 | First Floor | 114 | 99967 | University Vacated | 99939 | Unusable Spaces | 15.95 | Office | 1 | Office Space Group | 108 | Office - Professional/General Staff |  | Adequate | 2,704.84 | NO
North Terrace_NT64-254 North Terrace - Masonic Hall_First Floor_117 _ Kitchenette | NT-NT64-01-117 | NT64-01-117-Kitchenette | North Terrace | NT | NT64 | 254 North Terrace - Masonic Hall | 01 | First Floor | 117 | 99967 | University Vacated | 99939 | Unusable Spaces | 1.72 | Kitchenette | 6 | General Facility Space Group | 608 | General Facility - Kitchen/Servery/Food Storage |  | Adequate | 326.68 | NO
North Terrace_NT64-254 North Terrace - Masonic Hall_First Floor_118 _ Corr. / Landing | NT-NT64-01-118 | NT64-01-118-Corr. / Landing | North Terrace | NT | NT64 | 254 North Terrace - Masonic Hall | 01 | First Floor | 118 | 99967 | University Vacated | 99939 | Unusable Spaces | 35.26 | Corr. / Landing | 8 | Non Useable Floor Area Space Group | 805 | Non-usable - Circulation space |  | Adequate | 0.00 | NO
North Terrace_NT64-254 North Terrace - Masonic Hall_First Floor_119 _ Office | NT-NT64-01-119 | NT64-01-119-Office | North Terrace | NT | NT64 | 254 North Terrace - Masonic Hall | 01 | First Floor | 119 | 99967 | University Vacated | 99939 | Unusable Spaces | 26.49 | Office | 1 | Office Space Group | 108 | Office - Professional/General Staff |  | Adequate | 4,492.23 | NO
North Terrace_NT64-254 North Terrace - Masonic Hall_First Floor_120 _ Office | NT-NT64-01-120 | NT64-01-120-Office | North Terrace | NT | NT64 | 254 North Terrace - Masonic Hall | 01 | First Floor | 120 | 99967 | University Vacated | 99939 | Unusable Spaces | 26.02 | Office | 1 | Office Space Group | 108 | Office - Professional/General Staff |  | Barely Adequate | 4,236.03 | NO
North Terrace_NT64-254 North Terrace - Masonic Hall_Second Floor_201 _ Foyer | NT-NT64-02-201 | NT64-02-201-Foyer | North Terrace | NT | NT64 | 254 North Terrace - Masonic Hall | 02 | Second Floor | 201 | 99939 | Unusable Spaces | 99939 | Unusable Spaces | 31.35 | Foyer | 8 | Non Useable Floor Area Space Group | 805 | Non-usable - Circulation space |  | Unknown | 0.00 | NO
North Terrace_NT64-254 North Terrace - Masonic Hall_Second Floor_201A _ Breakout | NT-NT64-02-201A | NT64-02-201A-Breakout | North Terrace | NT | NT64 | 254 North Terrace - Masonic Hall | 02 | Second Floor | 201A | 99987 | Vacant - Decant Space | 859 | Infrastructure | 8.8 | Breakout | 1 | Office Space Group | 119 | Informal Work Space |  | Adequate | 1,492.32 | NO
North Terrace_NT64-254 North Terrace - Masonic Hall_Second Floor_201B _ Breakout | NT-NT64-02-201B | NT64-02-201B-Breakout | North Terrace | NT | NT64 | 254 North Terrace - Masonic Hall | 02 | Second Floor | 201B | 99987 | Vacant - Decant Space | 859 | Infrastructure | 8.32 | Breakout | 1 | Office Space Group | 119 | Informal Work Space |  | Adequate | 1,410.92 | NO
North Terrace_NT64-254 North Terrace - Masonic Hall_Second Floor_201C _ Circ. | NT-NT64-02-201C | NT64-02-201C-Circ. | North Terrace | NT | NT64 | 254 North Terrace - Masonic Hall | 02 | Second Floor | 201C | 99939 | Unusable Spaces | 99939 | Unusable Spaces | 30.16 | Circ. | 8 | Non Useable Floor Area Space Group | 805 | Non-usable - Circulation space |  | Unknown | 0.00 | NO
North Terrace_NT64-254 North Terrace - Masonic Hall_Second Floor_201D _ Store | NT-NT64-02-201D | NT64-02-201D-Store | North Terrace | NT | NT64 | 254 North Terrace - Masonic Hall | 02 | Second Floor | 201D | 99987 | Vacant - Decant Space | 859 | Infrastructure | 4.41 | Store | 4 | Ancillary Area Space Group | 419 | Ancillary Area - Store Room - Generic |  | Adequate | 658.11 | NO
North Terrace_NT64-254 North Terrace - Masonic Hall_Second Floor_201E _ Store | NT-NT64-02-201E | NT64-02-201E-Store | North Terrace | NT | NT64 | 254 North Terrace - Masonic Hall | 02 | Second Floor | 201E | 99987 | Vacant - Decant Space | 859 | Infrastructure | 3.53 | Store | 4 | Ancillary Area Space Group | 419 | Ancillary Area - Store Room - Generic |  | Adequate | 526.79 | NO
North Terrace_NT64-254 North Terrace - Masonic Hall_Second Floor_201F _ Circ. | NT-NT64-02-201F | NT64-02-201F-Circ. | North Terrace | NT | NT64 | 254 North Terrace - Masonic Hall | 02 | Second Floor | 201F | 99939 | Unusable Spaces | 99939 | Unusable Spaces | 22.01 | Circ. | 8 | Non Useable Floor Area Space Group | 805 | Non-usable - Circulation space |  | Adequate | 0.00 | NO
North Terrace_NT64-254 North Terrace - Masonic Hall_Second Floor_202 _ Meeting | NT-NT64-02-202 | NT64-02-202-Meeting | North Terrace | NT | NT64 | 254 North Terrace - Masonic Hall | 02 | Second Floor | 202 | 99987 | Vacant - Decant Space | 859 | Infrastructure | 13.84 | Meeting | 6 | General Facility Space Group | 601 | General Facility - Committee/Conference/Meeting room |  | Adequate | 2,628.66 | NO
North Terrace_NT64-254 North Terrace - Masonic Hall_Second Floor_203 _ Breakout | NT-NT64-02-203 | NT64-02-203-Breakout | North Terrace | NT | NT64 | 254 North Terrace - Masonic Hall | 02 | Second Floor | 203 | 99987 | Vacant - Decant Space | 859 | Infrastructure | 7.84 | Breakout | 1 | Office Space Group | 119 | Informal Work Space |  | Adequate | 1,329.52 | NO
North Terrace_NT64-254 North Terrace - Masonic Hall_Second Floor_203A _ Circ. | NT-NT64-02-203A | NT64-02-203A-Circ. | North Terrace | NT | NT64 | 254 North Terrace - Masonic Hall | 02 | Second Floor | 203A | 99939 | Unusable Spaces | 99939 | Unusable Spaces | 7.55 | Circ. | 8 | Non Useable Floor Area Space Group | 805 | Non-usable - Circulation space |  | Adequate | 0.00 | NO
North Terrace_NT64-254 North Terrace - Masonic Hall_Second Floor_204 _ Open Plan - circ | NT-NT64-02-204 | NT64-02-204-Open Plan - circ | North Terrace | NT | NT64 | 254 North Terrace - Masonic Hall | 02 | Second Floor | 204 | 99987 | Vacant - Decant Space | 859 | Infrastructure | 53.77 | Open Plan - circ | 1 | Office Space Group | 100 | Office - Specific type not defined |  | Adequate | 9,118.43 | NO
North Terrace_NT64-254 North Terrace - Masonic Hall_Second Floor_204A _ Meeting - Open Plan | NT-NT64-02-204A | NT64-02-204A-Meeting - Open Plan | North Terrace | NT | NT64 | 254 North Terrace - Masonic Hall | 02 | Second Floor | 204A | 99987 | Vacant - Decant Space | 859 | Infrastructure | 5.99 | Meeting - Open Plan | 6 | General Facility Space Group | 601 | General Facility - Committee/Conference/Meeting room |  | Adequate | 1,137.69 | NO
North Terrace_NT64-254 North Terrace - Masonic Hall_Second Floor_204B _ Open Plan - circ | NT-NT64-02-204B | NT64-02-204B-Open Plan - circ | North Terrace | NT | NT64 | 254 North Terrace - Masonic Hall | 02 | Second Floor | 204B | 99939 | Unusable Spaces | 99939 | Unusable Spaces | 26.16 | Open Plan - circ | 1 | Office Space Group | 100 | Office - Specific type not defined |  | Adequate | 4,436.27 | NO
North Terrace_NT64-254 North Terrace - Masonic Hall_Second Floor_204E _ Open Plan - circ | NT-NT64-02-204E | NT64-02-204E-Open Plan - circ | North Terrace | NT | NT64 | 254 North Terrace - Masonic Hall | 02 | Second Floor | 204E | 99939 | Unusable Spaces | 99939 | Unusable Spaces | 13.54 | Open Plan - circ | 1 | Office Space Group | 100 | Office - Specific type not defined |  | Adequate | 2,296.14 | NO
North Terrace_NT64-254 North Terrace - Masonic Hall_Second Floor_205 _ Kitchen | NT-NT64-02-205 | NT64-02-205-Kitchen | North Terrace | NT | NT64 | 254 North Terrace - Masonic Hall | 02 | Second Floor | 205 | 99987 | Vacant - Decant Space | 859 | Infrastructure | 11.6 | Kitchen | 6 | General Facility Space Group | 608 | General Facility - Kitchen/Servery/Food Storage |  | Adequate | 2,203.21 | NO
North Terrace_NT64-254 North Terrace - Masonic Hall_Second Floor_206 _ Quiet Room 1 | NT-NT64-02-206 | NT64-02-206-Quiet Room 1 | North Terrace | NT | NT64 | 254 North Terrace - Masonic Hall | 02 | Second Floor | 206 | 99987 | Vacant - Decant Space | 859 | Infrastructure | 7.67 | Quiet Room 1 | 1 | Office Space Group | 119 | Informal Work Space |  | Adequate | 1,300.70 | NO
North Terrace_NT64-254 North Terrace - Masonic Hall_Second Floor_207 _ Plantroom | NT-NT64-02-207 | NT64-02-207-Plantroom | North Terrace | NT | NT64 | 254 North Terrace - Masonic Hall | 02 | Second Floor | 207 | 99939 | Unusable Spaces | 99939 | Unusable Spaces | 9.26 | Plantroom | 8 | Non Useable Floor Area Space Group | 811 | Non-usable - Plant room other |  | Unknown | 0.00 | NO
North Terrace_NT64-254 North Terrace - Masonic Hall_Second Floor_208 _ Utility / Store | NT-NT64-02-208 | NT64-02-208-Utility / Store | North Terrace | NT | NT64 | 254 North Terrace - Masonic Hall | 02 | Second Floor | 208 | 99987 | Vacant - Decant Space | 859 | Infrastructure | 7.28 | Utility / Store | 4 | Ancillary Area Space Group | 419 | Ancillary Area - Store Room - Generic |  | Adequate | 1,086.41 | NO
North Terrace_NT64-254 North Terrace - Masonic Hall_Second Floor_209 _ Office 2 | NT-NT64-02-209 | NT64-02-209-Office 2 | North Terrace | NT | NT64 | 254 North Terrace - Masonic Hall | 02 | Second Floor | 209 | 99987 | Vacant - Decant Space | 859 | Infrastructure | 14.37 | Office 2 | 1 | Office Space Group | 108 | Office - Professional/General Staff |  | Adequate | 2,436.90 | NO
North Terrace_NT64-254 North Terrace - Masonic Hall_Second Floor_210 _ Meeting | NT-NT64-02-210 | NT64-02-210-Meeting | North Terrace | NT | NT64 | 254 North Terrace - Masonic Hall | 02 | Second Floor | 210 | 99987 | Vacant - Decant Space | 859 | Infrastructure | 13.27 | Meeting | 6 | General Facility Space Group | 601 | General Facility - Committee/Conference/Meeting room |  | Adequate | 2,520.40 | NO
North Terrace_NT64-254 North Terrace - Masonic Hall_Second Floor_211 _ Plantroom | NT-NT64-02-211 | NT64-02-211-Plantroom | North Terrace | NT | NT64 | 254 North Terrace - Masonic Hall | 02 | Second Floor | 211 | 99939 | Unusable Spaces | 99939 | Unusable Spaces | 14.88 | Plantroom | 8 | Non Useable Floor Area Space Group | 810 | Non-usable - Mechanical plant room |  | Unknown | 0.00 | NO
North Terrace_NT64-254 North Terrace - Masonic Hall_Second Floor_212 _ Comms | NT-NT64-02-212 | NT64-02-212-Comms | North Terrace | NT | NT64 | 254 North Terrace - Masonic Hall | 02 | Second Floor | 212 | 99987 | Vacant - Decant Space | 859 | Infrastructure | 7.72 | Comms | 8 | Non Useable Floor Area Space Group | 812 | Non-usable - Comms/network system/Telephone/PABX |  | Adequate | 0.00 | NO
North Terrace_NT64-254 North Terrace - Masonic Hall_Second Floor_213 _ Plantroom | NT-NT64-02-213 | NT64-02-213-Plantroom | North Terrace | NT | NT64 | 254 North Terrace - Masonic Hall | 02 | Second Floor | 213 | 99939 | Unusable Spaces | 99939 | Unusable Spaces | 8.82 | Plantroom | 8 | Non Useable Floor Area Space Group | 811 | Non-usable - Plant room other |  | Unknown | 0.00 | NO
North Terrace_NT64-254 North Terrace - Masonic Hall_Second Floor_214 _ Training Room | NT-NT64-02-214 | NT64-02-214-Training Room | North Terrace | NT | NT64 | 254 North Terrace - Masonic Hall | 02 | Second Floor | 214 | 99987 | Vacant - Decant Space | 859 | Infrastructure | 13.69 | Training Room | 6 | General Facility Space Group | 601 | General Facility - Committee/Conference/Meeting room |  | Adequate | 2,600.17 | NO
North Terrace_NT64-254 North Terrace - Masonic Hall_Second Floor_214A _ Store Room | NT-NT64-02-214A | NT64-02-214A-Store Room | North Terrace | NT | NT64 | 254 North Terrace - Masonic Hall | 02 | Second Floor | 214A | 99987 | Vacant - Decant Space | 859 | Infrastructure | 8.2 | Store Room | 4 | Ancillary Area Space Group | 419 | Ancillary Area - Store Room - Generic |  | Adequate | 1,223.70 | NO
North Terrace_NT64-254 North Terrace - Masonic Hall_Second Floor_215 _ W/C | NT-NT64-02-215 | NT64-02-215-W/C | North Terrace | NT | NT64 | 254 North Terrace - Masonic Hall | 02 | Second Floor | 215 | 99939 | Unusable Spaces | 99939 | Unusable Spaces | 10.38 | W/C | 8 | Non Useable Floor Area Space Group | 822 | Non-usable - Toilets/Amenities - Unisex |  | Unknown | 0.00 | NO
North Terrace_NT64-254 North Terrace - Masonic Hall_Second Floor_215A _ A/L | NT-NT64-02-215A | NT64-02-215A-A/L | North Terrace | NT | NT64 | 254 North Terrace - Masonic Hall | 02 | Second Floor | 215A | 99939 | Unusable Spaces | 99939 | Unusable Spaces | 1.7 | A/L | 8 | Non Useable Floor Area Space Group | 822 | Non-usable - Toilets/Amenities - Unisex |  | Unknown | 0.00 | NO
North Terrace_NT64-254 North Terrace - Masonic Hall_Second Floor_216 _ W/C | NT-NT64-02-216 | NT64-02-216-W/C | North Terrace | NT | NT64 | 254 North Terrace - Masonic Hall | 02 | Second Floor | 216 | 99939 | Unusable Spaces | 99939 | Unusable Spaces | 16.96 | W/C | 8 | Non Useable Floor Area Space Group | 822 | Non-usable - Toilets/Amenities - Unisex |  | Unknown | 0.00 | NO
North Terrace_NT64-254 North Terrace - Masonic Hall_Second Floor_216A _ A/L | NT-NT64-02-216A | NT64-02-216A-A/L | North Terrace | NT | NT64 | 254 North Terrace - Masonic Hall | 02 | Second Floor | 216A | 99939 | Unusable Spaces | 99939 | Unusable Spaces | 1.86 | A/L | 8 | Non Useable Floor Area Space Group | 822 | Non-usable - Toilets/Amenities - Unisex |  | Unknown | 0.00 | NO
North Terrace_NT64-254 North Terrace - Masonic Hall_Second Floor_217 _ WC - Access | NT-NT64-02-217 | NT64-02-217-WC - Access | North Terrace | NT | NT64 | 254 North Terrace - Masonic Hall | 02 | Second Floor | 217 | 99939 | Unusable Spaces | 99939 | Unusable Spaces | 4.63 | WC - Access | 8 | Non Useable Floor Area Space Group | 818 | Non-usable - Toilets/Amenities - Unisex Accessible |  | Adequate | 0.00 | NO
North Terrace_NT64-254 North Terrace - Masonic Hall_Second Floor_218 _ Meeting - Open Plan | NT-NT64-02-218 | NT64-02-218-Meeting - Open Plan | North Terrace | NT | NT64 | 254 North Terrace - Masonic Hall | 02 | Second Floor | 218 | 99987 | Vacant - Decant Space | 859 | Infrastructure | 48.66 | Meeting - Open Plan | 6 | General Facility Space Group | 601 | General Facility - Committee/Conference/Meeting room |  | Adequate | 9,242.09 | NO
North Terrace_NT64-254 North Terrace - Masonic Hall_Second Floor_WS204.01 _ Workstation | NT-NT64-02-WS204.01 | NT64-02-WS204.01-Workstation | North Terrace | NT | NT64 | 254 North Terrace - Masonic Hall | 02 | Second Floor | WS204.01 | 99987 | Vacant - Decant Space | 859 | Infrastructure | 5.09 | Workstation | 1 | Office Space Group | 116 | Open Plan - Professional/General Staff |  | Adequate | 863.17 | NO
North Terrace_NT64-254 North Terrace - Masonic Hall_Second Floor_WS204.02 _ Workstation | NT-NT64-02-WS204.02 | NT64-02-WS204.02-Workstation | North Terrace | NT | NT64 | 254 North Terrace - Masonic Hall | 02 | Second Floor | WS204.02 | 99987 | Vacant - Decant Space | 859 | Infrastructure | 4.63 | Workstation | 1 | Office Space Group | 116 | Open Plan - Professional/General Staff |  | Adequate | 785.17 | NO
North Terrace_NT64-254 North Terrace - Masonic Hall_Second Floor_WS204.03 _ Workstation | NT-NT64-02-WS204.03 | NT64-02-WS204.03-Workstation | North Terrace | NT | NT64 | 254 North Terrace - Masonic Hall | 02 | Second Floor | WS204.03 | 99987 | Vacant - Decant Space | 859 | Infrastructure | 4.68 | Workstation | 1 | Office Space Group | 116 | Open Plan - Professional/General Staff |  | Adequate | 793.64 | NO
North Terrace_NT64-254 North Terrace - Masonic Hall_Second Floor_WS204.04 _ Workstation | NT-NT64-02-WS204.04 | NT64-02-WS204.04-Workstation | North Terrace | NT | NT64 | 254 North Terrace - Masonic Hall | 02 | Second Floor | WS204.04 | 99987 | Vacant - Decant Space | 859 | Infrastructure | 3.16 | Workstation | 1 | Office Space Group | 116 | Open Plan - Professional/General Staff |  | Adequate | 535.88 | NO
North Terrace_NT64-254 North Terrace - Masonic Hall_Second Floor_WS204.05 _ Workstation | NT-NT64-02-WS204.05 | NT64-02-WS204.05-Workstation | North Terrace | NT | NT64 | 254 North Terrace - Masonic Hall | 02 | Second Floor | WS204.05 | 99987 | Vacant - Decant Space | 859 | Infrastructure | 3.16 | Workstation | 1 | Office Space Group | 116 | Open Plan - Professional/General Staff |  | Adequate | 535.88 | NO
North Terrace_NT64-254 North Terrace - Masonic Hall_Second Floor_WS204.06 _ Workstation | NT-NT64-02-WS204.06 | NT64-02-WS204.06-Workstation | North Terrace | NT | NT64 | 254 North Terrace - Masonic Hall | 02 | Second Floor | WS204.06 | 99987 | Vacant - Decant Space | 859 | Infrastructure | 3.16 | Workstation | 1 | Office Space Group | 116 | Open Plan - Professional/General Staff |  | Adequate | 535.88 | NO
North Terrace_NT64-254 North Terrace - Masonic Hall_Second Floor_WS204.07 _ Workstation | NT-NT64-02-WS204.07 | NT64-02-WS204.07-Workstation | North Terrace | NT | NT64 | 254 North Terrace - Masonic Hall | 02 | Second Floor | WS204.07 | 99987 | Vacant - Decant Space | 859 | Infrastructure | 3.16 | Workstation | 1 | Office Space Group | 116 | Open Plan - Professional/General Staff |  | Adequate | 535.88 | NO
North Terrace_NT64-254 North Terrace - Masonic Hall_Second Floor_WS204.08 _ Workstation | NT-NT64-02-WS204.08 | NT64-02-WS204.08-Workstation | North Terrace | NT | NT64 | 254 North Terrace - Masonic Hall | 02 | Second Floor | WS204.08 | 99987 | Vacant - Decant Space | 859 | Infrastructure | 3.16 | Workstation | 1 | Office Space Group | 116 | Open Plan - Professional/General Staff |  | Adequate | 535.88 | NO
North Terrace_NT64-254 North Terrace - Masonic Hall_Second Floor_WS204.09 _ Workstation | NT-NT64-02-WS204.09 | NT64-02-WS204.09-Workstation | North Terrace | NT | NT64 | 254 North Terrace - Masonic Hall | 02 | Second Floor | WS204.09 | 99987 | Vacant - Decant Space | 859 | Infrastructure | 3.16 | Workstation | 1 | Office Space Group | 116 | Open Plan - Professional/General Staff |  | Adequate | 535.88 | NO
North Terrace_NT64-254 North Terrace - Masonic Hall_Second Floor_WS204.10 _ Workstation | NT-NT64-02-WS204.10 | NT64-02-WS204.10-Workstation | North Terrace | NT | NT64 | 254 North Terrace - Masonic Hall | 02 | Second Floor | WS204.10 | 99987 | Vacant - Decant Space | 859 | Infrastructure | 3.16 | Workstation | 1 | Office Space Group | 116 | Open Plan - Professional/General Staff |  | Adequate | 535.88 | NO
North Terrace_NT64-254 North Terrace - Masonic Hall_Second Floor_WS204.11 _ Workstation | NT-NT64-02-WS204.11 | NT64-02-WS204.11-Workstation | North Terrace | NT | NT64 | 254 North Terrace - Masonic Hall | 02 | Second Floor | WS204.11 | 99987 | Vacant - Decant Space | 859 | Infrastructure | 3.16 | Workstation | 1 | Office Space Group | 116 | Open Plan - Professional/General Staff |  | Adequate | 535.88 | NO
North Terrace_NT64-254 North Terrace - Masonic Hall_Second Floor_WS204.12 _ Workstation | NT-NT64-02-WS204.12 | NT64-02-WS204.12-Workstation | North Terrace | NT | NT64 | 254 North Terrace - Masonic Hall | 02 | Second Floor | WS204.12 | 99987 | Vacant - Decant Space | 859 | Infrastructure | 3.16 | Workstation | 1 | Office Space Group | 116 | Open Plan - Professional/General Staff |  | Adequate | 535.88 | NO
North Terrace_NT64-254 North Terrace - Masonic Hall_Second Floor_WS204.13 _ Workstation | NT-NT64-02-WS204.13 | NT64-02-WS204.13-Workstation | North Terrace | NT | NT64 | 254 North Terrace - Masonic Hall | 02 | Second Floor | WS204.13 | 99987 | Vacant - Decant Space | 859 | Infrastructure | 3.16 | Workstation | 1 | Office Space Group | 116 | Open Plan - Professional/General Staff |  | Adequate | 535.88 | NO
North Terrace_NT64-254 North Terrace - Masonic Hall_Second Floor_WS204.14 _ Workstation | NT-NT64-02-WS204.14 | NT64-02-WS204.14-Workstation | North Terrace | NT | NT64 | 254 North Terrace - Masonic Hall | 02 | Second Floor | WS204.14 | 99987 | Vacant - Decant Space | 859 | Infrastructure | 3.16 | Workstation | 1 | Office Space Group | 116 | Open Plan - Professional/General Staff |  | Adequate | 535.88 | NO
North Terrace_NT64-254 North Terrace - Masonic Hall_Second Floor_WS204.15 _ Workstation | NT-NT64-02-WS204.15 | NT64-02-WS204.15-Workstation | North Terrace | NT | NT64 | 254 North Terrace - Masonic Hall | 02 | Second Floor | WS204.15 | 99987 | Vacant - Decant Space | 859 | Infrastructure | 3.16 | Workstation | 1 | Office Space Group | 116 | Open Plan - Professional/General Staff |  | Adequate | 535.88 | NO
North Terrace_NT64-254 North Terrace - Masonic Hall_Second Floor_WS204.16 _ Workstation | NT-NT64-02-WS204.16 | NT64-02-WS204.16-Workstation | North Terrace | NT | NT64 | 254 North Terrace - Masonic Hall | 02 | Second Floor | WS204.16 | 99987 | Vacant - Decant Space | 859 | Infrastructure | 4.87 | Workstation | 1 | Office Space Group | 116 | Open Plan - Professional/General Staff |  | Adequate | 825.87 | NO
North Terrace_NT64-254 North Terrace - Masonic Hall_Second Floor_WS204.17 _ Workstation | NT-NT64-02-WS204.17 | NT64-02-WS204.17-Workstation | North Terrace | NT | NT64 | 254 North Terrace - Masonic Hall | 02 | Second Floor | WS204.17 | 99987 | Vacant - Decant Space | 859 | Infrastructure | 4.42 | Workstation | 1 | Office Space Group | 116 | Open Plan - Professional/General Staff |  | Adequate | 749.55 | NO
North Terrace_NT64-254 North Terrace - Masonic Hall_Second Floor_WS204.18 _ Workstation | NT-NT64-02-WS204.18 | NT64-02-WS204.18-Workstation | North Terrace | NT | NT64 | 254 North Terrace - Masonic Hall | 02 | Second Floor | WS204.18 | 99987 | Vacant - Decant Space | 859 | Infrastructure | 4.81 | Workstation | 1 | Office Space Group | 116 | Open Plan - Professional/General Staff |  | Adequate | 815.69 | NO
North Terrace_NT64-254 North Terrace - Masonic Hall_Second Floor_WS204.19 _ Workstation | NT-NT64-02-WS204.19 | NT64-02-WS204.19-Workstation | North Terrace | NT | NT64 | 254 North Terrace - Masonic Hall | 02 | Second Floor | WS204.19 | 99987 | Vacant - Decant Space | 859 | Infrastructure | 7.24 | Workstation | 1 | Office Space Group | 116 | Open Plan - Professional/General Staff |  | Adequate | 1,227.77 | NO
North Terrace_NT64-254 North Terrace - Masonic Hall_Second Floor_WS204.20 _ Workstation | NT-NT64-02-WS204.20 | NT64-02-WS204.20-Workstation | North Terrace | NT | NT64 | 254 North Terrace - Masonic Hall | 02 | Second Floor | WS204.20 | 99987 | Vacant - Decant Space | 859 | Infrastructure | 4.82 | Workstation | 1 | Office Space Group | 116 | Open Plan - Professional/General Staff |  | Adequate | 817.39 | NO
North Terrace_NT64-254 North Terrace - Masonic Hall_Second Floor_WS204.21 _ Workstation | NT-NT64-02-WS204.21 | NT64-02-WS204.21-Workstation | North Terrace | NT | NT64 | 254 North Terrace - Masonic Hall | 02 | Second Floor | WS204.21 | 99987 | Vacant - Decant Space | 859 | Infrastructure | 4.75 | Workstation | 1 | Office Space Group | 116 | Open Plan - Professional/General Staff |  | Adequate | 805.52 | NO
North Terrace_NT64-254 North Terrace - Masonic Hall_Second Floor_WS204.22 _ Workstation | NT-NT64-02-WS204.22 | NT64-02-WS204.22-Workstation | North Terrace | NT | NT64 | 254 North Terrace - Masonic Hall | 02 | Second Floor | WS204.22 | 99987 | Vacant - Decant Space | 859 | Infrastructure | 4.82 | Workstation | 1 | Office Space Group | 116 | Open Plan - Professional/General Staff |  | Adequate | 817.39 | NO
North Terrace_NT64-254 North Terrace - Masonic Hall_Second Floor_WS204.23 _ Workstation | NT-NT64-02-WS204.23 | NT64-02-WS204.23-Workstation | North Terrace | NT | NT64 | 254 North Terrace - Masonic Hall | 02 | Second Floor | WS204.23 | 99987 | Vacant - Decant Space | 859 | Infrastructure | 4.32 | Workstation | 1 | Office Space Group | 116 | Open Plan - Professional/General Staff |  | Adequate | 732.59 | NO
North Terrace_NT64-254 North Terrace - Masonic Hall_Second Floor_WS204.24 _ Workstation | NT-NT64-02-WS204.24 | NT64-02-WS204.24-Workstation | North Terrace | NT | NT64 | 254 North Terrace - Masonic Hall | 02 | Second Floor | WS204.24 | 99987 | Vacant - Decant Space | 859 | Infrastructure | 4.32 | Workstation | 1 | Office Space Group | 116 | Open Plan - Professional/General Staff |  | Adequate | 732.59 | NO
North Terrace_NT64-254 North Terrace - Masonic Hall_Second Floor_WS204.25 _ Workstation | NT-NT64-02-WS204.25 | NT64-02-WS204.25-Workstation | North Terrace | NT | NT64 | 254 North Terrace - Masonic Hall | 02 | Second Floor | WS204.25 | 99987 | Vacant - Decant Space | 859 | Infrastructure | 4.32 | Workstation | 1 | Office Space Group | 116 | Open Plan - Professional/General Staff |  | Adequate | 732.59 | NO
North Terrace_NT64-254 North Terrace - Masonic Hall_Second Floor_WS204.26 _ Workstation | NT-NT64-02-WS204.26 | NT64-02-WS204.26-Workstation | North Terrace | NT | NT64 | 254 North Terrace - Masonic Hall | 02 | Second Floor | WS204.26 | 99987 | Vacant - Decant Space | 859 | Infrastructure | 6.49 | Workstation | 1 | Office Space Group | 116 | Open Plan - Professional/General Staff |  | Adequate | 1,100.59 | NO
North Terrace_NT64-254 North Terrace - Masonic Hall_Second Floor_WS204.27 _ Workstation | NT-NT64-02-WS204.27 | NT64-02-WS204.27-Workstation | North Terrace | NT | NT64 | 254 North Terrace - Masonic Hall | 02 | Second Floor | WS204.27 | 99987 | Vacant - Decant Space | 859 | Infrastructure | 4.37 | Workstation | 1 | Office Space Group | 116 | Open Plan - Professional/General Staff |  | Adequate | 741.07 | NO
North Terrace_NT64-254 North Terrace - Masonic Hall_Second Floor_WS204.28 _ Workstation | NT-NT64-02-WS204.28 | NT64-02-WS204.28-Workstation | North Terrace | NT | NT64 | 254 North Terrace - Masonic Hall | 02 | Second Floor | WS204.28 | 99987 | Vacant - Decant Space | 859 | Infrastructure | 4.42 | Workstation | 1 | Office Space Group | 116 | Open Plan - Professional/General Staff |  | Adequate | 749.55 | NO
North Terrace_NT64-254 North Terrace - Masonic Hall_Second Floor_WS204.29 _ Workstation | NT-NT64-02-WS204.29 | NT64-02-WS204.29-Workstation | North Terrace | NT | NT64 | 254 North Terrace - Masonic Hall | 02 | Second Floor | WS204.29 | 99987 | Vacant - Decant Space | 859 | Infrastructure | 4.42 | Workstation | 1 | Office Space Group | 116 | Open Plan - Professional/General Staff |  | Adequate | 749.55 | NO
North Terrace_NT64-254 North Terrace - Masonic Hall_Second Floor_WS204.30 _ Workstation | NT-NT64-02-WS204.30 | NT64-02-WS204.30-Workstation | North Terrace | NT | NT64 | 254 North Terrace - Masonic Hall | 02 | Second Floor | WS204.30 | 99987 | Vacant - Decant Space | 859 | Infrastructure | 4.42 | Workstation | 1 | Office Space Group | 116 | Open Plan - Professional/General Staff |  | Adequate | 749.55 | NO
North Terrace_NT64-254 North Terrace - Masonic Hall_Second Floor_WS204.31 _ Workstation | NT-NT64-02-WS204.31 | NT64-02-WS204.31-Workstation | North Terrace | NT | NT64 | 254 North Terrace - Masonic Hall | 02 | Second Floor | WS204.31 | 99987 | Vacant - Decant Space | 859 | Infrastructure | 4.39 | Workstation | 1 | Office Space Group | 116 | Open Plan - Professional/General Staff |  | Adequate | 744.47 | NO
North Terrace_NT64-254 North Terrace - Masonic Hall_Second Floor_WS204.32 _ Workstation | NT-NT64-02-WS204.32 | NT64-02-WS204.32-Workstation | North Terrace | NT | NT64 | 254 North Terrace - Masonic Hall | 02 | Second Floor | WS204.32 | 99987 | Vacant - Decant Space | 859 | Infrastructure | 4.43 | Workstation | 1 | Office Space Group | 116 | Open Plan - Professional/General Staff |  | Adequate | 751.25 | NO
North Terrace_NT64-254 North Terrace - Masonic Hall_Second Floor_WS204.33 _ Workstation | NT-NT64-02-WS204.33 | NT64-02-WS204.33-Workstation | North Terrace | NT | NT64 | 254 North Terrace - Masonic Hall | 02 | Second Floor | WS204.33 | 99987 | Vacant - Decant Space | 859 | Infrastructure | 4.42 | Workstation | 1 | Office Space Group | 116 | Open Plan - Professional/General Staff |  | Adequate | 749.55 | NO
North Terrace_NT64-254 North Terrace - Masonic Hall_Second Floor_WS204.34 _ Workstation | NT-NT64-02-WS204.34 | NT64-02-WS204.34-Workstation | North Terrace | NT | NT64 | 254 North Terrace - Masonic Hall | 02 | Second Floor | WS204.34 | 99987 | Vacant - Decant Space | 859 | Infrastructure | 4.38 | Workstation | 1 | Office Space Group | 116 | Open Plan - Professional/General Staff |  | Adequate | 742.77 | NO
North Terrace_NT64-254 North Terrace - Masonic Hall_Second Floor_WS204.35 _ Workstation | NT-NT64-02-WS204.35 | NT64-02-WS204.35-Workstation | North Terrace | NT | NT64 | 254 North Terrace - Masonic Hall | 02 | Second Floor | WS204.35 | 99987 | Vacant - Decant Space | 859 | Infrastructure | 4.43 | Workstation | 1 | Office Space Group | 116 | Open Plan - Professional/General Staff |  | Adequate | 751.25 | NO
North Terrace_NT64-254 North Terrace - Masonic Hall_Second Floor_WS204.36 _ Workstation | NT-NT64-02-WS204.36 | NT64-02-WS204.36-Workstation | North Terrace | NT | NT64 | 254 North Terrace - Masonic Hall | 02 | Second Floor | WS204.36 | 99987 | Vacant - Decant Space | 859 | Infrastructure | 4.62 | Workstation | 1 | Office Space Group | 116 | Open Plan - Professional/General Staff |  | Adequate | 783.47 | NO
North Terrace_NT64-254 North Terrace - Masonic Hall_Second Floor_WS204.37 _ Workstation | NT-NT64-02-WS204.37 | NT64-02-WS204.37-Workstation | North Terrace | NT | NT64 | 254 North Terrace - Masonic Hall | 02 | Second Floor | WS204.37 | 99987 | Vacant - Decant Space | 859 | Infrastructure | 4.85 | Workstation | 1 | Office Space Group | 116 | Open Plan - Professional/General Staff |  | Adequate | 822.47 | NO
North Terrace_NT64-254 North Terrace - Masonic Hall_Second Floor_WS204.38 _ Workstation | NT-NT64-02-WS204.38 | NT64-02-WS204.38-Workstation | North Terrace | NT | NT64 | 254 North Terrace - Masonic Hall | 02 | Second Floor | WS204.38 | 99987 | Vacant - Decant Space | 859 | Infrastructure | 3.33 | Workstation | 1 | Office Space Group | 116 | Open Plan - Professional/General Staff |  | Adequate | 564.71 | NO
North Terrace_NT64-254 North Terrace - Masonic Hall_Second Floor_WS204.39 _ Reception | NT-NT64-02-WS204.39 | NT64-02-WS204.39-Reception | North Terrace | NT | NT64 | 254 North Terrace - Masonic Hall | 02 | Second Floor | WS204.39 | 99987 | Vacant - Decant Space | 859 | Infrastructure | 6.95 | Reception | 1 | Office Space Group | 118 | Open Plan - Reception Area |  | Adequate | 1,178.60 | NO
North Terrace_NT64-254 North Terrace - Masonic Hall_Basement_B01 _ Entry | NT-NT64-BA-B01 | NT64-BA-B01-Entry | North Terrace | NT | NT64 | 254 North Terrace - Masonic Hall | BA | Basement | B01 | 99939 | Unusable Spaces | 99939 | Unusable Spaces | 56.75 | Entry | 8 | Non Useable Floor Area Space Group | 805 | Non-usable - Circulation space |  | Unknown | 0.00 | NO
North Terrace_NT64-254 North Terrace - Masonic Hall_Basement_B02 _ "Chandelier East" | NT-NT64-BA-B02 | NT64-BA-B02-"Chandelier East" | North Terrace | NT | NT64 | 254 North Terrace - Masonic Hall | BA | Basement | B02 | 99967 | University Vacated | 99939 | Unusable Spaces | 191.08 | "Chandelier East" | 2 | Teaching Space Group | 204 | Lecture/Seminar/Tutorial (>70 seats) Flat Floor |  | Barely Adequate | 37,951.28 | NO
North Terrace_NT64-254 North Terrace - Masonic Hall_Basement_B03 _ "Chandelier West" | NT-NT64-BA-B03 | NT64-BA-B03-"Chandelier West" | North Terrace | NT | NT64 | 254 North Terrace - Masonic Hall | BA | Basement | B03 | 99967 | University Vacated | 99939 | Unusable Spaces | 134.85 | "Chandelier West" | 2 | Teaching Space Group | 204 | Lecture/Seminar/Tutorial (>70 seats) Flat Floor |  | Barely Adequate | 26,783.18 | NO
North Terrace_NT64-254 North Terrace - Masonic Hall_Ground Floor_G02 _ Office - Centre for Men's Health | NT-NT64-GN-G02 | NT64-GN-G02-Office - Centre for Men's Health | North Terrace | NT | NT64 | 254 North Terrace - Masonic Hall | GN | Ground Floor | G02 | 99967 | University Vacated | 99939 | Unusable Spaces | 70 | Office - Centre for Men's Health | 1 | Office Space Group | 101 | Office - Academic Staff |  | Adequate | 11,870.75 | NO
North Terrace_NT64-254 North Terrace - Masonic Hall_Ground Floor_G09 _ WC - M | NT-NT64-GN-G09 | NT64-GN-G09-WC - M | North Terrace | NT | NT64 | 254 North Terrace - Masonic Hall | GN | Ground Floor | G09 | 99939 | Unusable Spaces | 99939 | Unusable Spaces | 12.88 | WC - M | 8 | Non Useable Floor Area Space Group | 821 | Non-usable - Toilets/Amenities - Male |  | Unknown | 0.00 | NO
North Terrace_NT64-254 North Terrace - Masonic Hall_Ground Floor_G09A _ A/L | NT-NT64-GN-G09A | NT64-GN-G09A-A/L | North Terrace | NT | NT64 | 254 North Terrace - Masonic Hall | GN | Ground Floor | G09A | 99939 | Unusable Spaces | 99939 | Unusable Spaces | 1.87 | A/L | 8 | Non Useable Floor Area Space Group | 822 | Non-usable - Toilets/Amenities - Unisex |  | Unknown | 0.00 | NO
North Terrace_NT64-254 North Terrace - Masonic Hall_Ground Floor_G09B _ WC - M | NT-NT64-GN-G09B | NT64-GN-G09B-WC - M | North Terrace | NT | NT64 | 254 North Terrace - Masonic Hall | GN | Ground Floor | G09B | 99939 | Unusable Spaces | 99939 | Unusable Spaces | 7.29 | WC - M | 8 | Non Useable Floor Area Space Group | 821 | Non-usable - Toilets/Amenities - Male |  | Unknown | 0.00 | NO
North Terrace_NT64-254 North Terrace - Masonic Hall_Ground Floor_G09C _ WC - M | NT-NT64-GN-G09C | NT64-GN-G09C-WC - M | North Terrace | NT | NT64 | 254 North Terrace - Masonic Hall | GN | Ground Floor | G09C | 99939 | Unusable Spaces | 99939 | Unusable Spaces | 1.64 | WC - M | 8 | Non Useable Floor Area Space Group | 821 | Non-usable - Toilets/Amenities - Male |  | Unknown | 0.00 | NO
North Terrace_NT64-254 North Terrace - Masonic Hall_Ground Floor_G09D _ WC - M | NT-NT64-GN-G09D | NT64-GN-G09D-WC - M | North Terrace | NT | NT64 | 254 North Terrace - Masonic Hall | GN | Ground Floor | G09D | 99939 | Unusable Spaces | 99939 | Unusable Spaces | 1.71 | WC - M | 8 | Non Useable Floor Area Space Group | 821 | Non-usable - Toilets/Amenities - Male |  | Unknown | 0.00 | NO
North Terrace_NT64-254 North Terrace - Masonic Hall_Ground Floor_G18 _ A/L | NT-NT64-GN-G18 | NT64-GN-G18-A/L | North Terrace | NT | NT64 | 254 North Terrace - Masonic Hall | GN | Ground Floor | G18 | 99939 | Unusable Spaces | 99939 | Unusable Spaces | 5.68 | A/L | 8 | Non Useable Floor Area Space Group | 822 | Non-usable - Toilets/Amenities - Unisex |  | Unknown | 0.00 | NO
North Terrace_NT64-254 North Terrace - Masonic Hall_Ground Floor_G18A _ WC - F | NT-NT64-GN-G18A | NT64-GN-G18A-WC - F | North Terrace | NT | NT64 | 254 North Terrace - Masonic Hall | GN | Ground Floor | G18A | 99939 | Unusable Spaces | 99939 | Unusable Spaces | 8.91 | WC - F | 8 | Non Useable Floor Area Space Group | 820 | Non-usable - Toilets/Amenities - Female |  | Unknown | 0.00 | NO
North Terrace_NT64-254 North Terrace - Masonic Hall_Ground Floor_G18B _ WC - F | NT-NT64-GN-G18B | NT64-GN-G18B-WC - F | North Terrace | NT | NT64 | 254 North Terrace - Masonic Hall | GN | Ground Floor | G18B | 99939 | Unusable Spaces | 99939 | Unusable Spaces | 5.47 | WC - F | 8 | Non Useable Floor Area Space Group | 820 | Non-usable - Toilets/Amenities - Female |  | Unknown | 0.00 | NO
North Terrace_NT64-254 North Terrace - Masonic Hall_Ground Floor_G18C _ WC - F | NT-NT64-GN-G18C | NT64-GN-G18C-WC - F | North Terrace | NT | NT64 | 254 North Terrace - Masonic Hall | GN | Ground Floor | G18C | 99939 | Unusable Spaces | 99939 | Unusable Spaces | 1.31 | WC - F | 8 | Non Useable Floor Area Space Group | 820 | Non-usable - Toilets/Amenities - Female |  | Unknown | 0.00 | NO
North Terrace_NT64-254 North Terrace - Masonic Hall_Ground Floor_G18D _ WC - F | NT-NT64-GN-G18D | NT64-GN-G18D-WC - F | North Terrace | NT | NT64 | 254 North Terrace - Masonic Hall | GN | Ground Floor | G18D | 99939 | Unusable Spaces | 99939 | Unusable Spaces | 1.18 | WC - F | 8 | Non Useable Floor Area Space Group | 820 | Non-usable - Toilets/Amenities - Female |  | Unknown | 0.00 | NO
North Terrace_NT64-254 North Terrace - Masonic Hall_Ground Floor_G18E _ WC - F | NT-NT64-GN-G18E | NT64-GN-G18E-WC - F | North Terrace | NT | NT64 | 254 North Terrace - Masonic Hall | GN | Ground Floor | G18E | 99939 | Unusable Spaces | 99939 | Unusable Spaces | 1.18 | WC - F | 8 | Non Useable Floor Area Space Group | 820 | Non-usable - Toilets/Amenities - Female |  | Unknown | 0.00 | NO
North Terrace_NT64-254 North Terrace - Masonic Hall_Ground Floor_G18F _ WC - F | NT-NT64-GN-G18F | NT64-GN-G18F-WC - F | North Terrace | NT | NT64 | 254 North Terrace - Masonic Hall | GN | Ground Floor | G18F | 99939 | Unusable Spaces | 99939 | Unusable Spaces | 1.26 | WC - F | 8 | Non Useable Floor Area Space Group | 820 | Non-usable - Toilets/Amenities - Female |  | Unknown | 0.00 | NO
North Terrace_NT66-10 Pulteney Street - Car Park_Lower Basement_100 _ Carpark | NT-NT66-LB-100 | NT66-LB-100-Carpark | North Terrace | NT | NT66 | 10 Pulteney Street - Car Park | LB | Lower Basement | 100 | 99946 | Vacant not occupiable | 99939 | Unusable Spaces | 13.13 | Carpark | 8 | Non Useable Floor Area Space Group | 802 | Non-usable - Car park > 50% of building - Usable TEFMA |  | Unknown | 0.00 | NO
North Terrace_NT66-10 Pulteney Street - Car Park_Lower Basement_101 _ Carpark | NT-NT66-LB-101 | NT66-LB-101-Carpark | North Terrace | NT | NT66 | 10 Pulteney Street - Car Park | LB | Lower Basement | 101 | 99946 | Vacant not occupiable | 99939 | Unusable Spaces | 13.13 | Carpark | 8 | Non Useable Floor Area Space Group | 802 | Non-usable - Car park > 50% of building - Usable TEFMA |  | Unknown | 0.00 | NO
North Terrace_NT66-10 Pulteney Street - Car Park_Lower Basement_102 _ Carpark | NT-NT66-LB-102 | NT66-LB-102-Carpark | North Terrace | NT | NT66 | 10 Pulteney Street - Car Park | LB | Lower Basement | 102 | 99946 | Vacant not occupiable | 99939 | Unusable Spaces | 13.27 | Carpark | 8 | Non Useable Floor Area Space Group | 802 | Non-usable - Car park > 50% of building - Usable TEFMA |  | Unknown | 0.00 | NO
North Terrace_NT66-10 Pulteney Street - Car Park_Lower Basement_103 _ Carpark | NT-NT66-LB-103 | NT66-LB-103-Carpark | North Terrace | NT | NT66 | 10 Pulteney Street - Car Park | LB | Lower Basement | 103 | 99946 | Vacant not occupiable | 99939 | Unusable Spaces | 13.27 | Carpark | 8 | Non Useable Floor Area Space Group | 802 | Non-usable - Car park > 50% of building - Usable TEFMA |  | Unknown | 0.00 | NO
North Terrace_NT66-10 Pulteney Street - Car Park_Lower Basement_104 _ Carpark | NT-NT66-LB-104 | NT66-LB-104-Carpark | North Terrace | NT | NT66 | 10 Pulteney Street - Car Park | LB | Lower Basement | 104 | 99946 | Vacant not occupiable | 99939 | Unusable Spaces | 13.27 | Carpark | 8 | Non Useable Floor Area Space Group | 802 | Non-usable - Car park > 50% of building - Usable TEFMA |  | Unknown | 0.00 | NO
North Terrace_NT66-10 Pulteney Street - Car Park_Lower Basement_105 _ Carpark | NT-NT66-LB-105 | NT66-LB-105-Carpark | North Terrace | NT | NT66 | 10 Pulteney Street - Car Park | LB | Lower Basement | 105 | 99946 | Vacant not occupiable | 99939 | Unusable Spaces | 13.28 | Carpark | 8 | Non Useable Floor Area Space Group | 802 | Non-usable - Car park > 50% of building - Usable TEFMA |  | Unknown | 0.00 | NO
North Terrace_NT66-10 Pulteney Street - Car Park_Lower Basement_106 _ Carpark | NT-NT66-LB-106 | NT66-LB-106-Carpark | North Terrace | NT | NT66 | 10 Pulteney Street - Car Park | LB | Lower Basement | 106 | 99946 | Vacant not occupiable | 99939 | Unusable Spaces | 13.28 | Carpark | 8 | Non Useable Floor Area Space Group | 802 | Non-usable - Car park > 50% of building - Usable TEFMA |  | Unknown | 0.00 | NO
North Terrace_NT66-10 Pulteney Street - Car Park_Lower Basement_107 _ Carpark | NT-NT66-LB-107 | NT66-LB-107-Carpark | North Terrace | NT | NT66 | 10 Pulteney Street - Car Park | LB | Lower Basement | 107 | 99946 | Vacant not occupiable | 99939 | Unusable Spaces | 13.34 | Carpark | 8 | Non Useable Floor Area Space Group | 802 | Non-usable - Car park > 50% of building - Usable TEFMA |  | Unknown | 0.00 | NO
North Terrace_NT66-10 Pulteney Street - Car Park_Lower Basement_108 _ Carpark | NT-NT66-LB-108 | NT66-LB-108-Carpark | North Terrace | NT | NT66 | 10 Pulteney Street - Car Park | LB | Lower Basement | 108 | 99946 | Vacant not occupiable | 99939 | Unusable Spaces | 13.34 | Carpark | 8 | Non Useable Floor Area Space Group | 802 | Non-usable - Car park > 50% of building - Usable TEFMA |  | Unknown | 0.00 | NO
North Terrace_NT66-10 Pulteney Street - Car Park_Lower Basement_109 _ Carpark | NT-NT66-LB-109 | NT66-LB-109-Carpark | North Terrace | NT | NT66 | 10 Pulteney Street - Car Park | LB | Lower Basement | 109 | 99946 | Vacant not occupiable | 99939 | Unusable Spaces | 14.21 | Carpark | 8 | Non Useable Floor Area Space Group | 802 | Non-usable - Car park > 50% of building - Usable TEFMA |  | Unknown | 0.00 | NO
North Terrace_NT66-10 Pulteney Street - Car Park_Lower Basement_110 _ Carpark | NT-NT66-LB-110 | NT66-LB-110-Carpark | North Terrace | NT | NT66 | 10 Pulteney Street - Car Park | LB | Lower Basement | 110 | 99946 | Vacant not occupiable | 99939 | Unusable Spaces | 13.13 | Carpark | 8 | Non Useable Floor Area Space Group | 802 | Non-usable - Car park > 50% of building - Usable TEFMA |  | Unknown | 0.00 | NO
North Terrace_NT66-10 Pulteney Street - Car Park_Lower Basement_111 _ Carpark | NT-NT66-LB-111 | NT66-LB-111-Carpark | North Terrace | NT | NT66 | 10 Pulteney Street - Car Park | LB | Lower Basement | 111 | 99946 | Vacant not occupiable | 99939 | Unusable Spaces | 13.13 | Carpark | 8 | Non Useable Floor Area Space Group | 802 | Non-usable - Car park > 50% of building - Usable TEFMA |  | Unknown | 0.00 | NO
North Terrace_NT66-10 Pulteney Street - Car Park_Lower Basement_112 _ Carpark | NT-NT66-LB-112 | NT66-LB-112-Carpark | North Terrace | NT | NT66 | 10 Pulteney Street - Car Park | LB | Lower Basement | 112 | 99946 | Vacant not occupiable | 99939 | Unusable Spaces | 13.13 | Carpark | 8 | Non Useable Floor Area Space Group | 802 | Non-usable - Car park > 50% of building - Usable TEFMA |  | Unknown | 0.00 | NO
North Terrace_NT66-10 Pulteney Street - Car Park_Lower Basement_113 _ Carpark | NT-NT66-LB-113 | NT66-LB-113-Carpark | North Terrace | NT | NT66 | 10 Pulteney Street - Car Park | LB | Lower Basement | 113 | 99946 | Vacant not occupiable | 99939 | Unusable Spaces | 13.27 | Carpark | 8 | Non Useable Floor Area Space Group | 802 | Non-usable - Car park > 50% of building - Usable TEFMA |  | Unknown | 0.00 | NO
North Terrace_NT66-10 Pulteney Street - Car Park_Lower Basement_114 _ Carpark | NT-NT66-LB-114 | NT66-LB-114-Carpark | North Terrace | NT | NT66 | 10 Pulteney Street - Car Park | LB | Lower Basement | 114 | 99946 | Vacant not occupiable | 99939 | Unusable Spaces | 13.27 | Carpark | 8 | Non Useable Floor Area Space Group | 802 | Non-usable - Car park > 50% of building - Usable TEFMA |  | Unknown | 0.00 | NO
North Terrace_NT66-10 Pulteney Street - Car Park_Lower Basement_115 _ Carpark | NT-NT66-LB-115 | NT66-LB-115-Carpark | North Terrace | NT | NT66 | 10 Pulteney Street - Car Park | LB | Lower Basement | 115 | 99946 | Vacant not occupiable | 99939 | Unusable Spaces | 13.27 | Carpark | 8 | Non Useable Floor Area Space Group | 802 | Non-usable - Car park > 50% of building - Usable TEFMA |  | Unknown | 0.00 | NO
North Terrace_NT66-10 Pulteney Street - Car Park_Lower Basement_116 _ Carpark | NT-NT66-LB-116 | NT66-LB-116-Carpark | North Terrace | NT | NT66 | 10 Pulteney Street - Car Park | LB | Lower Basement | 116 | 99946 | Vacant not occupiable | 99939 | Unusable Spaces | 13.28 | Carpark | 8 | Non Useable Floor Area Space Group | 802 | Non-usable - Car park > 50% of building - Usable TEFMA |  | Unknown | 0.00 | NO
North Terrace_NT66-10 Pulteney Street - Car Park_Lower Basement_117 _ Carpark | NT-NT66-LB-117 | NT66-LB-117-Carpark | North Terrace | NT | NT66 | 10 Pulteney Street - Car Park | LB | Lower Basement | 117 | 99946 | Vacant not occupiable | 99939 | Unusable Spaces | 13.28 | Carpark | 8 | Non Useable Floor Area Space Group | 802 | Non-usable - Car park > 50% of building - Usable TEFMA |  | Unknown | 0.00 | NO
North Terrace_NT66-10 Pulteney Street - Car Park_Lower Basement_118 _ Carpark | NT-NT66-LB-118 | NT66-LB-118-Carpark | North Terrace | NT | NT66 | 10 Pulteney Street - Car Park | LB | Lower Basement | 118 | 99946 | Vacant not occupiable | 99939 | Unusable Spaces | 13.34 | Carpark | 8 | Non Useable Floor Area Space Group | 802 | Non-usable - Car park > 50% of building - Usable TEFMA |  | Unknown | 0.00 | NO
North Terrace_NT66-10 Pulteney Street - Car Park_Lower Basement_119 _ Carpark | NT-NT66-LB-119 | NT66-LB-119-Carpark | North Terrace | NT | NT66 | 10 Pulteney Street - Car Park | LB | Lower Basement | 119 | 99946 | Vacant not occupiable | 99939 | Unusable Spaces | 13.34 | Carpark | 8 | Non Useable Floor Area Space Group | 802 | Non-usable - Car park > 50% of building - Usable TEFMA |  | Unknown | 0.00 | NO
North Terrace_NT66-10 Pulteney Street - Car Park_Lower Basement_120 _ Carpark | NT-NT66-LB-120 | NT66-LB-120-Carpark | North Terrace | NT | NT66 | 10 Pulteney Street - Car Park | LB | Lower Basement | 120 | 99946 | Vacant not occupiable | 99939 | Unusable Spaces | 14.21 | Carpark | 8 | Non Useable Floor Area Space Group | 802 | Non-usable - Car park > 50% of building - Usable TEFMA |  | Unknown | 0.00 | NO
North Terrace_NT66-10 Pulteney Street - Car Park_Lower Basement_121 _ Carpark | NT-NT66-LB-121 | NT66-LB-121-Carpark | North Terrace | NT | NT66 | 10 Pulteney Street - Car Park | LB | Lower Basement | 121 | 99946 | Vacant not occupiable | 99939 | Unusable Spaces | 13.13 | Carpark | 8 | Non Useable Floor Area Space Group | 802 | Non-usable - Car park > 50% of building - Usable TEFMA |  | Unknown | 0.00 | NO
North Terrace_NT66-10 Pulteney Street - Car Park_Lower Basement_122 _ Carpark | NT-NT66-LB-122 | NT66-LB-122-Carpark | North Terrace | NT | NT66 | 10 Pulteney Street - Car Park | LB | Lower Basement | 122 | 99946 | Vacant not occupiable | 99939 | Unusable Spaces | 13.13 | Carpark | 8 | Non Useable Floor Area Space Group | 802 | Non-usable - Car park > 50% of building - Usable TEFMA |  | Unknown | 0.00 | NO
North Terrace_NT66-10 Pulteney Street - Car Park_Lower Basement_123 _ Carpark | NT-NT66-LB-123 | NT66-LB-123-Carpark | North Terrace | NT | NT66 | 10 Pulteney Street - Car Park | LB | Lower Basement | 123 | 99946 | Vacant not occupiable | 99939 | Unusable Spaces | 13.13 | Carpark | 8 | Non Useable Floor Area Space Group | 802 | Non-usable - Car park > 50% of building - Usable TEFMA |  | Unknown | 0.00 | NO
North Terrace_NT66-10 Pulteney Street - Car Park_Lower Basement_124 _ Carpark | NT-NT66-LB-124 | NT66-LB-124-Carpark | North Terrace | NT | NT66 | 10 Pulteney Street - Car Park | LB | Lower Basement | 124 | 99946 | Vacant not occupiable | 99939 | Unusable Spaces | 12.35 | Carpark | 8 | Non Useable Floor Area Space Group | 802 | Non-usable - Car park > 50% of building - Usable TEFMA |  | Unknown | 0.00 | NO
North Terrace_NT66-10 Pulteney Street - Car Park_Lower Basement_125 _ Carpark | NT-NT66-LB-125 | NT66-LB-125-Carpark | North Terrace | NT | NT66 | 10 Pulteney Street - Car Park | LB | Lower Basement | 125 | 99946 | Vacant not occupiable | 99939 | Unusable Spaces | 12.35 | Carpark | 8 | Non Useable Floor Area Space Group | 802 | Non-usable - Car park > 50% of building - Usable TEFMA |  | Unknown | 0.00 | NO
North Terrace_NT66-10 Pulteney Street - Car Park_Lower Basement_126 _ Carpark | NT-NT66-LB-126 | NT66-LB-126-Carpark | North Terrace | NT | NT66 | 10 Pulteney Street - Car Park | LB | Lower Basement | 126 | 99946 | Vacant not occupiable | 99939 | Unusable Spaces | 12.35 | Carpark | 8 | Non Useable Floor Area Space Group | 802 | Non-usable - Car park > 50% of building - Usable TEFMA |  | Unknown | 0.00 | NO
North Terrace_NT66-10 Pulteney Street - Car Park_Lower Basement_127 _ Carpark | NT-NT66-LB-127 | NT66-LB-127-Carpark | North Terrace | NT | NT66 | 10 Pulteney Street - Car Park | LB | Lower Basement | 127 | 99946 | Vacant not occupiable | 99939 | Unusable Spaces | 13.46 | Carpark | 8 | Non Useable Floor Area Space Group | 802 | Non-usable - Car park > 50% of building - Usable TEFMA |  | Unknown | 0.00 | NO
North Terrace_NT66-10 Pulteney Street - Car Park_Lower Basement_128 _ Carpark | NT-NT66-LB-128 | NT66-LB-128-Carpark | North Terrace | NT | NT66 | 10 Pulteney Street - Car Park | LB | Lower Basement | 128 | 99946 | Vacant not occupiable | 99939 | Unusable Spaces | 14.21 | Carpark | 8 | Non Useable Floor Area Space Group | 802 | Non-usable - Car park > 50% of building - Usable TEFMA |  | Unknown | 0.00 | NO
North Terrace_NT66-10 Pulteney Street - Car Park_Lower Basement_129 _ Carpark | NT-NT66-LB-129 | NT66-LB-129-Carpark | North Terrace | NT | NT66 | 10 Pulteney Street - Car Park | LB | Lower Basement | 129 | 99946 | Vacant not occupiable | 99939 | Unusable Spaces | 13.13 | Carpark | 8 | Non Useable Floor Area Space Group | 802 | Non-usable - Car park > 50% of building - Usable TEFMA |  | Unknown | 0.00 | NO
North Terrace_NT66-10 Pulteney Street - Car Park_Lower Basement_130 _ Carpark | NT-NT66-LB-130 | NT66-LB-130-Carpark | North Terrace | NT | NT66 | 10 Pulteney Street - Car Park | LB | Lower Basement | 130 | 99946 | Vacant not occupiable | 99939 | Unusable Spaces | 13.13 | Carpark | 8 | Non Useable Floor Area Space Group | 802 | Non-usable - Car park > 50% of building - Usable TEFMA |  | Unknown | 0.00 | NO
North Terrace_NT66-10 Pulteney Street - Car Park_Lower Basement_131 _ Carpark | NT-NT66-LB-131 | NT66-LB-131-Carpark | North Terrace | NT | NT66 | 10 Pulteney Street - Car Park | LB | Lower Basement | 131 | 99946 | Vacant not occupiable | 99939 | Unusable Spaces | 13.13 | Carpark | 8 | Non Useable Floor Area Space Group | 802 | Non-usable - Car park > 50% of building - Usable TEFMA |  | Unknown | 0.00 | NO
North Terrace_NT66-10 Pulteney Street - Car Park_Lower Basement_132 _ Carpark | NT-NT66-LB-132 | NT66-LB-132-Carpark | North Terrace | NT | NT66 | 10 Pulteney Street - Car Park | LB | Lower Basement | 132 | 99946 | Vacant not occupiable | 99939 | Unusable Spaces | 12.35 | Carpark | 8 | Non Useable Floor Area Space Group | 802 | Non-usable - Car park > 50% of building - Usable TEFMA |  | Unknown | 0.00 | NO
North Terrace_NT66-10 Pulteney Street - Car Park_Lower Basement_133 _ Carpark | NT-NT66-LB-133 | NT66-LB-133-Carpark | North Terrace | NT | NT66 | 10 Pulteney Street - Car Park | LB | Lower Basement | 133 | 99946 | Vacant not occupiable | 99939 | Unusable Spaces | 12.35 | Carpark | 8 | Non Useable Floor Area Space Group | 802 | Non-usable - Car park > 50% of building - Usable TEFMA |  | Unknown | 0.00 | NO
North Terrace_NT66-10 Pulteney Street - Car Park_Lower Basement_134 _ Carpark | NT-NT66-LB-134 | NT66-LB-134-Carpark | North Terrace | NT | NT66 | 10 Pulteney Street - Car Park | LB | Lower Basement | 134 | 99946 | Vacant not occupiable | 99939 | Unusable Spaces | 12.35 | Carpark | 8 | Non Useable Floor Area Space Group | 802 | Non-usable - Car park > 50% of building - Usable TEFMA |  | Unknown | 0.00 | NO
North Terrace_NT66-10 Pulteney Street - Car Park_Lower Basement_135 _ Carpark | NT-NT66-LB-135 | NT66-LB-135-Carpark | North Terrace | NT | NT66 | 10 Pulteney Street - Car Park | LB | Lower Basement | 135 | 99946 | Vacant not occupiable | 99939 | Unusable Spaces | 12.72 | Carpark | 8 | Non Useable Floor Area Space Group | 802 | Non-usable - Car park > 50% of building - Usable TEFMA |  | Unknown | 0.00 | NO
North Terrace_NT66-10 Pulteney Street - Car Park_Lower Basement_136 _ Carpark | NT-NT66-LB-136 | NT66-LB-136-Carpark | North Terrace | NT | NT66 | 10 Pulteney Street - Car Park | LB | Lower Basement | 136 | 99946 | Vacant not occupiable | 99939 | Unusable Spaces | 12.72 | Carpark | 8 | Non Useable Floor Area Space Group | 802 | Non-usable - Car park > 50% of building - Usable TEFMA |  | Unknown | 0.00 | NO
North Terrace_NT66-10 Pulteney Street - Car Park_Lower Basement_137 _ Carpark | NT-NT66-LB-137 | NT66-LB-137-Carpark | North Terrace | NT | NT66 | 10 Pulteney Street - Car Park | LB | Lower Basement | 137 | 99946 | Vacant not occupiable | 99939 | Unusable Spaces | 12.72 | Carpark | 8 | Non Useable Floor Area Space Group | 802 | Non-usable - Car park > 50% of building - Usable TEFMA |  | Unknown | 0.00 | NO
North Terrace_NT66-10 Pulteney Street - Car Park_Lower Basement_138 _ Carpark | NT-NT66-LB-138 | NT66-LB-138-Carpark | North Terrace | NT | NT66 | 10 Pulteney Street - Car Park | LB | Lower Basement | 138 | 99946 | Vacant not occupiable | 99939 | Unusable Spaces | 12.72 | Carpark | 8 | Non Useable Floor Area Space Group | 802 | Non-usable - Car park > 50% of building - Usable TEFMA |  | Unknown | 0.00 | NO
North Terrace_NT66-10 Pulteney Street - Car Park_Lower Basement_139 _ Carpark | NT-NT66-LB-139 | NT66-LB-139-Carpark | North Terrace | NT | NT66 | 10 Pulteney Street - Car Park | LB | Lower Basement | 139 | 99946 | Vacant not occupiable | 99939 | Unusable Spaces | 14.21 | Carpark | 8 | Non Useable Floor Area Space Group | 802 | Non-usable - Car park > 50% of building - Usable TEFMA |  | Unknown | 0.00 | NO
North Terrace_NT66-10 Pulteney Street - Car Park_Lower Basement_140 _ Carpark | NT-NT66-LB-140 | NT66-LB-140-Carpark | North Terrace | NT | NT66 | 10 Pulteney Street - Car Park | LB | Lower Basement | 140 | 99946 | Vacant not occupiable | 99939 | Unusable Spaces | 13.61 | Carpark | 8 | Non Useable Floor Area Space Group | 802 | Non-usable - Car park > 50% of building - Usable TEFMA |  | Unknown | 0.00 | NO
North Terrace_NT66-10 Pulteney Street - Car Park_Lower Basement_141 _ Carpark | NT-NT66-LB-141 | NT66-LB-141-Carpark | North Terrace | NT | NT66 | 10 Pulteney Street - Car Park | LB | Lower Basement | 141 | 99946 | Vacant not occupiable | 99939 | Unusable Spaces | 13.61 | Carpark | 8 | Non Useable Floor Area Space Group | 802 | Non-usable - Car park > 50% of building - Usable TEFMA |  | Unknown | 0.00 | NO
North Terrace_NT66-10 Pulteney Street - Car Park_Lower Basement_142 _ Carpark | NT-NT66-LB-142 | NT66-LB-142-Carpark | North Terrace | NT | NT66 | 10 Pulteney Street - Car Park | LB | Lower Basement | 142 | 99946 | Vacant not occupiable | 99939 | Unusable Spaces | 13.61 | Carpark | 8 | Non Useable Floor Area Space Group | 802 | Non-usable - Car park > 50% of building - Usable TEFMA |  | Unknown | 0.00 | NO
North Terrace_NT66-10 Pulteney Street - Car Park_Lower Basement_143 _ Carpark | NT-NT66-LB-143 | NT66-LB-143-Carpark | North Terrace | NT | NT66 | 10 Pulteney Street - Car Park | LB | Lower Basement | 143 | 99946 | Vacant not occupiable | 99939 | Unusable Spaces | 9.39 | Carpark | 8 | Non Useable Floor Area Space Group | 802 | Non-usable - Car park > 50% of building - Usable TEFMA |  | Unknown | 0.00 | NO
North Terrace_NT66-10 Pulteney Street - Car Park_Lower Basement_144 _ Carpark | NT-NT66-LB-144 | NT66-LB-144-Carpark | North Terrace | NT | NT66 | 10 Pulteney Street - Car Park | LB | Lower Basement | 144 | 99946 | Vacant not occupiable | 99939 | Unusable Spaces | 12.72 | Carpark | 8 | Non Useable Floor Area Space Group | 802 | Non-usable - Car park > 50% of building - Usable TEFMA |  | Unknown | 0.00 | NO
North Terrace_NT66-10 Pulteney Street - Car Park_Lower Basement_145 _ Carpark | NT-NT66-LB-145 | NT66-LB-145-Carpark | North Terrace | NT | NT66 | 10 Pulteney Street - Car Park | LB | Lower Basement | 145 | 99946 | Vacant not occupiable | 99939 | Unusable Spaces | 9.31 | Carpark | 8 | Non Useable Floor Area Space Group | 802 | Non-usable - Car park > 50% of building - Usable TEFMA |  | Unknown | 0.00 | NO
North Terrace_NT66-10 Pulteney Street - Car Park_Lower Basement_146 _ Carpark | NT-NT66-LB-146 | NT66-LB-146-Carpark | North Terrace | NT | NT66 | 10 Pulteney Street - Car Park | LB | Lower Basement | 146 | 99946 | Vacant not occupiable | 99939 | Unusable Spaces | 13.13 | Carpark | 8 | Non Useable Floor Area Space Group | 802 | Non-usable - Car park > 50% of building - Usable TEFMA |  | Unknown | 0.00 | NO
North Terrace_NT66-10 Pulteney Street - Car Park_Lower Basement_147 _ Carpark | NT-NT66-LB-147 | NT66-LB-147-Carpark | North Terrace | NT | NT66 | 10 Pulteney Street - Car Park | LB | Lower Basement | 147 | 99946 | Vacant not occupiable | 99939 | Unusable Spaces | 13.13 | Carpark | 8 | Non Useable Floor Area Space Group | 802 | Non-usable - Car park > 50% of building - Usable TEFMA |  | Unknown | 0.00 | NO
North Terrace_NT66-10 Pulteney Street - Car Park_Lower Basement_148 _ Carpark | NT-NT66-LB-148 | NT66-LB-148-Carpark | North Terrace | NT | NT66 | 10 Pulteney Street - Car Park | LB | Lower Basement | 148 | 99946 | Vacant not occupiable | 99939 | Unusable Spaces | 13.13 | Carpark | 8 | Non Useable Floor Area Space Group | 802 | Non-usable - Car park > 50% of building - Usable TEFMA |  | Unknown | 0.00 | NO
North Terrace_NT66-10 Pulteney Street - Car Park_Lower Basement_149 _ Carpark | NT-NT66-LB-149 | NT66-LB-149-Carpark | North Terrace | NT | NT66 | 10 Pulteney Street - Car Park | LB | Lower Basement | 149 | 99946 | Vacant not occupiable | 99939 | Unusable Spaces | 9.22 | Carpark | 8 | Non Useable Floor Area Space Group | 802 | Non-usable - Car park > 50% of building - Usable TEFMA |  | Unknown | 0.00 | NO
North Terrace_NT66-10 Pulteney Street - Car Park_Lower Basement_150 _ Carpark | NT-NT66-LB-150 | NT66-LB-150-Carpark | North Terrace | NT | NT66 | 10 Pulteney Street - Car Park | LB | Lower Basement | 150 | 99946 | Vacant not occupiable | 99939 | Unusable Spaces | 12.72 | Carpark | 8 | Non Useable Floor Area Space Group | 802 | Non-usable - Car park > 50% of building - Usable TEFMA |  | Unknown | 0.00 | NO
North Terrace_NT66-10 Pulteney Street - Car Park_Lower Basement_151 _ Carpark | NT-NT66-LB-151 | NT66-LB-151-Carpark | North Terrace | NT | NT66 | 10 Pulteney Street - Car Park | LB | Lower Basement | 151 | 99946 | Vacant not occupiable | 99939 | Unusable Spaces | 12.72 | Carpark | 8 | Non Useable Floor Area Space Group | 802 | Non-usable - Car park > 50% of building - Usable TEFMA |  | Unknown | 0.00 | NO
North Terrace_NT66-10 Pulteney Street - Car Park_Lower Basement_152 _ Carpark | NT-NT66-LB-152 | NT66-LB-152-Carpark | North Terrace | NT | NT66 | 10 Pulteney Street - Car Park | LB | Lower Basement | 152 | 99946 | Vacant not occupiable | 99939 | Unusable Spaces | 13.41 | Carpark | 8 | Non Useable Floor Area Space Group | 802 | Non-usable - Car park > 50% of building - Usable TEFMA |  | Unknown | 0.00 | NO
North Terrace_NT66-10 Pulteney Street - Car Park_Lower Basement_153 _ Carpark | NT-NT66-LB-153 | NT66-LB-153-Carpark | North Terrace | NT | NT66 | 10 Pulteney Street - Car Park | LB | Lower Basement | 153 | 99946 | Vacant not occupiable | 99939 | Unusable Spaces | 13.41 | Carpark | 8 | Non Useable Floor Area Space Group | 802 | Non-usable - Car park > 50% of building - Usable TEFMA |  | Unknown | 0.00 | NO
North Terrace_NT66-10 Pulteney Street - Car Park_Lower Basement_154 _ Carpark | NT-NT66-LB-154 | NT66-LB-154-Carpark | North Terrace | NT | NT66 | 10 Pulteney Street - Car Park | LB | Lower Basement | 154 | 99946 | Vacant not occupiable | 99939 | Unusable Spaces | 13.41 | Carpark | 8 | Non Useable Floor Area Space Group | 802 | Non-usable - Car park > 50% of building - Usable TEFMA |  | Unknown | 0.00 | NO
North Terrace_NT66-10 Pulteney Street - Car Park_Lower Basement_155 _ Carpark | NT-NT66-LB-155 | NT66-LB-155-Carpark | North Terrace | NT | NT66 | 10 Pulteney Street - Car Park | LB | Lower Basement | 155 | 99946 | Vacant not occupiable | 99939 | Unusable Spaces | 13.41 | Carpark | 8 | Non Useable Floor Area Space Group | 802 | Non-usable - Car park > 50% of building - Usable TEFMA |  | Unknown | 0.00 | NO
North Terrace_NT66-10 Pulteney Street - Car Park_Lower Basement_157 _ Carpark | NT-NT66-LB-157 | NT66-LB-157-Carpark | North Terrace | NT | NT66 | 10 Pulteney Street - Car Park | LB | Lower Basement | 157 | 99946 | Vacant not occupiable | 99939 | Unusable Spaces | 13.41 | Carpark | 8 | Non Useable Floor Area Space Group | 802 | Non-usable - Car park > 50% of building - Usable TEFMA |  | Unknown | 0.00 | NO
North Terrace_NT66-10 Pulteney Street - Car Park_Lower Basement_158 _ Carpark | NT-NT66-LB-158 | NT66-LB-158-Carpark | North Terrace | NT | NT66 | 10 Pulteney Street - Car Park | LB | Lower Basement | 158 | 99946 | Vacant not occupiable | 99939 | Unusable Spaces | 13.41 | Carpark | 8 | Non Useable Floor Area Space Group | 802 | Non-usable - Car park > 50% of building - Usable TEFMA |  | Unknown | 0.00 | NO
North Terrace_NT66-10 Pulteney Street - Car Park_Lower Basement_159 _ Carpark | NT-NT66-LB-159 | NT66-LB-159-Carpark | North Terrace | NT | NT66 | 10 Pulteney Street - Car Park | LB | Lower Basement | 159 | 99946 | Vacant not occupiable | 99939 | Unusable Spaces | 13.41 | Carpark | 8 | Non Useable Floor Area Space Group | 802 | Non-usable - Car park > 50% of building - Usable TEFMA |  | Unknown | 0.00 | NO
North Terrace_NT66-10 Pulteney Street - Car Park_Lower Basement_162 _ Carpark | NT-NT66-LB-162 | NT66-LB-162-Carpark | North Terrace | NT | NT66 | 10 Pulteney Street - Car Park | LB | Lower Basement | 162 | 99946 | Vacant not occupiable | 99939 | Unusable Spaces | 13.64 | Carpark | 8 | Non Useable Floor Area Space Group | 802 | Non-usable - Car park > 50% of building - Usable TEFMA |  | Unknown | 0.00 | NO
North Terrace_NT66-10 Pulteney Street - Car Park_Lower Basement_163 _ Carpark | NT-NT66-LB-163 | NT66-LB-163-Carpark | North Terrace | NT | NT66 | 10 Pulteney Street - Car Park | LB | Lower Basement | 163 | 99946 | Vacant not occupiable | 99939 | Unusable Spaces | 13.32 | Carpark | 8 | Non Useable Floor Area Space Group | 802 | Non-usable - Car park > 50% of building - Usable TEFMA |  | Unknown | 0.00 | NO
North Terrace_NT66-10 Pulteney Street - Car Park_Lower Basement_164 _ Carpark | NT-NT66-LB-164 | NT66-LB-164-Carpark | North Terrace | NT | NT66 | 10 Pulteney Street - Car Park | LB | Lower Basement | 164 | 99946 | Vacant not occupiable | 99939 | Unusable Spaces | 13.32 | Carpark | 8 | Non Useable Floor Area Space Group | 802 | Non-usable - Car park > 50% of building - Usable TEFMA |  | Unknown | 0.00 | NO
North Terrace_NT66-10 Pulteney Street - Car Park_Lower Basement_165 _ Carpark | NT-NT66-LB-165 | NT66-LB-165-Carpark | North Terrace | NT | NT66 | 10 Pulteney Street - Car Park | LB | Lower Basement | 165 | 99946 | Vacant not occupiable | 99939 | Unusable Spaces | 13.32 | Carpark | 8 | Non Useable Floor Area Space Group | 802 | Non-usable - Car park > 50% of building - Usable TEFMA |  | Unknown | 0.00 | NO
North Terrace_NT66-10 Pulteney Street - Car Park_Lower Basement_166 _ Generator | NT-NT66-LB-166 | NT66-LB-166-Generator | North Terrace | NT | NT66 | 10 Pulteney Street - Car Park | LB | Lower Basement | 166 | 99946 | Vacant not occupiable | 99939 | Unusable Spaces | 13.18 | Generator | 8 | Non Useable Floor Area Space Group | 811 | Non-usable - Plant room other |  | Unknown | 0.00 | NO
North Terrace_NT66-10 Pulteney Street - Car Park_Lower Basement_167 _ Carpark | NT-NT66-LB-167 | NT66-LB-167-Carpark | North Terrace | NT | NT66 | 10 Pulteney Street - Car Park | LB | Lower Basement | 167 | 99946 | Vacant not occupiable | 99939 | Unusable Spaces | 13.15 | Carpark | 8 | Non Useable Floor Area Space Group | 802 | Non-usable - Car park > 50% of building - Usable TEFMA |  | Unknown | 0.00 | NO
North Terrace_NT66-10 Pulteney Street - Car Park_Lower Basement_168 _ Carpark | NT-NT66-LB-168 | NT66-LB-168-Carpark | North Terrace | NT | NT66 | 10 Pulteney Street - Car Park | LB | Lower Basement | 168 | 99946 | Vacant not occupiable | 99939 | Unusable Spaces | 13.11 | Carpark | 8 | Non Useable Floor Area Space Group | 802 | Non-usable - Car park > 50% of building - Usable TEFMA |  | Unknown | 0.00 | NO
North Terrace_NT66-10 Pulteney Street - Car Park_Lower Basement_169 _ Carpark | NT-NT66-LB-169 | NT66-LB-169-Carpark | North Terrace | NT | NT66 | 10 Pulteney Street - Car Park | LB | Lower Basement | 169 | 99946 | Vacant not occupiable | 99939 | Unusable Spaces | 11.77 | Carpark | 8 | Non Useable Floor Area Space Group | 802 | Non-usable - Car park > 50% of building - Usable TEFMA |  | Unknown | 0.00 | NO
North Terrace_NT66-10 Pulteney Street - Car Park_Lower Basement_170 _ Carpark | NT-NT66-LB-170 | NT66-LB-170-Carpark | North Terrace | NT | NT66 | 10 Pulteney Street - Car Park | LB | Lower Basement | 170 | 99946 | Vacant not occupiable | 99939 | Unusable Spaces | 11.77 | Carpark | 8 | Non Useable Floor Area Space Group | 802 | Non-usable - Car park > 50% of building - Usable TEFMA |  | Unknown | 0.00 | NO
North Terrace_NT66-10 Pulteney Street - Car Park_Lower Basement_171 _ Carpark | NT-NT66-LB-171 | NT66-LB-171-Carpark | North Terrace | NT | NT66 | 10 Pulteney Street - Car Park | LB | Lower Basement | 171 | 99946 | Vacant not occupiable | 99939 | Unusable Spaces | 12.12 | Carpark | 8 | Non Useable Floor Area Space Group | 802 | Non-usable - Car park > 50% of building - Usable TEFMA |  | Unknown | 0.00 | NO
North Terrace_NT66-10 Pulteney Street - Car Park_Lower Basement_172 _ Carpark | NT-NT66-LB-172 | NT66-LB-172-Carpark | North Terrace | NT | NT66 | 10 Pulteney Street - Car Park | LB | Lower Basement | 172 | 99946 | Vacant not occupiable | 99939 | Unusable Spaces | 12.18 | Carpark | 8 | Non Useable Floor Area Space Group | 802 | Non-usable - Car park > 50% of building - Usable TEFMA |  | Unknown | 0.00 | NO
North Terrace_NT66-10 Pulteney Street - Car Park_Lower Basement_173 _ Carpark | NT-NT66-LB-173 | NT66-LB-173-Carpark | North Terrace | NT | NT66 | 10 Pulteney Street - Car Park | LB | Lower Basement | 173 | 99946 | Vacant not occupiable | 99939 | Unusable Spaces | 12.31 | Carpark | 8 | Non Useable Floor Area Space Group | 802 | Non-usable - Car park > 50% of building - Usable TEFMA |  | Unknown | 0.00 | NO
North Terrace_NT66-10 Pulteney Street - Car Park_Lower Basement_174 _ Carpark | NT-NT66-LB-174 | NT66-LB-174-Carpark | North Terrace | NT | NT66 | 10 Pulteney Street - Car Park | LB | Lower Basement | 174 | 99946 | Vacant not occupiable | 99939 | Unusable Spaces | 12.18 | Carpark | 8 | Non Useable Floor Area Space Group | 802 | Non-usable - Car park > 50% of building - Usable TEFMA |  | Unknown | 0.00 | NO
North Terrace_NT66-10 Pulteney Street - Car Park_Lower Basement_175 _ Carpark | NT-NT66-LB-175 | NT66-LB-175-Carpark | North Terrace | NT | NT66 | 10 Pulteney Street - Car Park | LB | Lower Basement | 175 | 99946 | Vacant not occupiable | 99939 | Unusable Spaces | 12.18 | Carpark | 8 | Non Useable Floor Area Space Group | 802 | Non-usable - Car park > 50% of building - Usable TEFMA |  | Unknown | 0.00 | NO
North Terrace_NT66-10 Pulteney Street - Car Park_Lower Basement_176 _ Carpark | NT-NT66-LB-176 | NT66-LB-176-Carpark | North Terrace | NT | NT66 | 10 Pulteney Street - Car Park | LB | Lower Basement | 176 | 99946 | Vacant not occupiable | 99939 | Unusable Spaces | 12.25 | Carpark | 8 | Non Useable Floor Area Space Group | 802 | Non-usable - Car park > 50% of building - Usable TEFMA |  | Unknown | 0.00 | NO
North Terrace_NT66-10 Pulteney Street - Car Park_Lower Basement_177 _ Carpark | NT-NT66-LB-177 | NT66-LB-177-Carpark | North Terrace | NT | NT66 | 10 Pulteney Street - Car Park | LB | Lower Basement | 177 | 99946 | Vacant not occupiable | 99939 | Unusable Spaces | 12.05 | Carpark | 8 | Non Useable Floor Area Space Group | 802 | Non-usable - Car park > 50% of building - Usable TEFMA |  | Unknown | 0.00 | NO
North Terrace_NT66-10 Pulteney Street - Car Park_Lower Basement_178 _ Carpark | NT-NT66-LB-178 | NT66-LB-178-Carpark | North Terrace | NT | NT66 | 10 Pulteney Street - Car Park | LB | Lower Basement | 178 | 99946 | Vacant not occupiable | 99939 | Unusable Spaces | 12.14 | Carpark | 8 | Non Useable Floor Area Space Group | 802 | Non-usable - Car park > 50% of building - Usable TEFMA |  | Unknown | 0.00 | NO
North Terrace_NT66-10 Pulteney Street - Car Park_Lower Basement_179 _ Carpark | NT-NT66-LB-179 | NT66-LB-179-Carpark | North Terrace | NT | NT66 | 10 Pulteney Street - Car Park | LB | Lower Basement | 179 | 99946 | Vacant not occupiable | 99939 | Unusable Spaces | 12.14 | Carpark | 8 | Non Useable Floor Area Space Group | 802 | Non-usable - Car park > 50% of building - Usable TEFMA |  | Unknown | 0.00 | NO
North Terrace_NT66-10 Pulteney Street - Car Park_Lower Basement_180 _ Carpark | NT-NT66-LB-180 | NT66-LB-180-Carpark | North Terrace | NT | NT66 | 10 Pulteney Street - Car Park | LB | Lower Basement | 180 | 99946 | Vacant not occupiable | 99939 | Unusable Spaces | 12.18 | Carpark | 8 | Non Useable Floor Area Space Group | 802 | Non-usable - Car park > 50% of building - Usable TEFMA |  | Unknown | 0.00 | NO
North Terrace_NT66-10 Pulteney Street - Car Park_Lower Basement_181 _ Carpark | NT-NT66-LB-181 | NT66-LB-181-Carpark | North Terrace | NT | NT66 | 10 Pulteney Street - Car Park | LB | Lower Basement | 181 | 99946 | Vacant not occupiable | 99939 | Unusable Spaces | 12.18 | Carpark | 8 | Non Useable Floor Area Space Group | 802 | Non-usable - Car park > 50% of building - Usable TEFMA |  | Unknown | 0.00 | NO
North Terrace_NT66-10 Pulteney Street - Car Park_Lower Basement_182 _ Carpark | NT-NT66-LB-182 | NT66-LB-182-Carpark | North Terrace | NT | NT66 | 10 Pulteney Street - Car Park | LB | Lower Basement | 182 | 99946 | Vacant not occupiable | 99939 | Unusable Spaces | 12.24 | Carpark | 8 | Non Useable Floor Area Space Group | 802 | Non-usable - Car park > 50% of building - Usable TEFMA |  | Unknown | 0.00 | NO
North Terrace_NT66-10 Pulteney Street - Car Park_Lower Basement_183 _ Carpark | NT-NT66-LB-183 | NT66-LB-183-Carpark | North Terrace | NT | NT66 | 10 Pulteney Street - Car Park | LB | Lower Basement | 183 | 99946 | Vacant not occupiable | 99939 | Unusable Spaces | 13.11 | Carpark | 8 | Non Useable Floor Area Space Group | 802 | Non-usable - Car park > 50% of building - Usable TEFMA |  | Unknown | 0.00 | NO
North Terrace_NT66-10 Pulteney Street - Car Park_Lower Basement_184 _ Carpark | NT-NT66-LB-184 | NT66-LB-184-Carpark | North Terrace | NT | NT66 | 10 Pulteney Street - Car Park | LB | Lower Basement | 184 | 99946 | Vacant not occupiable | 99939 | Unusable Spaces | 13.11 | Carpark | 8 | Non Useable Floor Area Space Group | 802 | Non-usable - Car park > 50% of building - Usable TEFMA |  | Unknown | 0.00 | NO
North Terrace_NT66-10 Pulteney Street - Car Park_Lower Basement_186 _ Carpark | NT-NT66-LB-186 | NT66-LB-186-Carpark | North Terrace | NT | NT66 | 10 Pulteney Street - Car Park | LB | Lower Basement | 186 | 99946 | Vacant not occupiable | 99939 | Unusable Spaces | 11.9 | Carpark | 8 | Non Useable Floor Area Space Group | 802 | Non-usable - Car park > 50% of building - Usable TEFMA |  | Unknown | 0.00 | NO
North Terrace_NT66-10 Pulteney Street - Car Park_Lower Basement_187 _ Carpark | NT-NT66-LB-187 | NT66-LB-187-Carpark | North Terrace | NT | NT66 | 10 Pulteney Street - Car Park | LB | Lower Basement | 187 | 99946 | Vacant not occupiable | 99939 | Unusable Spaces | 11.9 | Carpark | 8 | Non Useable Floor Area Space Group | 802 | Non-usable - Car park > 50% of building - Usable TEFMA |  | Unknown | 0.00 | NO
North Terrace_NT66-10 Pulteney Street - Car Park_Lower Basement_188 _ Carpark | NT-NT66-LB-188 | NT66-LB-188-Carpark | North Terrace | NT | NT66 | 10 Pulteney Street - Car Park | LB | Lower Basement | 188 | 99946 | Vacant not occupiable | 99939 | Unusable Spaces | 13.13 | Carpark | 8 | Non Useable Floor Area Space Group | 802 | Non-usable - Car park > 50% of building - Usable TEFMA |  | Unknown | 0.00 | NO
North Terrace_NT66-10 Pulteney Street - Car Park_Lower Basement_189 _ Carpark | NT-NT66-LB-189 | NT66-LB-189-Carpark | North Terrace | NT | NT66 | 10 Pulteney Street - Car Park | LB | Lower Basement | 189 | 99946 | Vacant not occupiable | 99939 | Unusable Spaces | 13.13 | Carpark | 8 | Non Useable Floor Area Space Group | 802 | Non-usable - Car park > 50% of building - Usable TEFMA |  | Unknown | 0.00 | NO
North Terrace_NT66-10 Pulteney Street - Car Park_Lower Basement_190 _ Carpark | NT-NT66-LB-190 | NT66-LB-190-Carpark | North Terrace | NT | NT66 | 10 Pulteney Street - Car Park | LB | Lower Basement | 190 | 99946 | Vacant not occupiable | 99939 | Unusable Spaces | 13.13 | Carpark | 8 | Non Useable Floor Area Space Group | 802 | Non-usable - Car park > 50% of building - Usable TEFMA |  | Unknown | 0.00 | NO
North Terrace_NT66-10 Pulteney Street - Car Park_Lower Basement_191 _ Carpark | NT-NT66-LB-191 | NT66-LB-191-Carpark | North Terrace | NT | NT66 | 10 Pulteney Street - Car Park | LB | Lower Basement | 191 | 99946 | Vacant not occupiable | 99939 | Unusable Spaces | 13.13 | Carpark | 8 | Non Useable Floor Area Space Group | 802 | Non-usable - Car park > 50% of building - Usable TEFMA |  | Unknown | 0.00 | NO
North Terrace_NT66-10 Pulteney Street - Car Park_Lower Basement_192 _ Carpark | NT-NT66-LB-192 | NT66-LB-192-Carpark | North Terrace | NT | NT66 | 10 Pulteney Street - Car Park | LB | Lower Basement | 192 | 99946 | Vacant not occupiable | 99939 | Unusable Spaces | 13.13 | Carpark | 8 | Non Useable Floor Area Space Group | 802 | Non-usable - Car park > 50% of building - Usable TEFMA |  | Unknown | 0.00 | NO
North Terrace_NT66-10 Pulteney Street - Car Park_Lower Basement_193 _ Carpark | NT-NT66-LB-193 | NT66-LB-193-Carpark | North Terrace | NT | NT66 | 10 Pulteney Street - Car Park | LB | Lower Basement | 193 | 99946 | Vacant not occupiable | 99939 | Unusable Spaces | 13.13 | Carpark | 8 | Non Useable Floor Area Space Group | 802 | Non-usable - Car park > 50% of building - Usable TEFMA |  | Unknown | 0.00 | NO
North Terrace_NT66-10 Pulteney Street - Car Park_Lower Basement_194 _ Carpark | NT-NT66-LB-194 | NT66-LB-194-Carpark | North Terrace | NT | NT66 | 10 Pulteney Street - Car Park | LB | Lower Basement | 194 | 99946 | Vacant not occupiable | 99939 | Unusable Spaces | 13.13 | Carpark | 8 | Non Useable Floor Area Space Group | 802 | Non-usable - Car park > 50% of building - Usable TEFMA |  | Unknown | 0.00 | NO
North Terrace_NT66-10 Pulteney Street - Car Park_Lower Basement_195 _ Carpark | NT-NT66-LB-195 | NT66-LB-195-Carpark | North Terrace | NT | NT66 | 10 Pulteney Street - Car Park | LB | Lower Basement | 195 | 99946 | Vacant not occupiable | 99939 | Unusable Spaces | 13.13 | Carpark | 8 | Non Useable Floor Area Space Group | 802 | Non-usable - Car park > 50% of building - Usable TEFMA |  | Unknown | 0.00 | NO
North Terrace_NT66-10 Pulteney Street - Car Park_Lower Basement_196 _ Carpark | NT-NT66-LB-196 | NT66-LB-196-Carpark | North Terrace | NT | NT66 | 10 Pulteney Street - Car Park | LB | Lower Basement | 196 | 99946 | Vacant not occupiable | 99939 | Unusable Spaces | 13.13 | Carpark | 8 | Non Useable Floor Area Space Group | 802 | Non-usable - Car park > 50% of building - Usable TEFMA |  | Unknown | 0.00 | NO
North Terrace_NT66-10 Pulteney Street - Car Park_Lower Basement_197 _ Carpark | NT-NT66-LB-197 | NT66-LB-197-Carpark | North Terrace | NT | NT66 | 10 Pulteney Street - Car Park | LB | Lower Basement | 197 | 99946 | Vacant not occupiable | 99939 | Unusable Spaces | 13.13 | Carpark | 8 | Non Useable Floor Area Space Group | 802 | Non-usable - Car park > 50% of building - Usable TEFMA |  | Unknown | 0.00 | NO
North Terrace_NT66-10 Pulteney Street - Car Park_Lower Basement_198 _ Carpark | NT-NT66-LB-198 | NT66-LB-198-Carpark | North Terrace | NT | NT66 | 10 Pulteney Street - Car Park | LB | Lower Basement | 198 | 99946 | Vacant not occupiable | 99939 | Unusable Spaces | 13.13 | Carpark | 8 | Non Useable Floor Area Space Group | 802 | Non-usable - Car park > 50% of building - Usable TEFMA |  | Unknown | 0.00 | NO
North Terrace_NT66-10 Pulteney Street - Car Park_Lower Basement_199 _ Carpark | NT-NT66-LB-199 | NT66-LB-199-Carpark | North Terrace | NT | NT66 | 10 Pulteney Street - Car Park | LB | Lower Basement | 199 | 99946 | Vacant not occupiable | 99939 | Unusable Spaces | 13.13 | Carpark | 8 | Non Useable Floor Area Space Group | 802 | Non-usable - Car park > 50% of building - Usable TEFMA |  | Unknown | 0.00 | NO
North Terrace_NT66-10 Pulteney Street - Car Park_Lower Basement_200 _ Carpark | NT-NT66-LB-200 | NT66-LB-200-Carpark | North Terrace | NT | NT66 | 10 Pulteney Street - Car Park | LB | Lower Basement | 200 | 99946 | Vacant not occupiable | 99939 | Unusable Spaces | 19.76 | Carpark | 8 | Non Useable Floor Area Space Group | 802 | Non-usable - Car park > 50% of building - Usable TEFMA |  | Unknown | 0.00 | NO
North Terrace_NT66-10 Pulteney Street - Car Park_Lower Basement_206 _ Carpark | NT-NT66-LB-206 | NT66-LB-206-Carpark | North Terrace | NT | NT66 | 10 Pulteney Street - Car Park | LB | Lower Basement | 206 | 99946 | Vacant not occupiable | 99939 | Unusable Spaces | 14.21 | Carpark | 8 | Non Useable Floor Area Space Group | 802 | Non-usable - Car park > 50% of building - Usable TEFMA |  | Unknown | 0.00 | NO
North Terrace_NT66-10 Pulteney Street - Car Park_Lower Basement_98 _ Carpark | NT-NT66-LB-98 | NT66-LB-98-Carpark | North Terrace | NT | NT66 | 10 Pulteney Street - Car Park | LB | Lower Basement | 98 | 99946 | Vacant not occupiable | 99939 | Unusable Spaces | 14.21 | Carpark | 8 | Non Useable Floor Area Space Group | 802 | Non-usable - Car park > 50% of building - Usable TEFMA |  | Unknown | 0.00 | NO
North Terrace_NT66-10 Pulteney Street - Car Park_Lower Basement_99 _ Carpark | NT-NT66-LB-99 | NT66-LB-99-Carpark | North Terrace | NT | NT66 | 10 Pulteney Street - Car Park | LB | Lower Basement | 99 | 99946 | Vacant not occupiable | 99939 | Unusable Spaces | 13.13 | Carpark | 8 | Non Useable Floor Area Space Group | 802 | Non-usable - Car park > 50% of building - Usable TEFMA |  | Unknown | 0.00 | NO
North Terrace_NT66-10 Pulteney Street - Car Park_Lower Basement_LB001 _ Ramp - up | NT-NT66-LB-LB001 | NT66-LB-LB001-Ramp - up | North Terrace | NT | NT66 | 10 Pulteney Street - Car Park | LB | Lower Basement | LB001 | 99939 | Unusable Spaces | 99939 | Unusable Spaces | 61.91 | Ramp - up | 8 | Non Useable Floor Area Space Group | 802 | Non-usable - Car park > 50% of building - Usable TEFMA |  | Unknown | 0.00 | NO
North Terrace_NT66-10 Pulteney Street - Car Park_Lower Basement_LB002 _ Vehicle Corridor | NT-NT66-LB-LB002 | NT66-LB-LB002-Vehicle Corridor | North Terrace | NT | NT66 | 10 Pulteney Street - Car Park | LB | Lower Basement | LB002 | 99939 | Unusable Spaces | 99939 | Unusable Spaces | 329.82 | Vehicle Corridor | 8 | Non Useable Floor Area Space Group | 802 | Non-usable - Car park > 50% of building - Usable TEFMA |  | Unknown | 0.00 | NO
North Terrace_NT66-10 Pulteney Street - Car Park_Lower Basement_LB003 _ Vehicle Corridor | NT-NT66-LB-LB003 | NT66-LB-LB003-Vehicle Corridor | North Terrace | NT | NT66 | 10 Pulteney Street - Car Park | LB | Lower Basement | LB003 | 99939 | Unusable Spaces | 99939 | Unusable Spaces | 94.5 | Vehicle Corridor | 8 | Non Useable Floor Area Space Group | 802 | Non-usable - Car park > 50% of building - Usable TEFMA |  | Unknown | 0.00 | NO
North Terrace_NT66-10 Pulteney Street - Car Park_Lower Basement_LB004 _ Vehicle Corridor | NT-NT66-LB-LB004 | NT66-LB-LB004-Vehicle Corridor | North Terrace | NT | NT66 | 10 Pulteney Street - Car Park | LB | Lower Basement | LB004 | 99939 | Unusable Spaces | 99939 | Unusable Spaces | 106.61 | Vehicle Corridor | 8 | Non Useable Floor Area Space Group | 802 | Non-usable - Car park > 50% of building - Usable TEFMA |  | Unknown | 0.00 | NO
North Terrace_NT66-10 Pulteney Street - Car Park_Lower Basement_LB005 _ Vehicle Corridor | NT-NT66-LB-LB005 | NT66-LB-LB005-Vehicle Corridor | North Terrace | NT | NT66 | 10 Pulteney Street - Car Park | LB | Lower Basement | LB005 | 99939 | Unusable Spaces | 99939 | Unusable Spaces | 235.85 | Vehicle Corridor | 8 | Non Useable Floor Area Space Group | 802 | Non-usable - Car park > 50% of building - Usable TEFMA |  | Unknown | 0.00 | NO
North Terrace_NT66-10 Pulteney Street - Car Park_Lower Basement_LB006 _ Vehicle Corridor | NT-NT66-LB-LB006 | NT66-LB-LB006-Vehicle Corridor | North Terrace | NT | NT66 | 10 Pulteney Street - Car Park | LB | Lower Basement | LB006 | 99939 | Unusable Spaces | 99939 | Unusable Spaces | 80.26 | Vehicle Corridor | 8 | Non Useable Floor Area Space Group | 802 | Non-usable - Car park > 50% of building - Usable TEFMA |  | Unknown | 0.00 | NO
North Terrace_NT66-10 Pulteney Street - Car Park_Lower Basement_LB007 _ Vehicle Corridor | NT-NT66-LB-LB007 | NT66-LB-LB007-Vehicle Corridor | North Terrace | NT | NT66 | 10 Pulteney Street - Car Park | LB | Lower Basement | LB007 | 99939 | Unusable Spaces | 99939 | Unusable Spaces | 165.8 | Vehicle Corridor | 8 | Non Useable Floor Area Space Group | 802 | Non-usable - Car park > 50% of building - Usable TEFMA |  | Unknown | 0.00 | NO
North Terrace_NT66-10 Pulteney Street - Car Park_Lower Basement_LB01 _ Store | NT-NT66-LB-LB01 | NT66-LB-LB01-Store | North Terrace | NT | NT66 | 10 Pulteney Street - Car Park | LB | Lower Basement | LB01 | 99946 | Vacant not occupiable | 99939 | Unusable Spaces | 34.75 | Store | 4 | Ancillary Area Space Group | 419 | Ancillary Area - Store Room - Generic |  | Unknown | 0.00 | NO
North Terrace_NT66-10 Pulteney Street - Car Park_Lower Basement_LB02 _ Substation | NT-NT66-LB-LB02 | NT66-LB-LB02-Substation | North Terrace | NT | NT66 | 10 Pulteney Street - Car Park | LB | Lower Basement | LB02 | 99939 | Unusable Spaces | 99939 | Unusable Spaces | 30.33 | Substation | 8 | Non Useable Floor Area Space Group | 813 | Non-usable - Sub-station |  | Unknown | 0.00 | NO
North Terrace_NT66-10 Pulteney Street - Car Park_Lower Basement_LB02A _ Stairs - substation | NT-NT66-LB-LB02A | NT66-LB-LB02A-Stairs - substation | North Terrace | NT | NT66 | 10 Pulteney Street - Car Park | LB | Lower Basement | LB02A | 99939 | Unusable Spaces | 99939 | Unusable Spaces | 2.55 | Stairs - substation | 8 | Non Useable Floor Area Space Group | 805 | Non-usable - Circulation space |  | Unknown | 0.00 | NO
North Terrace_NT66-10 Pulteney Street - Car Park_Lower Basement_LB03 _ Stair 1 | NT-NT66-LB-LB03 | NT66-LB-LB03-Stair 1 | North Terrace | NT | NT66 | 10 Pulteney Street - Car Park | LB | Lower Basement | LB03 | 99939 | Unusable Spaces | 99939 | Unusable Spaces | 7.49 | Stair 1 | 8 | Non Useable Floor Area Space Group | 805 | Non-usable - Circulation space |  | Unknown | 0.00 | NO
North Terrace_NT66-10 Pulteney Street - Car Park_Lower Basement_LB04 _ Stair 2 | NT-NT66-LB-LB04 | NT66-LB-LB04-Stair 2 | North Terrace | NT | NT66 | 10 Pulteney Street - Car Park | LB | Lower Basement | LB04 | 99939 | Unusable Spaces | 99939 | Unusable Spaces | 8.09 | Stair 2 | 8 | Non Useable Floor Area Space Group | 805 | Non-usable - Circulation space |  | Unknown | 0.00 | NO
North Terrace_NT66-10 Pulteney Street - Car Park_Lower Basement_LB05 _ VSR | NT-NT66-LB-LB05 | NT66-LB-LB05-VSR | North Terrace | NT | NT66 | 10 Pulteney Street - Car Park | LB | Lower Basement | LB05 | 99939 | Unusable Spaces | 99939 | Unusable Spaces | 3.07 | VSR | 8 | Non Useable Floor Area Space Group | 840 | Non-usable - Service riser |  | Unknown | 0.00 | NO
North Terrace_NT66-10 Pulteney Street - Car Park_Lower Basement_LB06 _ Lift 1 | NT-NT66-LB-LB06 | NT66-LB-LB06-Lift 1 | North Terrace | NT | NT66 | 10 Pulteney Street - Car Park | LB | Lower Basement | LB06 | 99939 | Unusable Spaces | 99939 | Unusable Spaces | 5.9 | Lift 1 | 8 | Non Useable Floor Area Space Group | 838 | Non-usable - Lift |  | Unknown | 0.00 | NO
North Terrace_NT66-10 Pulteney Street - Car Park_Lower Basement_LB06A _ Corr. | NT-NT66-LB-LB06A | NT66-LB-LB06A-Corr. | North Terrace | NT | NT66 | 10 Pulteney Street - Car Park | LB | Lower Basement | LB06A | 99939 | Unusable Spaces | 99939 | Unusable Spaces | 6.1 | Corr. | 8 | Non Useable Floor Area Space Group | 805 | Non-usable - Circulation space |  | Unknown | 0.00 | NO
North Terrace_NT66-10 Pulteney Street - Car Park_Lower Basement_LB07 _ Lift 2 | NT-NT66-LB-LB07 | NT66-LB-LB07-Lift 2 | North Terrace | NT | NT66 | 10 Pulteney Street - Car Park | LB | Lower Basement | LB07 | 99939 | Unusable Spaces | 99939 | Unusable Spaces | 5.9 | Lift 2 | 8 | Non Useable Floor Area Space Group | 838 | Non-usable - Lift |  | Unknown | 0.00 | NO
North Terrace_NT66-10 Pulteney Street - Car Park_Lower Basement_LB08 _ Lift 3 | NT-NT66-LB-LB08 | NT66-LB-LB08-Lift 3 | North Terrace | NT | NT66 | 10 Pulteney Street - Car Park | LB | Lower Basement | LB08 | 99939 | Unusable Spaces | 99939 | Unusable Spaces | 5.9 | Lift 3 | 8 | Non Useable Floor Area Space Group | 838 | Non-usable - Lift |  | Unknown | 0.00 | NO
North Terrace_NT66-10 Pulteney Street - Car Park_Lower Basement_LB09 _ Lift 4 | NT-NT66-LB-LB09 | NT66-LB-LB09-Lift 4 | North Terrace | NT | NT66 | 10 Pulteney Street - Car Park | LB | Lower Basement | LB09 | 99939 | Unusable Spaces | 99939 | Unusable Spaces | 5.9 | Lift 4 | 8 | Non Useable Floor Area Space Group | 838 | Non-usable - Lift |  | Unknown | 0.00 | NO
North Terrace_NT66-10 Pulteney Street - Car Park_Lower Basement_LB10 _ VSR | NT-NT66-LB-LB10 | NT66-LB-LB10-VSR | North Terrace | NT | NT66 | 10 Pulteney Street - Car Park | LB | Lower Basement | LB10 | 99939 | Unusable Spaces | 99939 | Unusable Spaces | 3.51 | VSR | 8 | Non Useable Floor Area Space Group | 840 | Non-usable - Service riser |  | Unknown | 0.00 | NO
North Terrace_NT66-10 Pulteney Street - Car Park_Lower Basement_LB11 _ Stair 3 | NT-NT66-LB-LB11 | NT66-LB-LB11-Stair 3 | North Terrace | NT | NT66 | 10 Pulteney Street - Car Park | LB | Lower Basement | LB11 | 99939 | Unusable Spaces | 99939 | Unusable Spaces | 19.29 | Stair 3 | 8 | Non Useable Floor Area Space Group | 805 | Non-usable - Circulation space |  | Unknown | 0.00 | NO
North Terrace_NT66-10 Pulteney Street - Car Park_Lower Basement_LB13 _ Stair | NT-NT66-LB-LB13 | NT66-LB-LB13-Stair | North Terrace | NT | NT66 | 10 Pulteney Street - Car Park | LB | Lower Basement | LB13 | 99939 | Unusable Spaces | 99939 | Unusable Spaces | 5.67 | Stair | 8 | Non Useable Floor Area Space Group | 805 | Non-usable - Circulation space |  | Unknown | 0.00 | NO
North Terrace_NT66-10 Pulteney Street - Car Park_Lower Basement_LB14 _ Store | NT-NT66-LB-LB14 | NT66-LB-LB14-Store | North Terrace | NT | NT66 | 10 Pulteney Street - Car Park | LB | Lower Basement | LB14 | 859 | Infrastructure Office | 859 | Infrastructure | 23.11 | Store | 4 | Ancillary Area Space Group | 419 | Ancillary Area - Store Room - Generic |  | Unknown | 0.00 | NO
North Terrace_NT66-10 Pulteney Street - Car Park_Lower Basement_LB20 _ Store | NT-NT66-LB-LB20 | NT66-LB-LB20-Store | North Terrace | NT | NT66 | 10 Pulteney Street - Car Park | LB | Lower Basement | LB20 | 859 | Infrastructure Office | 859 | Infrastructure | 59.64 | Store | 4 | Ancillary Area Space Group | 419 | Ancillary Area - Store Room - Generic |  | Unknown | 0.00 | NO
North Terrace_NT66-10 Pulteney Street - Car Park_Upper Basement_19 _ Carpark | NT-NT66-UB-19 | NT66-UB-19-Carpark | North Terrace | NT | NT66 | 10 Pulteney Street - Car Park | UB | Upper Basement | 19 | 99997 | Parking Spaces | 99939 | Unusable Spaces | 13.25 | Carpark | 8 | Non Useable Floor Area Space Group | 802 | Non-usable - Car park > 50% of building - Usable TEFMA |  | Unknown | 0.00 | NO
North Terrace_NT66-10 Pulteney Street - Car Park_Upper Basement_20 _ Carpark | NT-NT66-UB-20 | NT66-UB-20-Carpark | North Terrace | NT | NT66 | 10 Pulteney Street - Car Park | UB | Upper Basement | 20 | 99997 | Parking Spaces | 99939 | Unusable Spaces | 13.25 | Carpark | 8 | Non Useable Floor Area Space Group | 802 | Non-usable - Car park > 50% of building - Usable TEFMA |  | Unknown | 0.00 | NO
North Terrace_NT66-10 Pulteney Street - Car Park_Upper Basement_21 _ Carpark | NT-NT66-UB-21 | NT66-UB-21-Carpark | North Terrace | NT | NT66 | 10 Pulteney Street - Car Park | UB | Upper Basement | 21 | 99997 | Parking Spaces | 99939 | Unusable Spaces | 13.25 | Carpark | 8 | Non Useable Floor Area Space Group | 802 | Non-usable - Car park > 50% of building - Usable TEFMA |  | Unknown | 0.00 | NO
North Terrace_NT66-10 Pulteney Street - Car Park_Upper Basement_22 _ Carpark | NT-NT66-UB-22 | NT66-UB-22-Carpark | North Terrace | NT | NT66 | 10 Pulteney Street - Car Park | UB | Upper Basement | 22 | 99997 | Parking Spaces | 99939 | Unusable Spaces | 13.25 | Carpark | 8 | Non Useable Floor Area Space Group | 802 | Non-usable - Car park > 50% of building - Usable TEFMA |  | Unknown | 0.00 | NO
North Terrace_NT66-10 Pulteney Street - Car Park_Upper Basement_23 _ Carpark | NT-NT66-UB-23 | NT66-UB-23-Carpark | North Terrace | NT | NT66 | 10 Pulteney Street - Car Park | UB | Upper Basement | 23 | 99997 | Parking Spaces | 99939 | Unusable Spaces | 13.25 | Carpark | 8 | Non Useable Floor Area Space Group | 802 | Non-usable - Car park > 50% of building - Usable TEFMA |  | Unknown | 0.00 | NO
North Terrace_NT66-10 Pulteney Street - Car Park_Upper Basement_24 _ Carpark | NT-NT66-UB-24 | NT66-UB-24-Carpark | North Terrace | NT | NT66 | 10 Pulteney Street - Car Park | UB | Upper Basement | 24 | 99997 | Parking Spaces | 99939 | Unusable Spaces | 13.25 | Carpark | 8 | Non Useable Floor Area Space Group | 802 | Non-usable - Car park > 50% of building - Usable TEFMA |  | Unknown | 0.00 | NO
North Terrace_NT66-10 Pulteney Street - Car Park_Upper Basement_25 _ Carpark | NT-NT66-UB-25 | NT66-UB-25-Carpark | North Terrace | NT | NT66 | 10 Pulteney Street - Car Park | UB | Upper Basement | 25 | 99997 | Parking Spaces | 99939 | Unusable Spaces | 13.25 | Carpark | 8 | Non Useable Floor Area Space Group | 802 | Non-usable - Car park > 50% of building - Usable TEFMA |  | Unknown | 0.00 | NO
North Terrace_NT66-10 Pulteney Street - Car Park_Upper Basement_26 _ Carpark | NT-NT66-UB-26 | NT66-UB-26-Carpark | North Terrace | NT | NT66 | 10 Pulteney Street - Car Park | UB | Upper Basement | 26 | 99997 | Parking Spaces | 99939 | Unusable Spaces | 13.25 | Carpark | 8 | Non Useable Floor Area Space Group | 802 | Non-usable - Car park > 50% of building - Usable TEFMA |  | Unknown | 0.00 | NO
North Terrace_NT66-10 Pulteney Street - Car Park_Upper Basement_27 _ Carpark | NT-NT66-UB-27 | NT66-UB-27-Carpark | North Terrace | NT | NT66 | 10 Pulteney Street - Car Park | UB | Upper Basement | 27 | 99997 | Parking Spaces | 99939 | Unusable Spaces | 13.25 | Carpark | 8 | Non Useable Floor Area Space Group | 802 | Non-usable - Car park > 50% of building - Usable TEFMA |  | Unknown | 0.00 | NO
North Terrace_NT66-10 Pulteney Street - Car Park_Upper Basement_28 _ Carpark | NT-NT66-UB-28 | NT66-UB-28-Carpark | North Terrace | NT | NT66 | 10 Pulteney Street - Car Park | UB | Upper Basement | 28 | 99997 | Parking Spaces | 99939 | Unusable Spaces | 13.25 | Carpark | 8 | Non Useable Floor Area Space Group | 802 | Non-usable - Car park > 50% of building - Usable TEFMA |  | Unknown | 0.00 | NO
North Terrace_NT66-10 Pulteney Street - Car Park_Upper Basement_29 _ Carpark | NT-NT66-UB-29 | NT66-UB-29-Carpark | North Terrace | NT | NT66 | 10 Pulteney Street - Car Park | UB | Upper Basement | 29 | 99997 | Parking Spaces | 99939 | Unusable Spaces | 13.25 | Carpark | 8 | Non Useable Floor Area Space Group | 802 | Non-usable - Car park > 50% of building - Usable TEFMA |  | Unknown | 0.00 | NO
North Terrace_NT66-10 Pulteney Street - Car Park_Upper Basement_30 _ Carpark | NT-NT66-UB-30 | NT66-UB-30-Carpark | North Terrace | NT | NT66 | 10 Pulteney Street - Car Park | UB | Upper Basement | 30 | 99997 | Parking Spaces | 99939 | Unusable Spaces | 13.25 | Carpark | 8 | Non Useable Floor Area Space Group | 802 | Non-usable - Car park > 50% of building - Usable TEFMA |  | Unknown | 0.00 | NO
North Terrace_NT66-10 Pulteney Street - Car Park_Upper Basement_31 _ Carpark | NT-NT66-UB-31 | NT66-UB-31-Carpark | North Terrace | NT | NT66 | 10 Pulteney Street - Car Park | UB | Upper Basement | 31 | 99997 | Parking Spaces | 99939 | Unusable Spaces | 13.25 | Carpark | 8 | Non Useable Floor Area Space Group | 802 | Non-usable - Car park > 50% of building - Usable TEFMA |  | Unknown | 0.00 | NO
North Terrace_NT66-10 Pulteney Street - Car Park_Upper Basement_32 _ Carpark | NT-NT66-UB-32 | NT66-UB-32-Carpark | North Terrace | NT | NT66 | 10 Pulteney Street - Car Park | UB | Upper Basement | 32 | 99997 | Parking Spaces | 99939 | Unusable Spaces | 13.25 | Carpark | 8 | Non Useable Floor Area Space Group | 802 | Non-usable - Car park > 50% of building - Usable TEFMA |  | Unknown | 0.00 | NO
North Terrace_NT66-10 Pulteney Street - Car Park_Upper Basement_33 _ Carpark | NT-NT66-UB-33 | NT66-UB-33-Carpark | North Terrace | NT | NT66 | 10 Pulteney Street - Car Park | UB | Upper Basement | 33 | 99997 | Parking Spaces | 99939 | Unusable Spaces | 13.25 | Carpark | 8 | Non Useable Floor Area Space Group | 802 | Non-usable - Car park > 50% of building - Usable TEFMA |  | Unknown | 0.00 | NO
North Terrace_NT66-10 Pulteney Street - Car Park_Upper Basement_34 _ Carpark | NT-NT66-UB-34 | NT66-UB-34-Carpark | North Terrace | NT | NT66 | 10 Pulteney Street - Car Park | UB | Upper Basement | 34 | 99997 | Parking Spaces | 99939 | Unusable Spaces | 13.25 | Carpark | 8 | Non Useable Floor Area Space Group | 802 | Non-usable - Car park > 50% of building - Usable TEFMA |  | Unknown | 0.00 | NO
North Terrace_NT66-10 Pulteney Street - Car Park_Upper Basement_35 _ Carpark | NT-NT66-UB-35 | NT66-UB-35-Carpark | North Terrace | NT | NT66 | 10 Pulteney Street - Car Park | UB | Upper Basement | 35 | 99997 | Parking Spaces | 99939 | Unusable Spaces | 13.25 | Carpark | 8 | Non Useable Floor Area Space Group | 802 | Non-usable - Car park > 50% of building - Usable TEFMA |  | Unknown | 0.00 | NO
North Terrace_NT66-10 Pulteney Street - Car Park_Upper Basement_36 _ Carpark | NT-NT66-UB-36 | NT66-UB-36-Carpark | North Terrace | NT | NT66 | 10 Pulteney Street - Car Park | UB | Upper Basement | 36 | 99997 | Parking Spaces | 99939 | Unusable Spaces | 13.25 | Carpark | 8 | Non Useable Floor Area Space Group | 802 | Non-usable - Car park > 50% of building - Usable TEFMA |  | Unknown | 0.00 | NO
North Terrace_NT66-10 Pulteney Street - Car Park_Upper Basement_37 _ Carpark | NT-NT66-UB-37 | NT66-UB-37-Carpark | North Terrace | NT | NT66 | 10 Pulteney Street - Car Park | UB | Upper Basement | 37 | 99997 | Parking Spaces | 99939 | Unusable Spaces | 13.25 | Carpark | 8 | Non Useable Floor Area Space Group | 802 | Non-usable - Car park > 50% of building - Usable TEFMA |  | Unknown | 0.00 | NO
North Terrace_NT66-10 Pulteney Street - Car Park_Upper Basement_38 _ Carpark | NT-NT66-UB-38 | NT66-UB-38-Carpark | North Terrace | NT | NT66 | 10 Pulteney Street - Car Park | UB | Upper Basement | 38 | 99997 | Parking Spaces | 99939 | Unusable Spaces | 11.18 | Carpark | 8 | Non Useable Floor Area Space Group | 802 | Non-usable - Car park > 50% of building - Usable TEFMA |  | Unknown | 0.00 | NO
North Terrace_NT66-10 Pulteney Street - Car Park_Upper Basement_39 _ Carpark | NT-NT66-UB-39 | NT66-UB-39-Carpark | North Terrace | NT | NT66 | 10 Pulteney Street - Car Park | UB | Upper Basement | 39 | 99997 | Parking Spaces | 99939 | Unusable Spaces | 13.25 | Carpark | 8 | Non Useable Floor Area Space Group | 802 | Non-usable - Car park > 50% of building - Usable TEFMA |  | Unknown | 0.00 | NO
North Terrace_NT66-10 Pulteney Street - Car Park_Upper Basement_40 _ Carpark | NT-NT66-UB-40 | NT66-UB-40-Carpark | North Terrace | NT | NT66 | 10 Pulteney Street - Car Park | UB | Upper Basement | 40 | 99997 | Parking Spaces | 99939 | Unusable Spaces | 13.25 | Carpark | 8 | Non Useable Floor Area Space Group | 802 | Non-usable - Car park > 50% of building - Usable TEFMA |  | Unknown | 0.00 | NO
North Terrace_NT66-10 Pulteney Street - Car Park_Upper Basement_41 _ Carpark | NT-NT66-UB-41 | NT66-UB-41-Carpark | North Terrace | NT | NT66 | 10 Pulteney Street - Car Park | UB | Upper Basement | 41 | 99997 | Parking Spaces | 99939 | Unusable Spaces | 13.25 | Carpark | 8 | Non Useable Floor Area Space Group | 802 | Non-usable - Car park > 50% of building - Usable TEFMA |  | Unknown | 0.00 | NO
North Terrace_NT66-10 Pulteney Street - Car Park_Upper Basement_89 _ Carpark | NT-NT66-UB-89 | NT66-UB-89-Carpark | North Terrace | NT | NT66 | 10 Pulteney Street - Car Park | UB | Upper Basement | 89 | 99997 | Parking Spaces | 99939 | Unusable Spaces | 13.13 | Carpark | 8 | Non Useable Floor Area Space Group | 802 | Non-usable - Car park > 50% of building - Usable TEFMA |  | Unknown | 0.00 | NO
North Terrace_NT66-10 Pulteney Street - Car Park_Upper Basement_90 _ Carpark | NT-NT66-UB-90 | NT66-UB-90-Carpark | North Terrace | NT | NT66 | 10 Pulteney Street - Car Park | UB | Upper Basement | 90 | 99997 | Parking Spaces | 99939 | Unusable Spaces | 13.13 | Carpark | 8 | Non Useable Floor Area Space Group | 802 | Non-usable - Car park > 50% of building - Usable TEFMA |  | Unknown | 0.00 | NO
North Terrace_NT66-10 Pulteney Street - Car Park_Upper Basement_91 _ Carpark | NT-NT66-UB-91 | NT66-UB-91-Carpark | North Terrace | NT | NT66 | 10 Pulteney Street - Car Park | UB | Upper Basement | 91 | 99997 | Parking Spaces | 99939 | Unusable Spaces | 13.13 | Carpark | 8 | Non Useable Floor Area Space Group | 802 | Non-usable - Car park > 50% of building - Usable TEFMA |  | Unknown | 0.00 | NO
North Terrace_NT66-10 Pulteney Street - Car Park_Upper Basement_92 _ Carpark | NT-NT66-UB-92 | NT66-UB-92-Carpark | North Terrace | NT | NT66 | 10 Pulteney Street - Car Park | UB | Upper Basement | 92 | 99997 | Parking Spaces | 99939 | Unusable Spaces | 13.13 | Carpark | 8 | Non Useable Floor Area Space Group | 802 | Non-usable - Car park > 50% of building - Usable TEFMA |  | Unknown | 0.00 | NO
North Terrace_NT66-10 Pulteney Street - Car Park_Upper Basement_93 _ Carpark | NT-NT66-UB-93 | NT66-UB-93-Carpark | North Terrace | NT | NT66 | 10 Pulteney Street - Car Park | UB | Upper Basement | 93 | 99997 | Parking Spaces | 99939 | Unusable Spaces | 13.13 | Carpark | 8 | Non Useable Floor Area Space Group | 802 | Non-usable - Car park > 50% of building - Usable TEFMA |  | Unknown | 0.00 | NO
North Terrace_NT66-10 Pulteney Street - Car Park_Upper Basement_94 _ Carpark | NT-NT66-UB-94 | NT66-UB-94-Carpark | North Terrace | NT | NT66 | 10 Pulteney Street - Car Park | UB | Upper Basement | 94 | 99997 | Parking Spaces | 99939 | Unusable Spaces | 13.13 | Carpark | 8 | Non Useable Floor Area Space Group | 802 | Non-usable - Car park > 50% of building - Usable TEFMA |  | Unknown | 0.00 | NO
North Terrace_NT66-10 Pulteney Street - Car Park_Upper Basement_UB000 _ Ramp - up | NT-NT66-UB-UB000 | NT66-UB-UB000-Ramp - up | North Terrace | NT | NT66 | 10 Pulteney Street - Car Park | UB | Upper Basement | UB000 | 99997 | Parking Spaces | 99939 | Unusable Spaces | 98.92 | Ramp - up | 8 | Non Useable Floor Area Space Group | 802 | Non-usable - Car park > 50% of building - Usable TEFMA |  | Unknown | 0.00 | NO
North Terrace_NT66-10 Pulteney Street - Car Park_Upper Basement_UB000A _ Stair 4 | NT-NT66-UB-UB000A | NT66-UB-UB000A-Stair 4 | North Terrace | NT | NT66 | 10 Pulteney Street - Car Park | UB | Upper Basement | UB000A | 99939 | Unusable Spaces | 99939 | Unusable Spaces | 13.18 | Stair 4 | 8 | Non Useable Floor Area Space Group | 805 | Non-usable - Circulation space |  | Unknown | 0.00 | NO
North Terrace_NT66-10 Pulteney Street - Car Park_Upper Basement_UB000B _ Oil Tank Room | NT-NT66-UB-UB000B | NT66-UB-UB000B-Oil Tank Room | North Terrace | NT | NT66 | 10 Pulteney Street - Car Park | UB | Upper Basement | UB000B | 99939 | Unusable Spaces | 99939 | Unusable Spaces | 13.49 | Oil Tank Room | 8 | Non Useable Floor Area Space Group | 811 | Non-usable - Plant room other |  | Unknown | 0.00 | NO
North Terrace_NT66-10 Pulteney Street - Car Park_Upper Basement_UB001 _ Vehicle Corridor | NT-NT66-UB-UB001 | NT66-UB-UB001-Vehicle Corridor | North Terrace | NT | NT66 | 10 Pulteney Street - Car Park | UB | Upper Basement | UB001 | 99939 | Unusable Spaces | 99939 | Unusable Spaces | 80.8 | Vehicle Corridor | 8 | Non Useable Floor Area Space Group | 802 | Non-usable - Car park > 50% of building - Usable TEFMA |  | Unknown | 0.00 | NO
North Terrace_NT66-10 Pulteney Street - Car Park_Upper Basement_UB002 _ Corr. | NT-NT66-UB-UB002 | NT66-UB-UB002-Corr. | North Terrace | NT | NT66 | 10 Pulteney Street - Car Park | UB | Upper Basement | UB002 | 99939 | Unusable Spaces | 99939 | Unusable Spaces | 15.35 | Corr. | 8 | Non Useable Floor Area Space Group | 805 | Non-usable - Circulation space |  | Unknown | 0.00 | NO
North Terrace_NT66-10 Pulteney Street - Car Park_Upper Basement_UB003 _ Vehicle Corridor | NT-NT66-UB-UB003 | NT66-UB-UB003-Vehicle Corridor | North Terrace | NT | NT66 | 10 Pulteney Street - Car Park | UB | Upper Basement | UB003 | 99939 | Unusable Spaces | 99939 | Unusable Spaces | 177.61 | Vehicle Corridor | 8 | Non Useable Floor Area Space Group | 802 | Non-usable - Car park > 50% of building - Usable TEFMA |  | Unknown | 0.00 | NO
North Terrace_NT66-10 Pulteney Street - Car Park_Upper Basement_UB004 _ Bicycle Storage | NT-NT66-UB-UB004 | NT66-UB-UB004-Bicycle Storage | North Terrace | NT | NT66 | 10 Pulteney Street - Car Park | UB | Upper Basement | UB004 | 99946 | Vacant not occupiable | 99939 | Unusable Spaces | 69.62 | Bicycle Storage | 8 | Non Useable Floor Area Space Group | 801 | Non-usable - Bicycle storage |  | Unknown | 0.00 | NO
North Terrace_NT66-10 Pulteney Street - Car Park_Upper Basement_UB004A _ Store - Contractors | NT-NT66-UB-UB004A | NT66-UB-UB004A-Store - Contractors | North Terrace | NT | NT66 | 10 Pulteney Street - Car Park | UB | Upper Basement | UB004A | 859 | Infrastructure Office | 859 | Infrastructure | 103.94 | Store - Contractors | 4 | Ancillary Area Space Group | 419 | Ancillary Area - Store Room - Generic |  | Unknown | 0.00 | NO
North Terrace_NT66-10 Pulteney Street - Car Park_Upper Basement_UB005 _ Ramp - up | NT-NT66-UB-UB005 | NT66-UB-UB005-Ramp - up | North Terrace | NT | NT66 | 10 Pulteney Street - Car Park | UB | Upper Basement | UB005 | 99939 | Unusable Spaces | 99939 | Unusable Spaces | 123.8 | Ramp - up | 8 | Non Useable Floor Area Space Group | 802 | Non-usable - Car park > 50% of building - Usable TEFMA |  | Unknown | 0.00 | NO
North Terrace_NT66-10 Pulteney Street - Car Park_Upper Basement_UB005A _ Carpark | NT-NT66-UB-UB005A | NT66-UB-UB005A-Carpark | North Terrace | NT | NT66 | 10 Pulteney Street - Car Park | UB | Upper Basement | UB005A | 99946 | Vacant not occupiable | 99939 | Unusable Spaces | 10.25 | Carpark | 8 | Non Useable Floor Area Space Group | 802 | Non-usable - Car park > 50% of building - Usable TEFMA |  | Unknown | 0.00 | NO
North Terrace_NT66-10 Pulteney Street - Car Park_Upper Basement_UB005B _ Carpark | NT-NT66-UB-UB005B | NT66-UB-UB005B-Carpark | North Terrace | NT | NT66 | 10 Pulteney Street - Car Park | UB | Upper Basement | UB005B | 99946 | Vacant not occupiable | 99939 | Unusable Spaces | 10.25 | Carpark | 8 | Non Useable Floor Area Space Group | 802 | Non-usable - Car park > 50% of building - Usable TEFMA |  | Unknown | 0.00 | NO
North Terrace_NT66-10 Pulteney Street - Car Park_Upper Basement_UB005C _ Carpark | NT-NT66-UB-UB005C | NT66-UB-UB005C-Carpark | North Terrace | NT | NT66 | 10 Pulteney Street - Car Park | UB | Upper Basement | UB005C | 99946 | Vacant not occupiable | 99939 | Unusable Spaces | 10.24 | Carpark | 8 | Non Useable Floor Area Space Group | 802 | Non-usable - Car park > 50% of building - Usable TEFMA |  | Unknown | 0.00 | NO
North Terrace_NT66-10 Pulteney Street - Car Park_Upper Basement_UB005D _ Carpark | NT-NT66-UB-UB005D | NT66-UB-UB005D-Carpark | North Terrace | NT | NT66 | 10 Pulteney Street - Car Park | UB | Upper Basement | UB005D | 99946 | Vacant not occupiable | 99939 | Unusable Spaces | 10.24 | Carpark | 8 | Non Useable Floor Area Space Group | 802 | Non-usable - Car park > 50% of building - Usable TEFMA |  | Unknown | 0.00 | NO
North Terrace_NT66-10 Pulteney Street - Car Park_Upper Basement_UB006 _ Vehicle Corridor | NT-NT66-UB-UB006 | NT66-UB-UB006-Vehicle Corridor | North Terrace | NT | NT66 | 10 Pulteney Street - Car Park | UB | Upper Basement | UB006 | 99939 | Unusable Spaces | 99939 | Unusable Spaces | 160.26 | Vehicle Corridor | 8 | Non Useable Floor Area Space Group | 802 | Non-usable - Car park > 50% of building - Usable TEFMA |  | Unknown | 0.00 | NO
North Terrace_NT66-10 Pulteney Street - Car Park_Upper Basement_UB007 _ Plantroom - AHU | NT-NT66-UB-UB007 | NT66-UB-UB007-Plantroom - AHU | North Terrace | NT | NT66 | 10 Pulteney Street - Car Park | UB | Upper Basement | UB007 | 99946 | Vacant not occupiable | 99939 | Unusable Spaces | 35.85 | Plantroom - AHU | 8 | Non Useable Floor Area Space Group | 810 | Non-usable - Mechanical plant room |  | Unknown | 0.00 | NO
North Terrace_NT66-10 Pulteney Street - Car Park_Upper Basement_UB01 _ Stair 2 | NT-NT66-UB-UB01 | NT66-UB-UB01-Stair 2 | North Terrace | NT | NT66 | 10 Pulteney Street - Car Park | UB | Upper Basement | UB01 | 99939 | Unusable Spaces | 99939 | Unusable Spaces | 11.55 | Stair 2 | 8 | Non Useable Floor Area Space Group | 805 | Non-usable - Circulation space |  | Unknown | 0.00 | NO
North Terrace_NT66-10 Pulteney Street - Car Park_Upper Basement_UB02 _ Store | NT-NT66-UB-UB02 | NT66-UB-UB02-Store | North Terrace | NT | NT66 | 10 Pulteney Street - Car Park | UB | Upper Basement | UB02 | 99939 | Unusable Spaces | 99939 | Unusable Spaces | 5.04 | Store | 4 | Ancillary Area Space Group | 419 | Ancillary Area - Store Room - Generic |  | Barely Adequate | 722.05 | NO
North Terrace_NT66-10 Pulteney Street - Car Park_Upper Basement_UB02A _ Comms | NT-NT66-UB-UB02A | NT66-UB-UB02A-Comms | North Terrace | NT | NT66 | 10 Pulteney Street - Car Park | UB | Upper Basement | UB02A | 850 | ITDS Branch Central Costs | 869 | Information Technology and Digital Services | 11.08 | Comms | 8 | Non Useable Floor Area Space Group | 812 | Non-usable - Comms/network system/Telephone/PABX |  | Unknown | 0.00 | NO
North Terrace_NT66-10 Pulteney Street - Car Park_Upper Basement_UB02B _ BMS | NT-NT66-UB-UB02B | NT66-UB-UB02B-BMS | North Terrace | NT | NT66 | 10 Pulteney Street - Car Park | UB | Upper Basement | UB02B | 99946 | Vacant not occupiable | 99939 | Unusable Spaces | 6.02 | BMS | 8 | Non Useable Floor Area Space Group | 810 | Non-usable - Mechanical plant room |  | Unknown | 0.00 | NO
North Terrace_NT66-10 Pulteney Street - Car Park_Upper Basement_UB03 _ Corr. | NT-NT66-UB-UB03 | NT66-UB-UB03-Corr. | North Terrace | NT | NT66 | 10 Pulteney Street - Car Park | UB | Upper Basement | UB03 | 99946 | Vacant not occupiable | 99939 | Unusable Spaces | 17.26 | Corr. | 8 | Non Useable Floor Area Space Group | 805 | Non-usable - Circulation space |  | Unknown | 0.00 | NO
North Terrace_NT66-10 Pulteney Street - Car Park_Upper Basement_UB04 _ Store | NT-NT66-UB-UB04 | NT66-UB-UB04-Store | North Terrace | NT | NT66 | 10 Pulteney Street - Car Park | UB | Upper Basement | UB04 | 99939 | Unusable Spaces | 99939 | Unusable Spaces | 34.09 | Store | 4 | Ancillary Area Space Group | 419 | Ancillary Area - Store Room - Generic |  | Barely Adequate | 4,883.84 | NO
North Terrace_NT66-10 Pulteney Street - Car Park_Upper Basement_UB05 _ Corr. | NT-NT66-UB-UB05 | NT66-UB-UB05-Corr. | North Terrace | NT | NT66 | 10 Pulteney Street - Car Park | UB | Upper Basement | UB05 | 99939 | Unusable Spaces | 99939 | Unusable Spaces | 60.68 | Corr. | 8 | Non Useable Floor Area Space Group | 805 | Non-usable - Circulation space |  | Unknown | 0.00 | NO
North Terrace_NT66-10 Pulteney Street - Car Park_Upper Basement_UB06 _ Comms | NT-NT66-UB-UB06 | NT66-UB-UB06-Comms | North Terrace | NT | NT66 | 10 Pulteney Street - Car Park | UB | Upper Basement | UB06 | 850 | ITDS Branch Central Costs | 869 | Information Technology and Digital Services | 23.23 | Comms | 8 | Non Useable Floor Area Space Group | 812 | Non-usable - Comms/network system/Telephone/PABX |  | Unknown | 0.00 | NO
North Terrace_NT66-10 Pulteney Street - Car Park_Upper Basement_UB07 _ Switch Room | NT-NT66-UB-UB07 | NT66-UB-UB07-Switch Room | North Terrace | NT | NT66 | 10 Pulteney Street - Car Park | UB | Upper Basement | UB07 | 99939 | Unusable Spaces | 99939 | Unusable Spaces | 17.66 | Switch Room | 8 | Non Useable Floor Area Space Group | 815 | Non-usable - Switch room |  | Unknown | 0.00 | NO
North Terrace_NT66-10 Pulteney Street - Car Park_Upper Basement_UB08 _ Sprinkler Valve Room | NT-NT66-UB-UB08 | NT66-UB-UB08-Sprinkler Valve Room | North Terrace | NT | NT66 | 10 Pulteney Street - Car Park | UB | Upper Basement | UB08 | 99939 | Unusable Spaces | 99939 | Unusable Spaces | 16.66 | Sprinkler Valve Room | 8 | Non Useable Floor Area Space Group | 840 | Non-usable - Service riser |  | Unknown | 0.00 | NO
North Terrace_NT66-10 Pulteney Street - Car Park_Upper Basement_UB10 _ Store | NT-NT66-UB-UB10 | NT66-UB-UB10-Store | North Terrace | NT | NT66 | 10 Pulteney Street - Car Park | UB | Upper Basement | UB10 | 99939 | Unusable Spaces | 99939 | Unusable Spaces | 10.08 | Store | 4 | Ancillary Area Space Group | 419 | Ancillary Area - Store Room - Generic |  | Barely Adequate | 1,444.09 | NO
North Terrace_NT66-10 Pulteney Street - Car Park_Upper Basement_UB11 _ Stair 1 | NT-NT66-UB-UB11 | NT66-UB-UB11-Stair 1 | North Terrace | NT | NT66 | 10 Pulteney Street - Car Park | UB | Upper Basement | UB11 | 99939 | Unusable Spaces | 99939 | Unusable Spaces | 11.28 | Stair 1 | 8 | Non Useable Floor Area Space Group | 805 | Non-usable - Circulation space |  | Unknown | 0.00 | NO
North Terrace_NT66-10 Pulteney Street - Car Park_Upper Basement_UB13 _ Lift 1 | NT-NT66-UB-UB13 | NT66-UB-UB13-Lift 1 | North Terrace | NT | NT66 | 10 Pulteney Street - Car Park | UB | Upper Basement | UB13 | 99939 | Unusable Spaces | 99939 | Unusable Spaces | 6.1 | Lift 1 | 8 | Non Useable Floor Area Space Group | 838 | Non-usable - Lift |  | Unknown | 0.00 | NO
North Terrace_NT66-10 Pulteney Street - Car Park_Upper Basement_UB14 _ Lift 2 | NT-NT66-UB-UB14 | NT66-UB-UB14-Lift 2 | North Terrace | NT | NT66 | 10 Pulteney Street - Car Park | UB | Upper Basement | UB14 | 99939 | Unusable Spaces | 99939 | Unusable Spaces | 6.1 | Lift 2 | 8 | Non Useable Floor Area Space Group | 838 | Non-usable - Lift |  | Unknown | 0.00 | NO
North Terrace_NT66-10 Pulteney Street - Car Park_Upper Basement_UB15 _ Lift 3 | NT-NT66-UB-UB15 | NT66-UB-UB15-Lift 3 | North Terrace | NT | NT66 | 10 Pulteney Street - Car Park | UB | Upper Basement | UB15 | 99939 | Unusable Spaces | 99939 | Unusable Spaces | 6.1 | Lift 3 | 8 | Non Useable Floor Area Space Group | 838 | Non-usable - Lift |  | Unknown | 0.00 | NO
North Terrace_NT66-10 Pulteney Street - Car Park_Upper Basement_UB16 _ Lift 4 | NT-NT66-UB-UB16 | NT66-UB-UB16-Lift 4 | North Terrace | NT | NT66 | 10 Pulteney Street - Car Park | UB | Upper Basement | UB16 | 99939 | Unusable Spaces | 99939 | Unusable Spaces | 6.1 | Lift 4 | 8 | Non Useable Floor Area Space Group | 838 | Non-usable - Lift |  | Unknown | 0.00 | NO
North Terrace_NT66-10 Pulteney Street - Car Park_Upper Basement_UB17 _ Stair 3 | NT-NT66-UB-UB17 | NT66-UB-UB17-Stair 3 | North Terrace | NT | NT66 | 10 Pulteney Street - Car Park | UB | Upper Basement | UB17 | 99939 | Unusable Spaces | 99939 | Unusable Spaces | 20.3 | Stair 3 | 8 | Non Useable Floor Area Space Group | 805 | Non-usable - Circulation space |  | Unknown | 0.00 | NO
North Terrace_NT66-10 Pulteney Street - Car Park_Upper Basement_UB18 _ Store | NT-NT66-UB-UB18 | NT66-UB-UB18-Store | North Terrace | NT | NT66 | 10 Pulteney Street - Car Park | UB | Upper Basement | UB18 | 99939 | Unusable Spaces | 99939 | Unusable Spaces | 4.93 | Store | 4 | Ancillary Area Space Group | 419 | Ancillary Area - Store Room - Generic |  | Barely Adequate | 706.29 | NO
North Terrace_NT66-10 Pulteney Street - Car Park_Upper Basement_UB19 _ WC - U - Access (LH) | NT-NT66-UB-UB19 | NT66-UB-UB19-WC - U - Access (LH) | North Terrace | NT | NT66 | 10 Pulteney Street - Car Park | UB | Upper Basement | UB19 | 99939 | Unusable Spaces | 99939 | Unusable Spaces | 6.85 | WC - U - Access (LH) | 8 | Non Useable Floor Area Space Group | 818 | Non-usable - Toilets/Amenities - Unisex Accessible |  | Unknown | 0.00 | NO
North Terrace_NT66-10 Pulteney Street - Car Park_Upper Basement_UB20 _ WC - M | NT-NT66-UB-UB20 | NT66-UB-UB20-WC - M | North Terrace | NT | NT66 | 10 Pulteney Street - Car Park | UB | Upper Basement | UB20 | 99939 | Unusable Spaces | 99939 | Unusable Spaces | 10.14 | WC - M | 8 | Non Useable Floor Area Space Group | 821 | Non-usable - Toilets/Amenities - Male |  | Unknown | 0.00 | NO
North Terrace_NT66-10 Pulteney Street - Car Park_Upper Basement_UB20A _ VSR | NT-NT66-UB-UB20A | NT66-UB-UB20A-VSR | North Terrace | NT | NT66 | 10 Pulteney Street - Car Park | UB | Upper Basement | UB20A | 99939 | Unusable Spaces | 99939 | Unusable Spaces | 0.45 | VSR | 8 | Non Useable Floor Area Space Group | 840 | Non-usable - Service riser |  | Unknown | 0.00 | NO
North Terrace_NT66-10 Pulteney Street - Car Park_Upper Basement_UB21 _ WC - F | NT-NT66-UB-UB21 | NT66-UB-UB21-WC - F | North Terrace | NT | NT66 | 10 Pulteney Street - Car Park | UB | Upper Basement | UB21 | 99939 | Unusable Spaces | 99939 | Unusable Spaces | 12.23 | WC - F | 8 | Non Useable Floor Area Space Group | 820 | Non-usable - Toilets/Amenities - Female |  | Unknown | 0.00 | NO
North Terrace_NT66-10 Pulteney Street - Car Park_Upper Basement_UB22 _ Store | NT-NT66-UB-UB22 | NT66-UB-UB22-Store | North Terrace | NT | NT66 | 10 Pulteney Street - Car Park | UB | Upper Basement | UB22 | 99939 | Unusable Spaces | 99939 | Unusable Spaces | 3.47 | Store | 4 | Ancillary Area Space Group | 419 | Ancillary Area - Store Room - Generic |  | Barely Adequate | 497.12 | NO
North Terrace_NT66-10 Pulteney Street - Car Park_Upper Basement_UB25 _ Stair - S/W | NT-NT66-UB-UB25 | NT66-UB-UB25-Stair - S/W | North Terrace | NT | NT66 | 10 Pulteney Street - Car Park | UB | Upper Basement | UB25 | 99939 | Unusable Spaces | 99939 | Unusable Spaces | 15.82 | Stair - S/W | 8 | Non Useable Floor Area Space Group | 805 | Non-usable - Circulation space |  | Unknown | 0.00 | NO
North Terrace_NT66-10 Pulteney Street - Car Park_Upper Basement_UB25A _ VSR | NT-NT66-UB-UB25A | NT66-UB-UB25A-VSR | North Terrace | NT | NT66 | 10 Pulteney Street - Car Park | UB | Upper Basement | UB25A | 99939 | Unusable Spaces | 99939 | Unusable Spaces | 2.97 | VSR | 8 | Non Useable Floor Area Space Group | 840 | Non-usable - Service riser |  | Unknown | 0.00 | NO
North Terrace_NT66-10 Pulteney Street - Car Park_Upper Basement_UB26 _ Utility | NT-NT66-UB-UB26 | NT66-UB-UB26-Utility | North Terrace | NT | NT66 | 10 Pulteney Street - Car Park | UB | Upper Basement | UB26 | 99939 | Unusable Spaces | 99939 | Unusable Spaces | 5.96 | Utility | 8 | Non Useable Floor Area Space Group | 811 | Non-usable - Plant room other |  | Unknown | 0.00 | NO
North Terrace_NT66-10 Pulteney Street - Car Park_Upper Basement_UB27 _ Utility | NT-NT66-UB-UB27 | NT66-UB-UB27-Utility | North Terrace | NT | NT66 | 10 Pulteney Street - Car Park | UB | Upper Basement | UB27 | 99939 | Unusable Spaces | 99939 | Unusable Spaces | 5.1 | Utility | 8 | Non Useable Floor Area Space Group | 811 | Non-usable - Plant room other |  | Unknown | 0.00 | NO
North Terrace_NT66-10 Pulteney Street - Car Park_Upper Basement_UB28 _ Fire Pump | NT-NT66-UB-UB28 | NT66-UB-UB28-Fire Pump | North Terrace | NT | NT66 | 10 Pulteney Street - Car Park | UB | Upper Basement | UB28 | 99939 | Unusable Spaces | 99939 | Unusable Spaces | 19.82 | Fire Pump | 8 | Non Useable Floor Area Space Group | 811 | Non-usable - Plant room other |  | Unknown | 0.00 | NO
North Terrace_NT66-10 Pulteney Street - Car Park_Upper Basement_UB29 _ Store | NT-NT66-UB-UB29 | NT66-UB-UB29-Store | North Terrace | NT | NT66 | 10 Pulteney Street - Car Park | UB | Upper Basement | UB29 | 99939 | Unusable Spaces | 99939 | Unusable Spaces | 226.87 | Store | 4 | Ancillary Area Space Group | 419 | Ancillary Area - Store Room - Generic |  | Barely Adequate | 32,502.07 | NO
North Terrace_NT66-10 Pulteney Street - Car Park_Upper Basement_UB30 _ Store | NT-NT66-UB-UB30 | NT66-UB-UB30-Store | North Terrace | NT | NT66 | 10 Pulteney Street - Car Park | UB | Upper Basement | UB30 | 99939 | Unusable Spaces | 99939 | Unusable Spaces | 57.66 | Store | 4 | Ancillary Area Space Group | 419 | Ancillary Area - Store Room - Generic |  | Barely Adequate | 8,260.54 | NO
North Terrace_NT66-10 Pulteney Street - Car Park_Upper Basement_UB31 _ Student Breakout Area | NT-NT66-UB-UB31 | NT66-UB-UB31-Student Breakout Area | North Terrace | NT | NT66 | 10 Pulteney Street - Car Park | UB | Upper Basement | UB31 | 530 | Professions Student Support Hub | 530 | Professions Student Support Hub | 110.34 | Student Breakout Area | 5 | Library, IT and Learning Space Group | 517 | Informal Learning | INFORMAL-PRIM-I | Excellent | 30,806.93 | NO
North Terrace_NT66-10 Pulteney Street - Car Park_Upper Basement_UB32 _ Student Breakout Area | NT-NT66-UB-UB32 | NT66-UB-UB32-Student Breakout Area | North Terrace | NT | NT66 | 10 Pulteney Street - Car Park | UB | Upper Basement | UB32 | 530 | Professions Student Support Hub | 530 | Professions Student Support Hub | 124.48 | Student Breakout Area | 5 | Library, IT and Learning Space Group | 517 | Informal Learning | INFORMAL-PRIM-G | Excellent | 34,754.82 | NO
North Terrace_NT66-10 Pulteney Street - Car Park_Upper Basement_UB32A _ Circ. | NT-NT66-UB-UB32A | NT66-UB-UB32A-Circ. | North Terrace | NT | NT66 | 10 Pulteney Street - Car Park | UB | Upper Basement | UB32A | 99939 | Unusable Spaces | 99939 | Unusable Spaces | 38.59 | Circ. | 8 | Non Useable Floor Area Space Group | 805 | Non-usable - Circulation space |  | Excellent | 0.00 | NO
North Terrace_NT66-10 Pulteney Street - Car Park_Upper Basement_UB33 _ Corr. | NT-NT66-UB-UB33 | NT66-UB-UB33-Corr. | North Terrace | NT | NT66 | 10 Pulteney Street - Car Park | UB | Upper Basement | UB33 | 99939 | Unusable Spaces | 99939 | Unusable Spaces | 18.77 | Corr. | 8 | Non Useable Floor Area Space Group | 805 | Non-usable - Circulation space |  | Unknown | 0.00 | NO
North Terrace_NT66-10 Pulteney Street - Car Park_Upper Basement_UB33A _ Store | NT-NT66-UB-UB33A | NT66-UB-UB33A-Store | North Terrace | NT | NT66 | 10 Pulteney Street - Car Park | UB | Upper Basement | UB33A | 110 | Administration Office (ABLE) | 110 | ABLE (Arts, Bus, Law & Econ) Faculty Office | 86.08 | Store | 4 | Ancillary Area Space Group | 419 | Ancillary Area - Store Room - Generic |  | Adequate | 12,845.91 | NO
North Terrace_NT66-10 Pulteney Street - Car Park_Upper Basement_UB34 _ Tutorial 3 | NT-NT66-UB-UB34 | NT66-UB-UB34-Tutorial 3 | North Terrace | NT | NT66 | 10 Pulteney Street - Car Park | UB | Upper Basement | UB34 | 99998 | Central Common Teaching Areas (In Use) | 952 | Corporate Services Division Admin | 105.11 | Tutorial 3 | 2 | Teaching Space Group | 205 | Lecture/Seminar/Tutorial/Class Room (31 to 69) Flat Floor |  | Excellent | 31,966.96 | NO
North Terrace_NT66-10 Pulteney Street - Car Park_Upper Basement_UB35 _ Tutorial 2 | NT-NT66-UB-UB35 | NT66-UB-UB35-Tutorial 2 | North Terrace | NT | NT66 | 10 Pulteney Street - Car Park | UB | Upper Basement | UB35 | 99998 | Central Common Teaching Areas (In Use) | 952 | Corporate Services Division Admin | 103.63 | Tutorial 2 | 2 | Teaching Space Group | 205 | Lecture/Seminar/Tutorial/Class Room (31 to 69) Flat Floor |  | Excellent | 31,516.85 | NO
North Terrace_NT66-10 Pulteney Street - Car Park_Upper Basement_UB36 _ Tutorial 1 | NT-NT66-UB-UB36 | NT66-UB-UB36-Tutorial 1 | North Terrace | NT | NT66 | 10 Pulteney Street - Car Park | UB | Upper Basement | UB36 | 99998 | Central Common Teaching Areas (In Use) | 952 | Corporate Services Division Admin | 92.02 | Tutorial 1 | 2 | Teaching Space Group | 205 | Lecture/Seminar/Tutorial/Class Room (31 to 69) Flat Floor |  | Excellent | 27,985.91 | NO
North Terrace_NT66-10 Pulteney Street - Car Park_Upper Basement_UB37 _ Stair | NT-NT66-UB-UB37 | NT66-UB-UB37-Stair | North Terrace | NT | NT66 | 10 Pulteney Street - Car Park | UB | Upper Basement | UB37 | 99939 | Unusable Spaces | 99939 | Unusable Spaces | 13.66 | Stair | 8 | Non Useable Floor Area Space Group | 805 | Non-usable - Circulation space |  | Unknown | 0.00 | NO
North Terrace_NT66-10 Pulteney Street - Car Park_Upper Basement_UB38 _ Open Student Study | NT-NT66-UB-UB38 | NT66-UB-UB38-Open Student Study | North Terrace | NT | NT66 | 10 Pulteney Street - Car Park | UB | Upper Basement | UB38 | 530 | Professions Student Support Hub | 530 | Professions Student Support Hub | 79.56 | Open Student Study | 5 | Library, IT and Learning Space Group | 517 | Informal Learning | INFORMAL-PRIM-I | Excellent | 22,213.15 | NO
North Terrace_NT66-10 Pulteney Street - Car Park_Upper Basement_UB39A _ Corr. | NT-NT66-UB-UB39A | NT66-UB-UB39A-Corr. | North Terrace | NT | NT66 | 10 Pulteney Street - Car Park | UB | Upper Basement | UB39A | 99939 | Unusable Spaces | 99939 | Unusable Spaces | 13.42 | Corr. | 8 | Non Useable Floor Area Space Group | 805 | Non-usable - Circulation space |  | Unknown | 0.00 | NO
North Terrace_NT66-10 Pulteney Street - Car Park_Upper Basement_UB39B _ Corr. | NT-NT66-UB-UB39B | NT66-UB-UB39B-Corr. | North Terrace | NT | NT66 | 10 Pulteney Street - Car Park | UB | Upper Basement | UB39B | 99939 | Unusable Spaces | 99939 | Unusable Spaces | 57.33 | Corr. | 8 | Non Useable Floor Area Space Group | 805 | Non-usable - Circulation space |  | Unknown | 0.00 | NO
North Terrace_NT66-10 Pulteney Street - Car Park_Upper Basement_UB39C _ Corr. | NT-NT66-UB-UB39C | NT66-UB-UB39C-Corr. | North Terrace | NT | NT66 | 10 Pulteney Street - Car Park | UB | Upper Basement | UB39C | 99939 | Unusable Spaces | 99939 | Unusable Spaces | 15.12 | Corr. | 8 | Non Useable Floor Area Space Group | 805 | Non-usable - Circulation space |  | Unknown | 0.00 | NO
North Terrace_NT66-10 Pulteney Street - Car Park_Upper Basement_UB39D _ A/L | NT-NT66-UB-UB39D | NT66-UB-UB39D-A/L | North Terrace | NT | NT66 | 10 Pulteney Street - Car Park | UB | Upper Basement | UB39D | 99939 | Unusable Spaces | 99939 | Unusable Spaces | 4.82 | A/L | 8 | Non Useable Floor Area Space Group | 822 | Non-usable - Toilets/Amenities - Unisex |  | Unknown | 0.00 | NO
North Terrace_NT66-10 Pulteney Street - Car Park_Upper Basement_UB40 _ Tutorial | NT-NT66-UB-UB40 | NT66-UB-UB40-Tutorial | North Terrace | NT | NT66 | 10 Pulteney Street - Car Park | UB | Upper Basement | UB40 | 99998 | Central Common Teaching Areas (In Use) | 952 | Corporate Services Division Admin | 93.72 | Tutorial | 2 | Teaching Space Group | 205 | Lecture/Seminar/Tutorial/Class Room (31 to 69) Flat Floor |  | Excellent | 28,502.93 | NO
North Terrace_NT66-10 Pulteney Street - Car Park_Upper Basement_UB41 _ Prayer Room - M | NT-NT66-UB-UB41 | NT66-UB-UB41-Prayer Room - M | North Terrace | NT | NT66 | 10 Pulteney Street - Car Park | UB | Upper Basement | UB41 | 99949 | Religious spaces (not AUU) | 952 | Corporate Services Division Admin | 19.02 | Prayer Room - M | 6 | General Facility Space Group | 619 | General Facility - Religious/Prayer Facility |  | Good | 4,515.63 | NO
North Terrace_NT66-10 Pulteney Street - Car Park_Upper Basement_UB42 _ Prayer Room - F | NT-NT66-UB-UB42 | NT66-UB-UB42-Prayer Room - F | North Terrace | NT | NT66 | 10 Pulteney Street - Car Park | UB | Upper Basement | UB42 | 99949 | Religious spaces (not AUU) | 952 | Corporate Services Division Admin | 15.64 | Prayer Room - F | 6 | General Facility Space Group | 619 | General Facility - Religious/Prayer Facility |  | Good | 3,713.17 | NO
North Terrace_NT66-10 Pulteney Street - Car Park_Upper Basement_UB43 _ WC - F | NT-NT66-UB-UB43 | NT66-UB-UB43-WC - F | North Terrace | NT | NT66 | 10 Pulteney Street - Car Park | UB | Upper Basement | UB43 | 99939 | Unusable Spaces | 99939 | Unusable Spaces | 18.25 | WC - F | 8 | Non Useable Floor Area Space Group | 820 | Non-usable - Toilets/Amenities - Female |  | Unknown | 0.00 | NO
North Terrace_NT66-10 Pulteney Street - Car Park_Upper Basement_UB43A _ A/L - F | NT-NT66-UB-UB43A | NT66-UB-UB43A-A/L - F | North Terrace | NT | NT66 | 10 Pulteney Street - Car Park | UB | Upper Basement | UB43A | 99939 | Unusable Spaces | 99939 | Unusable Spaces | 3.53 | A/L - F | 8 | Non Useable Floor Area Space Group | 820 | Non-usable - Toilets/Amenities - Female |  | Unknown | 0.00 | NO
North Terrace_NT66-10 Pulteney Street - Car Park_Upper Basement_UB44 _ WC - M | NT-NT66-UB-UB44 | NT66-UB-UB44-WC - M | North Terrace | NT | NT66 | 10 Pulteney Street - Car Park | UB | Upper Basement | UB44 | 99939 | Unusable Spaces | 99939 | Unusable Spaces | 19.1 | WC - M | 8 | Non Useable Floor Area Space Group | 821 | Non-usable - Toilets/Amenities - Male |  | Unknown | 0.00 | NO
North Terrace_NT66-10 Pulteney Street - Car Park_Upper Basement_UB44A _ A/L - M | NT-NT66-UB-UB44A | NT66-UB-UB44A-A/L - M | North Terrace | NT | NT66 | 10 Pulteney Street - Car Park | UB | Upper Basement | UB44A | 99939 | Unusable Spaces | 99939 | Unusable Spaces | 3.63 | A/L - M | 8 | Non Useable Floor Area Space Group | 821 | Non-usable - Toilets/Amenities - Male |  | Unknown | 0.00 | NO
North Terrace_NT67-10 Pulteney Street - Nexus 10 Tower_Ground Floor_G00 _ Covered Area - West (UCA) | NT-NT67-01-G00 | NT67-01-G00-Covered Area - West (UCA) | North Terrace | NT | NT67 | 10 Pulteney Street - Nexus 10 Tower | 01 | Ground Floor | G00 | 99939 | Unusable Spaces | 99939 | Unusable Spaces | 129.94 | Covered Area - West (UCA) | 8 | Non Useable Floor Area Space Group | 839 | Non-usable - Verandah/Balcony |  | Unknown | 0.00 | NO
North Terrace_NT67-10 Pulteney Street - Nexus 10 Tower_Ground Floor_G00A _ Covered Area - East (UCA) | NT-NT67-01-G00A | NT67-01-G00A-Covered Area - East (UCA) | North Terrace | NT | NT67 | 10 Pulteney Street - Nexus 10 Tower | 01 | Ground Floor | G00A | 99939 | Unusable Spaces | 99939 | Unusable Spaces | 52.41 | Covered Area - East (UCA) | 8 | Non Useable Floor Area Space Group | 839 | Non-usable - Verandah/Balcony |  | Unknown | 0.00 | NO
North Terrace_NT67-10 Pulteney Street - Nexus 10 Tower_Ground Floor_G00B _ Waste - Garbage,Store,Wash Area | NT-NT67-01-G00B | NT67-01-G00B-Waste - Garbage,Store,Wash Area | North Terrace | NT | NT67 | 10 Pulteney Street - Nexus 10 Tower | 01 | Ground Floor | G00B | 99939 | Unusable Spaces | 99939 | Unusable Spaces | 31.44 | Waste - Garbage,Store,Wash Area | 8 | Non Useable Floor Area Space Group | 841 | Non-usable - Waste management |  | Unknown | 0.00 | NO
North Terrace_NT67-10 Pulteney Street - Nexus 10 Tower_Ground Floor_G01 _ Global Lounge - West | NT-NT67-01-G01 | NT67-01-G01-Global Lounge - West | North Terrace | NT | NT67 | 10 Pulteney Street - Nexus 10 Tower | 01 | Ground Floor | G01 | 530 | Professions Student Support Hub | 530 | Professions Student Support Hub | 142.36 | Global Lounge - West | 5 | Library, IT and Learning Space Group | 517 | Informal Learning | INFORMAL-PRIM-I | Excellent | 39,746.92 | NO
North Terrace_NT67-10 Pulteney Street - Nexus 10 Tower_Ground Floor_G01A _ Study | NT-NT67-01-G01A | NT67-01-G01A-Study | North Terrace | NT | NT67 | 10 Pulteney Street - Nexus 10 Tower | 01 | Ground Floor | G01A | 530 | Professions Student Support Hub | 530 | Professions Student Support Hub | 107.96 | Study | 5 | Library, IT and Learning Space Group | 517 | Informal Learning | INFORMAL-PRIM-C | Excellent | 30,142.44 | NO
North Terrace_NT67-10 Pulteney Street - Nexus 10 Tower_Ground Floor_G01B _ Global Lounge - East | NT-NT67-01-G01B | NT67-01-G01B-Global Lounge - East | North Terrace | NT | NT67 | 10 Pulteney Street - Nexus 10 Tower | 01 | Ground Floor | G01B | 530 | Professions Student Support Hub | 530 | Professions Student Support Hub | 113.49 | Global Lounge - East | 2 | Teaching Space Group | 217 | Collaborative Teaching Space | INFORMAL-PRIM-G | Excellent | 34,515.56 | NO
North Terrace_NT67-10 Pulteney Street - Nexus 10 Tower_Ground Floor_G04 _ Comms | NT-NT67-01-G04 | NT67-01-G04-Comms | North Terrace | NT | NT67 | 10 Pulteney Street - Nexus 10 Tower | 01 | Ground Floor | G04 | 850 | ITDS Branch Central Costs | 869 | Information Technology and Digital Services | 8.1 | Comms | 8 | Non Useable Floor Area Space Group | 812 | Non-usable - Comms/network system/Telephone/PABX |  | Excellent | 0.00 | NO
North Terrace_NT67-10 Pulteney Street - Nexus 10 Tower_Ground Floor_G05 _ Study Room | NT-NT67-01-G05 | NT67-01-G05-Study Room | North Terrace | NT | NT67 | 10 Pulteney Street - Nexus 10 Tower | 01 | Ground Floor | G05 | 530 | Professions Student Support Hub | 530 | Professions Student Support Hub | 10.13 | Study Room | 5 | Library, IT and Learning Space Group | 517 | Informal Learning | INFORMAL-PRIM-G | Excellent | 2,828.30 | NO
North Terrace_NT67-10 Pulteney Street - Nexus 10 Tower_Ground Floor_G06 _ WC - M | NT-NT67-01-G06 | NT67-01-G06-WC - M | North Terrace | NT | NT67 | 10 Pulteney Street - Nexus 10 Tower | 01 | Ground Floor | G06 | 99939 | Unusable Spaces | 99939 | Unusable Spaces | 4 | WC - M | 8 | Non Useable Floor Area Space Group | 821 | Non-usable - Toilets/Amenities - Male |  | Unknown | 0.00 | NO
North Terrace_NT67-10 Pulteney Street - Nexus 10 Tower_Ground Floor_G06A _ Corr. | NT-NT67-01-G06A | NT67-01-G06A-Corr. | North Terrace | NT | NT67 | 10 Pulteney Street - Nexus 10 Tower | 01 | Ground Floor | G06A | 99939 | Unusable Spaces | 99939 | Unusable Spaces | 7.97 | Corr. | 8 | Non Useable Floor Area Space Group | 805 | Non-usable - Circulation space |  | Unknown | 0.00 | NO
North Terrace_NT67-10 Pulteney Street - Nexus 10 Tower_Ground Floor_G06B _ Stair | NT-NT67-01-G06B | NT67-01-G06B-Stair | North Terrace | NT | NT67 | 10 Pulteney Street - Nexus 10 Tower | 01 | Ground Floor | G06B | 99939 | Unusable Spaces | 99939 | Unusable Spaces | 4.5 | Stair | 8 | Non Useable Floor Area Space Group | 805 | Non-usable - Circulation space |  | Unknown | 0.00 | NO
North Terrace_NT67-10 Pulteney Street - Nexus 10 Tower_Ground Floor_G06C _ VSR | NT-NT67-01-G06C | NT67-01-G06C-VSR | North Terrace | NT | NT67 | 10 Pulteney Street - Nexus 10 Tower | 01 | Ground Floor | G06C | 99939 | Unusable Spaces | 99939 | Unusable Spaces | 0.33 | VSR | 8 | Non Useable Floor Area Space Group | 840 | Non-usable - Service riser |  | Unknown | 0.00 | NO
North Terrace_NT67-10 Pulteney Street - Nexus 10 Tower_Ground Floor_G06D _ VSR | NT-NT67-01-G06D | NT67-01-G06D-VSR | North Terrace | NT | NT67 | 10 Pulteney Street - Nexus 10 Tower | 01 | Ground Floor | G06D | 99939 | Unusable Spaces | 99939 | Unusable Spaces | 0.14 | VSR | 8 | Non Useable Floor Area Space Group | 840 | Non-usable - Service riser |  | Unknown | 0.00 | NO
North Terrace_NT67-10 Pulteney Street - Nexus 10 Tower_Ground Floor_G06E _ VSR | NT-NT67-01-G06E | NT67-01-G06E-VSR | North Terrace | NT | NT67 | 10 Pulteney Street - Nexus 10 Tower | 01 | Ground Floor | G06E | 99939 | Unusable Spaces | 99939 | Unusable Spaces | 0.14 | VSR | 8 | Non Useable Floor Area Space Group | 840 | Non-usable - Service riser |  | Unknown | 0.00 | NO
North Terrace_NT67-10 Pulteney Street - Nexus 10 Tower_Ground Floor_G06F _ VSR | NT-NT67-01-G06F | NT67-01-G06F-VSR | North Terrace | NT | NT67 | 10 Pulteney Street - Nexus 10 Tower | 01 | Ground Floor | G06F | 99939 | Unusable Spaces | 99939 | Unusable Spaces | 0.3 | VSR | 8 | Non Useable Floor Area Space Group | 840 | Non-usable - Service riser |  | Unknown | 0.00 | NO
North Terrace_NT67-10 Pulteney Street - Nexus 10 Tower_Ground Floor_G07 _ Plantroom - A/C | NT-NT67-01-G07 | NT67-01-G07-Plantroom - A/C | North Terrace | NT | NT67 | 10 Pulteney Street - Nexus 10 Tower | 01 | Ground Floor | G07 | 99939 | Unusable Spaces | 99939 | Unusable Spaces | 11.28 | Plantroom - A/C | 8 | Non Useable Floor Area Space Group | 810 | Non-usable - Mechanical plant room |  | Unknown | 0.00 | NO
North Terrace_NT67-10 Pulteney Street - Nexus 10 Tower_Ground Floor_G08 _ Corr. | NT-NT67-01-G08 | NT67-01-G08-Corr. | North Terrace | NT | NT67 | 10 Pulteney Street - Nexus 10 Tower | 01 | Ground Floor | G08 | 99939 | Unusable Spaces | 99939 | Unusable Spaces | 8.84 | Corr. | 8 | Non Useable Floor Area Space Group | 805 | Non-usable - Circulation space |  | Unknown | 0.00 | NO
North Terrace_NT67-10 Pulteney Street - Nexus 10 Tower_Ground Floor_G09 _ Corr. | NT-NT67-01-G09 | NT67-01-G09-Corr. | North Terrace | NT | NT67 | 10 Pulteney Street - Nexus 10 Tower | 01 | Ground Floor | G09 | 99939 | Unusable Spaces | 99939 | Unusable Spaces | 11.17 | Corr. | 8 | Non Useable Floor Area Space Group | 805 | Non-usable - Circulation space |  | Unknown | 0.00 | NO
North Terrace_NT67-10 Pulteney Street - Nexus 10 Tower_Ground Floor_G09A _ Corr. | NT-NT67-01-G09A | NT67-01-G09A-Corr. | North Terrace | NT | NT67 | 10 Pulteney Street - Nexus 10 Tower | 01 | Ground Floor | G09A | 99939 | Unusable Spaces | 99939 | Unusable Spaces | 0.86 | Corr. | 8 | Non Useable Floor Area Space Group | 805 | Non-usable - Circulation space |  | Unknown | 0.00 | NO
North Terrace_NT67-10 Pulteney Street - Nexus 10 Tower_Ground Floor_G09B _ VSR | NT-NT67-01-G09B | NT67-01-G09B-VSR | North Terrace | NT | NT67 | 10 Pulteney Street - Nexus 10 Tower | 01 | Ground Floor | G09B | 99939 | Unusable Spaces | 99939 | Unusable Spaces | 0.41 | VSR | 8 | Non Useable Floor Area Space Group | 840 | Non-usable - Service riser |  | Unknown | 0.00 | NO
North Terrace_NT67-10 Pulteney Street - Nexus 10 Tower_Ground Floor_G09C _ VSR | NT-NT67-01-G09C | NT67-01-G09C-VSR | North Terrace | NT | NT67 | 10 Pulteney Street - Nexus 10 Tower | 01 | Ground Floor | G09C | 99939 | Unusable Spaces | 99939 | Unusable Spaces | 0.49 | VSR | 8 | Non Useable Floor Area Space Group | 840 | Non-usable - Service riser |  | Unknown | 0.00 | NO
North Terrace_NT67-10 Pulteney Street - Nexus 10 Tower_Ground Floor_G10 _ External Lobby - Egress | NT-NT67-01-G10 | NT67-01-G10-External Lobby - Egress | North Terrace | NT | NT67 | 10 Pulteney Street - Nexus 10 Tower | 01 | Ground Floor | G10 | 99939 | Unusable Spaces | 99939 | Unusable Spaces | 5.02 | External Lobby - Egress | 8 | Non Useable Floor Area Space Group | 805 | Non-usable - Circulation space |  | Unknown | 0.00 | NO
North Terrace_NT67-10 Pulteney Street - Nexus 10 Tower_Ground Floor_G11 _ Study | NT-NT67-01-G11 | NT67-01-G11-Study | North Terrace | NT | NT67 | 10 Pulteney Street - Nexus 10 Tower | 01 | Ground Floor | G11 | 530 | Professions Student Support Hub | 530 | Professions Student Support Hub | 49.65 | Study | 5 | Library, IT and Learning Space Group | 517 | Informal Learning | INFORMAL-PRIM-I | Excellent | 13,862.28 | NO
North Terrace_NT67-10 Pulteney Street - Nexus 10 Tower_Ground Floor_G12 _ Lobby | NT-NT67-01-G12 | NT67-01-G12-Lobby | North Terrace | NT | NT67 | 10 Pulteney Street - Nexus 10 Tower | 01 | Ground Floor | G12 | 99939 | Unusable Spaces | 99939 | Unusable Spaces | 52.92 | Lobby | 8 | Non Useable Floor Area Space Group | 805 | Non-usable - Circulation space |  | Excellent | 0.00 | NO
North Terrace_NT67-10 Pulteney Street - Nexus 10 Tower_Ground Floor_G12A _ Fire Control Room | NT-NT67-01-G12A | NT67-01-G12A-Fire Control Room | North Terrace | NT | NT67 | 10 Pulteney Street - Nexus 10 Tower | 01 | Ground Floor | G12A | 99939 | Unusable Spaces | 99939 | Unusable Spaces | 11.63 | Fire Control Room | 8 | Non Useable Floor Area Space Group | 811 | Non-usable - Plant room other |  | Unknown | 0.00 | NO
North Terrace_NT67-10 Pulteney Street - Nexus 10 Tower_Ground Floor_G12B _ Stair | NT-NT67-01-G12B | NT67-01-G12B-Stair | North Terrace | NT | NT67 | 10 Pulteney Street - Nexus 10 Tower | 01 | Ground Floor | G12B | 99939 | Unusable Spaces | 99939 | Unusable Spaces | 6.58 | Stair | 8 | Non Useable Floor Area Space Group | 805 | Non-usable - Circulation space |  | Unknown | 0.00 | NO
North Terrace_NT67-10 Pulteney Street - Nexus 10 Tower_Ground Floor_G12C _ Lift | NT-NT67-01-G12C | NT67-01-G12C-Lift | North Terrace | NT | NT67 | 10 Pulteney Street - Nexus 10 Tower | 01 | Ground Floor | G12C | 99939 | Unusable Spaces | 99939 | Unusable Spaces | 5.72 | Lift | 8 | Non Useable Floor Area Space Group | 838 | Non-usable - Lift |  | Unknown | 0.00 | NO
North Terrace_NT67-10 Pulteney Street - Nexus 10 Tower_Ground Floor_G12D _ Lift | NT-NT67-01-G12D | NT67-01-G12D-Lift | North Terrace | NT | NT67 | 10 Pulteney Street - Nexus 10 Tower | 01 | Ground Floor | G12D | 99939 | Unusable Spaces | 99939 | Unusable Spaces | 5.78 | Lift | 8 | Non Useable Floor Area Space Group | 838 | Non-usable - Lift |  | Unknown | 0.00 | NO
North Terrace_NT67-10 Pulteney Street - Nexus 10 Tower_Ground Floor_G12E _ Lift | NT-NT67-01-G12E | NT67-01-G12E-Lift | North Terrace | NT | NT67 | 10 Pulteney Street - Nexus 10 Tower | 01 | Ground Floor | G12E | 99939 | Unusable Spaces | 99939 | Unusable Spaces | 5.9 | Lift | 8 | Non Useable Floor Area Space Group | 838 | Non-usable - Lift |  | Unknown | 0.00 | NO
North Terrace_NT67-10 Pulteney Street - Nexus 10 Tower_Ground Floor_G12F _ Lift | NT-NT67-01-G12F | NT67-01-G12F-Lift | North Terrace | NT | NT67 | 10 Pulteney Street - Nexus 10 Tower | 01 | Ground Floor | G12F | 99939 | Unusable Spaces | 99939 | Unusable Spaces | 5.56 | Lift | 8 | Non Useable Floor Area Space Group | 838 | Non-usable - Lift |  | Unknown | 0.00 | NO
North Terrace_NT67-10 Pulteney Street - Nexus 10 Tower_Ground Floor_G12G _ VSR - COmms | NT-NT67-01-G12G | NT67-01-G12G-VSR - COmms | North Terrace | NT | NT67 | 10 Pulteney Street - Nexus 10 Tower | 01 | Ground Floor | G12G | 850 | ITDS Branch Central Costs | 869 | Information Technology and Digital Services | 0.54 | VSR - COmms | 8 | Non Useable Floor Area Space Group | 840 | Non-usable - Service riser |  | Unknown | 0.00 | NO
North Terrace_NT67-10 Pulteney Street - Nexus 10 Tower_Ground Floor_G12H _ VSR | NT-NT67-01-G12H | NT67-01-G12H-VSR | North Terrace | NT | NT67 | 10 Pulteney Street - Nexus 10 Tower | 01 | Ground Floor | G12H | 99939 | Unusable Spaces | 99939 | Unusable Spaces | 1.02 | VSR | 8 | Non Useable Floor Area Space Group | 840 | Non-usable - Service riser |  | Unknown | 0.00 | NO
North Terrace_NT67-10 Pulteney Street - Nexus 10 Tower_Ground Floor_G12I _ VSR | NT-NT67-01-G12I | NT67-01-G12I-VSR | North Terrace | NT | NT67 | 10 Pulteney Street - Nexus 10 Tower | 01 | Ground Floor | G12I | 99939 | Unusable Spaces | 99939 | Unusable Spaces | 0.67 | VSR | 8 | Non Useable Floor Area Space Group | 840 | Non-usable - Service riser |  | Unknown | 0.00 | NO
North Terrace_NT67-10 Pulteney Street - Nexus 10 Tower_Ground Floor_G14 _ Comms | NT-NT67-01-G14 | NT67-01-G14-Comms | North Terrace | NT | NT67 | 10 Pulteney Street - Nexus 10 Tower | 01 | Ground Floor | G14 | 850 | ITDS Branch Central Costs | 869 | Information Technology and Digital Services | 2.73 | Comms | 8 | Non Useable Floor Area Space Group | 812 | Non-usable - Comms/network system/Telephone/PABX |  | Excellent | 0.00 | NO
North Terrace_NT67-10 Pulteney Street - Nexus 10 Tower_Ground Floor_G14A _ Stair | NT-NT67-01-G14A | NT67-01-G14A-Stair | North Terrace | NT | NT67 | 10 Pulteney Street - Nexus 10 Tower | 01 | Ground Floor | G14A | 99939 | Unusable Spaces | 99939 | Unusable Spaces | 3.65 | Stair | 8 | Non Useable Floor Area Space Group | 805 | Non-usable - Circulation space |  | Unknown | 0.00 | NO
North Terrace_NT67-10 Pulteney Street - Nexus 10 Tower_Ground Floor_G14B _ WC - F | NT-NT67-01-G14B | NT67-01-G14B-WC - F | North Terrace | NT | NT67 | 10 Pulteney Street - Nexus 10 Tower | 01 | Ground Floor | G14B | 99939 | Unusable Spaces | 99939 | Unusable Spaces | 6.31 | WC - F | 8 | Non Useable Floor Area Space Group | 820 | Non-usable - Toilets/Amenities - Female |  | Unknown | 0.00 | NO
North Terrace_NT67-10 Pulteney Street - Nexus 10 Tower_Ground Floor_G14C _ WC - M | NT-NT67-01-G14C | NT67-01-G14C-WC - M | North Terrace | NT | NT67 | 10 Pulteney Street - Nexus 10 Tower | 01 | Ground Floor | G14C | 99939 | Unusable Spaces | 99939 | Unusable Spaces | 8.52 | WC - M | 8 | Non Useable Floor Area Space Group | 821 | Non-usable - Toilets/Amenities - Male |  | Unknown | 0.00 | NO
North Terrace_NT67-10 Pulteney Street - Nexus 10 Tower_Ground Floor_G14D _ VSR | NT-NT67-01-G14D | NT67-01-G14D-VSR | North Terrace | NT | NT67 | 10 Pulteney Street - Nexus 10 Tower | 01 | Ground Floor | G14D | 99939 | Unusable Spaces | 99939 | Unusable Spaces | 1.65 | VSR | 8 | Non Useable Floor Area Space Group | 840 | Non-usable - Service riser |  | Unknown | 0.00 | NO
North Terrace_NT67-10 Pulteney Street - Nexus 10 Tower_Ground Floor_G20A _ Stair | NT-NT67-01-G20A | NT67-01-G20A-Stair | North Terrace | NT | NT67 | 10 Pulteney Street - Nexus 10 Tower | 01 | Ground Floor | G20A | 99939 | Unusable Spaces | 99939 | Unusable Spaces | 5.84 | Stair | 8 | Non Useable Floor Area Space Group | 805 | Non-usable - Circulation space |  | Unknown | 0.00 | NO
North Terrace_NT67-10 Pulteney Street - Nexus 10 Tower_Ground Floor_G20B _ VSR | NT-NT67-01-G20B | NT67-01-G20B-VSR | North Terrace | NT | NT67 | 10 Pulteney Street - Nexus 10 Tower | 01 | Ground Floor | G20B | 99939 | Unusable Spaces | 99939 | Unusable Spaces | 2.21 | VSR | 8 | Non Useable Floor Area Space Group | 840 | Non-usable - Service riser |  | Unknown | 0.00 | NO
North Terrace_NT67-10 Pulteney Street - Nexus 10 Tower_Ground Floor_G20C _ VSR | NT-NT67-01-G20C | NT67-01-G20C-VSR | North Terrace | NT | NT67 | 10 Pulteney Street - Nexus 10 Tower | 01 | Ground Floor | G20C | 99939 | Unusable Spaces | 99939 | Unusable Spaces | 0.91 | VSR | 8 | Non Useable Floor Area Space Group | 840 | Non-usable - Service riser |  | Unknown | 0.00 | NO
North Terrace_NT67-10 Pulteney Street - Nexus 10 Tower_Ground Floor_G20D _ VSR | NT-NT67-01-G20D | NT67-01-G20D-VSR | North Terrace | NT | NT67 | 10 Pulteney Street - Nexus 10 Tower | 01 | Ground Floor | G20D | 99939 | Unusable Spaces | 99939 | Unusable Spaces | 2.01 | VSR | 8 | Non Useable Floor Area Space Group | 840 | Non-usable - Service riser |  | Unknown | 0.00 | NO
North Terrace_NT67-10 Pulteney Street - Nexus 10 Tower_Ground Floor_GL01 _ A/L - Glazed Link | NT-NT67-01-GL01 | NT67-01-GL01-A/L - Glazed Link | North Terrace | NT | NT67 | 10 Pulteney Street - Nexus 10 Tower | 01 | Ground Floor | GL01 | 99939 | Unusable Spaces | 99939 | Unusable Spaces | 9.37 | A/L - Glazed Link | 8 | Non Useable Floor Area Space Group | 805 | Non-usable - Circulation space |  | Excellent | 0.00 | NO
North Terrace_NT67-10 Pulteney Street - Nexus 10 Tower_Ground Floor_GL02 _ Student Work Area | NT-NT67-01-GL02 | NT67-01-GL02-Student Work Area | North Terrace | NT | NT67 | 10 Pulteney Street - Nexus 10 Tower | 01 | Ground Floor | GL02 | 530 | Professions Student Support Hub | 530 | Professions Student Support Hub | 106.52 | Student Work Area | 5 | Library, IT and Learning Space Group | 517 | Informal Learning | INFORMAL-PRIM-I | Excellent | 29,740.39 | NO
North Terrace_NT67-10 Pulteney Street - Nexus 10 Tower_Ground Floor_GL02A _ Circ. | NT-NT67-01-GL02A | NT67-01-GL02A-Circ. | North Terrace | NT | NT67 | 10 Pulteney Street - Nexus 10 Tower | 01 | Ground Floor | GL02A | 99939 | Unusable Spaces | 99939 | Unusable Spaces | 58.5 | Circ. | 8 | Non Useable Floor Area Space Group | 805 | Non-usable - Circulation space |  | Excellent | 0.00 | NO
North Terrace_NT67-10 Pulteney Street - Nexus 10 Tower_Ground Floor_GL02B _ Student Work Area | NT-NT67-01-GL02B | NT67-01-GL02B-Student Work Area | North Terrace | NT | NT67 | 10 Pulteney Street - Nexus 10 Tower | 01 | Ground Floor | GL02B | 530 | Professions Student Support Hub | 530 | Professions Student Support Hub | 44.76 | Student Work Area | 5 | Library, IT and Learning Space Group | 517 | Informal Learning | INFORMAL-PRIM-S | Excellent | 12,496.99 | NO
North Terrace_NT67-10 Pulteney Street - Nexus 10 Tower_Ground Floor_GL02C _ Services - Control Box | NT-NT67-01-GL02C | NT67-01-GL02C-Services - Control Box | North Terrace | NT | NT67 | 10 Pulteney Street - Nexus 10 Tower | 01 | Ground Floor | GL02C | 99939 | Unusable Spaces | 99939 | Unusable Spaces | 0.08 | Services - Control Box | 8 | Non Useable Floor Area Space Group | 840 | Non-usable - Service riser |  | Unknown | 0.00 | NO
North Terrace_NT67-10 Pulteney Street - Nexus 10 Tower_Ground Floor_GL02D _ VSR | NT-NT67-01-GL02D | NT67-01-GL02D-VSR | North Terrace | NT | NT67 | 10 Pulteney Street - Nexus 10 Tower | 01 | Ground Floor | GL02D | 99939 | Unusable Spaces | 99939 | Unusable Spaces | 0.62 | VSR | 8 | Non Useable Floor Area Space Group | 840 | Non-usable - Service riser |  | Unknown | 0.00 | NO
North Terrace_NT67-10 Pulteney Street - Nexus 10 Tower_Ground Floor_GL02E _ Services - Control Box | NT-NT67-01-GL02E | NT67-01-GL02E-Services - Control Box | North Terrace | NT | NT67 | 10 Pulteney Street - Nexus 10 Tower | 01 | Ground Floor | GL02E | 99939 | Unusable Spaces | 99939 | Unusable Spaces | 0.08 | Services - Control Box | 8 | Non Useable Floor Area Space Group | 840 | Non-usable - Service riser |  | Unknown | 0.00 | NO
North Terrace_NT67-10 Pulteney Street - Nexus 10 Tower_Ground Floor_GL03 _ Stair - Glazed Link | NT-NT67-01-GL03 | NT67-01-GL03-Stair - Glazed Link | North Terrace | NT | NT67 | 10 Pulteney Street - Nexus 10 Tower | 01 | Ground Floor | GL03 | 99939 | Unusable Spaces | 99939 | Unusable Spaces | 11.61 | Stair - Glazed Link | 8 | Non Useable Floor Area Space Group | 805 | Non-usable - Circulation space |  | Excellent | 0.00 | NO
North Terrace_NT67-10 Pulteney Street - Nexus 10 Tower_First Floor_1.000 _ Link | NT-NT67-02-1.000 | NT67-02-1.000-Link | North Terrace | NT | NT67 | 10 Pulteney Street - Nexus 10 Tower | 02 | First Floor | 1.000 | 99939 | Unusable Spaces | 99939 | Unusable Spaces | 52.82 | Link | 8 | Non Useable Floor Area Space Group | 805 | Non-usable - Circulation space | INFORMAL-PRIM-S | Unknown | 0.00 | NO
North Terrace_NT67-10 Pulteney Street - Nexus 10 Tower_First Floor_1.000A _ Stair | NT-NT67-02-1.000A | NT67-02-1.000A-Stair | North Terrace | NT | NT67 | 10 Pulteney Street - Nexus 10 Tower | 02 | First Floor | 1.000A | 99939 | Unusable Spaces | 99939 | Unusable Spaces | 11.05 | Stair | 8 | Non Useable Floor Area Space Group | 805 | Non-usable - Circulation space |  | Unknown | 0.00 | NO
North Terrace_NT67-10 Pulteney Street - Nexus 10 Tower_First Floor_100 _ Lift Lobby | NT-NT67-02-100 | NT67-02-100-Lift Lobby | North Terrace | NT | NT67 | 10 Pulteney Street - Nexus 10 Tower | 02 | First Floor | 100 | 99939 | Unusable Spaces | 99939 | Unusable Spaces | 60.01 | Lift Lobby | 8 | Non Useable Floor Area Space Group | 805 | Non-usable - Circulation space | INFORMAL-PRIM-S | Unknown | 0.00 | NO
North Terrace_NT67-10 Pulteney Street - Nexus 10 Tower_First Floor_100A _ Corr. | NT-NT67-02-100A | NT67-02-100A-Corr. | North Terrace | NT | NT67 | 10 Pulteney Street - Nexus 10 Tower | 02 | First Floor | 100A | 99939 | Unusable Spaces | 99939 | Unusable Spaces | 22.06 | Corr. | 8 | Non Useable Floor Area Space Group | 805 | Non-usable - Circulation space |  | Unknown | 0.00 | NO
North Terrace_NT67-10 Pulteney Street - Nexus 10 Tower_First Floor_100B _ Corr. | NT-NT67-02-100B | NT67-02-100B-Corr. | North Terrace | NT | NT67 | 10 Pulteney Street - Nexus 10 Tower | 02 | First Floor | 100B | 99939 | Unusable Spaces | 99939 | Unusable Spaces | 18.59 | Corr. | 8 | Non Useable Floor Area Space Group | 805 | Non-usable - Circulation space |  | Unknown | 0.00 | NO
North Terrace_NT67-10 Pulteney Street - Nexus 10 Tower_First Floor_100G _ VSR - Comms | NT-NT67-02-100G | NT67-02-100G-VSR - Comms | North Terrace | NT | NT67 | 10 Pulteney Street - Nexus 10 Tower | 02 | First Floor | 100G | 850 | ITDS Branch Central Costs | 869 | Information Technology and Digital Services | 0.47 | VSR - Comms | 8 | Non Useable Floor Area Space Group | 812 | Non-usable - Comms/network system/Telephone/PABX |  | Unknown | 0.00 | NO
North Terrace_NT67-10 Pulteney Street - Nexus 10 Tower_First Floor_100H _ DB | NT-NT67-02-100H | NT67-02-100H-DB | North Terrace | NT | NT67 | 10 Pulteney Street - Nexus 10 Tower | 02 | First Floor | 100H | 99939 | Unusable Spaces | 99939 | Unusable Spaces | 0.9 | DB | 8 | Non Useable Floor Area Space Group | 840 | Non-usable - Service riser |  | Unknown | 0.00 | NO
North Terrace_NT67-10 Pulteney Street - Nexus 10 Tower_First Floor_100I _ DB | NT-NT67-02-100I | NT67-02-100I-DB | North Terrace | NT | NT67 | 10 Pulteney Street - Nexus 10 Tower | 02 | First Floor | 100I | 99939 | Unusable Spaces | 99939 | Unusable Spaces | 0.6 | DB | 8 | Non Useable Floor Area Space Group | 840 | Non-usable - Service riser |  | Unknown | 0.00 | NO
North Terrace_NT67-10 Pulteney Street - Nexus 10 Tower_First Floor_100J _ VSR | NT-NT67-02-100J | NT67-02-100J-VSR | North Terrace | NT | NT67 | 10 Pulteney Street - Nexus 10 Tower | 02 | First Floor | 100J | 99939 | Unusable Spaces | 99939 | Unusable Spaces | 0.94 | VSR | 8 | Non Useable Floor Area Space Group | 840 | Non-usable - Service riser |  | Unknown | 0.00 | NO
North Terrace_NT67-10 Pulteney Street - Nexus 10 Tower_First Floor_100K _ VSR | NT-NT67-02-100K | NT67-02-100K-VSR | North Terrace | NT | NT67 | 10 Pulteney Street - Nexus 10 Tower | 02 | First Floor | 100K | 99939 | Unusable Spaces | 99939 | Unusable Spaces | 0.63 | VSR | 8 | Non Useable Floor Area Space Group | 840 | Non-usable - Service riser |  | Unknown | 0.00 | NO
North Terrace_NT67-10 Pulteney Street - Nexus 10 Tower_First Floor_100L _ VSR | NT-NT67-02-100L | NT67-02-100L-VSR | North Terrace | NT | NT67 | 10 Pulteney Street - Nexus 10 Tower | 02 | First Floor | 100L | 99939 | Unusable Spaces | 99939 | Unusable Spaces | 0.32 | VSR | 8 | Non Useable Floor Area Space Group | 840 | Non-usable - Service riser |  | Unknown | 0.00 | NO
North Terrace_NT67-10 Pulteney Street - Nexus 10 Tower_First Floor_100M _ FHR | NT-NT67-02-100M | NT67-02-100M-FHR | North Terrace | NT | NT67 | 10 Pulteney Street - Nexus 10 Tower | 02 | First Floor | 100M | 99939 | Unusable Spaces | 99939 | Unusable Spaces | 0.39 | FHR | 8 | Non Useable Floor Area Space Group | 840 | Non-usable - Service riser |  | Unknown | 0.00 | NO
North Terrace_NT67-10 Pulteney Street - Nexus 10 Tower_First Floor_101 _ Non-Teach Post Grad Computor Lab | NT-NT67-02-101 | NT67-02-101-Non-Teach Post Grad Computor Lab | North Terrace | NT | NT67 | 10 Pulteney Street - Nexus 10 Tower | 02 | First Floor | 101 | 530 | Professions Student Support Hub | 530 | Professions Student Support Hub | 94.58 | Non-Teach Post Grad Computor Lab | 3 | Specialist Teaching or Research Space Group | 308 | Laboratory - Dry computing lab - undergraduate and postgraduate |  | Excellent | 31,358.00 | NO
North Terrace_NT67-10 Pulteney Street - Nexus 10 Tower_First Floor_101A _ VSR | NT-NT67-02-101A | NT67-02-101A-VSR | North Terrace | NT | NT67 | 10 Pulteney Street - Nexus 10 Tower | 02 | First Floor | 101A | 99939 | Unusable Spaces | 99939 | Unusable Spaces | 0.19 | VSR | 8 | Non Useable Floor Area Space Group | 840 | Non-usable - Service riser |  | Unknown | 0.00 | NO
North Terrace_NT67-10 Pulteney Street - Nexus 10 Tower_First Floor_102 _ Seminar | NT-NT67-02-102 | NT67-02-102-Seminar | North Terrace | NT | NT67 | 10 Pulteney Street - Nexus 10 Tower | 02 | First Floor | 102 | 99998 | Central Common Teaching Areas (In Use) | 952 | Corporate Services Division Admin | 62.47 | Seminar | 2 | Teaching Space Group | 205 | Lecture/Seminar/Tutorial/Class Room (31 to 69) Flat Floor |  | Excellent | 18,998.91 | NO
North Terrace_NT67-10 Pulteney Street - Nexus 10 Tower_First Floor_103 _ Non-Teach Post Grad Comp. Labora | NT-NT67-02-103 | NT67-02-103-Non-Teach Post Grad Comp. Labora | North Terrace | NT | NT67 | 10 Pulteney Street - Nexus 10 Tower | 02 | First Floor | 103 | 530 | Professions Student Support Hub | 530 | Professions Student Support Hub | 76.45 | Non-Teach Post Grad Comp. Labora | 3 | Specialist Teaching or Research Space Group | 308 | Laboratory - Dry computing lab - undergraduate and postgraduate |  | Excellent | 25,347.00 | NO
North Terrace_NT67-10 Pulteney Street - Nexus 10 Tower_First Floor_103A _ Utility | NT-NT67-02-103A | NT67-02-103A-Utility | North Terrace | NT | NT67 | 10 Pulteney Street - Nexus 10 Tower | 02 | First Floor | 103A | 530 | Professions Student Support Hub | 530 | Professions Student Support Hub | 2.96 | Utility | 6 | General Facility Space Group | 603 | General Facility - Resource room |  | Excellent | 826.43 | NO
North Terrace_NT67-10 Pulteney Street - Nexus 10 Tower_First Floor_104 _ Comms | NT-NT67-02-104 | NT67-02-104-Comms | North Terrace | NT | NT67 | 10 Pulteney Street - Nexus 10 Tower | 02 | First Floor | 104 | 850 | ITDS Branch Central Costs | 869 | Information Technology and Digital Services | 8.1 | Comms | 8 | Non Useable Floor Area Space Group | 812 | Non-usable - Comms/network system/Telephone/PABX |  | Excellent | 0.00 | NO
North Terrace_NT67-10 Pulteney Street - Nexus 10 Tower_First Floor_105 _ Plantroom | NT-NT67-02-105 | NT67-02-105-Plantroom | North Terrace | NT | NT67 | 10 Pulteney Street - Nexus 10 Tower | 02 | First Floor | 105 | 99939 | Unusable Spaces | 99939 | Unusable Spaces | 7.58 | Plantroom | 8 | Non Useable Floor Area Space Group | 811 | Non-usable - Plant room other |  | Unknown | 0.00 | NO
North Terrace_NT67-10 Pulteney Street - Nexus 10 Tower_First Floor_106 _ WC - U - Access (LH) | NT-NT67-02-106 | NT67-02-106-WC - U - Access (LH) | North Terrace | NT | NT67 | 10 Pulteney Street - Nexus 10 Tower | 02 | First Floor | 106 | 99939 | Unusable Spaces | 99939 | Unusable Spaces | 5.3 | WC - U - Access (LH) | 8 | Non Useable Floor Area Space Group | 818 | Non-usable - Toilets/Amenities - Unisex Accessible |  | Unknown | 0.00 | NO
North Terrace_NT67-10 Pulteney Street - Nexus 10 Tower_First Floor_107 _ Breakout | NT-NT67-02-107 | NT67-02-107-Breakout | North Terrace | NT | NT67 | 10 Pulteney Street - Nexus 10 Tower | 02 | First Floor | 107 | 530 | Professions Student Support Hub | 530 | Professions Student Support Hub | 31.19 | Breakout | 6 | General Facility Space Group | 608 | General Facility - Kitchen/Servery/Food Storage |  | Excellent | 8,708.25 | NO
North Terrace_NT67-10 Pulteney Street - Nexus 10 Tower_First Floor_108 _ Financial Market Lab | NT-NT67-02-108 | NT67-02-108-Financial Market Lab | North Terrace | NT | NT67 | 10 Pulteney Street - Nexus 10 Tower | 02 | First Floor | 108 | 515 | Adelaide Business School | 515 | University of Adelaide Business School | 118.98 | Financial Market Lab | 2 | Teaching Space Group | 215 | Problem Based Learning Room |  | Excellent | 36,185.22 | NO
North Terrace_NT67-10 Pulteney Street - Nexus 10 Tower_First Floor_121 _ WC - F | NT-NT67-02-121 | NT67-02-121-WC - F | North Terrace | NT | NT67 | 10 Pulteney Street - Nexus 10 Tower | 02 | First Floor | 121 | 99939 | Unusable Spaces | 99939 | Unusable Spaces | 8.36 | WC - F | 8 | Non Useable Floor Area Space Group | 820 | Non-usable - Toilets/Amenities - Female |  | Unknown | 0.00 | NO
North Terrace_NT67-10 Pulteney Street - Nexus 10 Tower_First Floor_121A _ VSR | NT-NT67-02-121A | NT67-02-121A-VSR | North Terrace | NT | NT67 | 10 Pulteney Street - Nexus 10 Tower | 02 | First Floor | 121A | 99939 | Unusable Spaces | 99939 | Unusable Spaces | 5.9 | VSR | 8 | Non Useable Floor Area Space Group | 840 | Non-usable - Service riser |  | Unknown | 0.00 | NO
North Terrace_NT67-10 Pulteney Street - Nexus 10 Tower_First Floor_122 _ WC - M | NT-NT67-02-122 | NT67-02-122-WC - M | North Terrace | NT | NT67 | 10 Pulteney Street - Nexus 10 Tower | 02 | First Floor | 122 | 99939 | Unusable Spaces | 99939 | Unusable Spaces | 10.4 | WC - M | 8 | Non Useable Floor Area Space Group | 821 | Non-usable - Toilets/Amenities - Male |  | Unknown | 0.00 | NO
North Terrace_NT67-10 Pulteney Street - Nexus 10 Tower_First Floor_122A _ A/L | NT-NT67-02-122A | NT67-02-122A-A/L | North Terrace | NT | NT67 | 10 Pulteney Street - Nexus 10 Tower | 02 | First Floor | 122A | 99939 | Unusable Spaces | 99939 | Unusable Spaces | 3.11 | A/L | 8 | Non Useable Floor Area Space Group | 822 | Non-usable - Toilets/Amenities - Unisex |  | Unknown | 0.00 | NO
North Terrace_NT67-10 Pulteney Street - Nexus 10 Tower_First Floor_122B _ VSR | NT-NT67-02-122B | NT67-02-122B-VSR | North Terrace | NT | NT67 | 10 Pulteney Street - Nexus 10 Tower | 02 | First Floor | 122B | 99939 | Unusable Spaces | 99939 | Unusable Spaces | 5.6 | VSR | 8 | Non Useable Floor Area Space Group | 840 | Non-usable - Service riser |  | Unknown | 0.00 | NO
North Terrace_NT67-10 Pulteney Street - Nexus 10 Tower_First Floor_123 _ Stair | NT-NT67-02-123 | NT67-02-123-Stair | North Terrace | NT | NT67 | 10 Pulteney Street - Nexus 10 Tower | 02 | First Floor | 123 | 99939 | Unusable Spaces | 99939 | Unusable Spaces | 17.72 | Stair | 8 | Non Useable Floor Area Space Group | 805 | Non-usable - Circulation space |  | Unknown | 0.00 | NO
North Terrace_NT67-10 Pulteney Street - Nexus 10 Tower_First Floor_124 _ VSR - Comms | NT-NT67-02-124 | NT67-02-124-VSR - Comms | North Terrace | NT | NT67 | 10 Pulteney Street - Nexus 10 Tower | 02 | First Floor | 124 | 99939 | Unusable Spaces | 99939 | Unusable Spaces | 1.16 | VSR - Comms | 8 | Non Useable Floor Area Space Group | 840 | Non-usable - Service riser |  | Unknown | 0.00 | NO
North Terrace_NT67-10 Pulteney Street - Nexus 10 Tower_First Floor_124A _ VSR | NT-NT67-02-124A | NT67-02-124A-VSR | North Terrace | NT | NT67 | 10 Pulteney Street - Nexus 10 Tower | 02 | First Floor | 124A | 99939 | Unusable Spaces | 99939 | Unusable Spaces | 1.41 | VSR | 8 | Non Useable Floor Area Space Group | 840 | Non-usable - Service riser |  | Unknown | 0.00 | NO
North Terrace_NT67-10 Pulteney Street - Nexus 10 Tower_Second Floor_200 _ Lift Lobby | NT-NT67-03-200 | NT67-03-200-Lift Lobby | North Terrace | NT | NT67 | 10 Pulteney Street - Nexus 10 Tower | 03 | Second Floor | 200 | 99939 | Unusable Spaces | 99939 | Unusable Spaces | 47.01 | Lift Lobby | 8 | Non Useable Floor Area Space Group | 805 | Non-usable - Circulation space |  | Unknown | 0.00 | NO
North Terrace_NT67-10 Pulteney Street - Nexus 10 Tower_Second Floor_200A _ Corr. | NT-NT67-03-200A | NT67-03-200A-Corr. | North Terrace | NT | NT67 | 10 Pulteney Street - Nexus 10 Tower | 03 | Second Floor | 200A | 99939 | Unusable Spaces | 99939 | Unusable Spaces | 23.34 | Corr. | 8 | Non Useable Floor Area Space Group | 805 | Non-usable - Circulation space |  | Unknown | 0.00 | NO
North Terrace_NT67-10 Pulteney Street - Nexus 10 Tower_Second Floor_200B _ Corr. | NT-NT67-03-200B | NT67-03-200B-Corr. | North Terrace | NT | NT67 | 10 Pulteney Street - Nexus 10 Tower | 03 | Second Floor | 200B | 99939 | Unusable Spaces | 99939 | Unusable Spaces | 29.48 | Corr. | 8 | Non Useable Floor Area Space Group | 805 | Non-usable - Circulation space |  | Unknown | 0.00 | NO
North Terrace_NT67-10 Pulteney Street - Nexus 10 Tower_Second Floor_200G _ DB | NT-NT67-03-200G | NT67-03-200G-DB | North Terrace | NT | NT67 | 10 Pulteney Street - Nexus 10 Tower | 03 | Second Floor | 200G | 99939 | Unusable Spaces | 99939 | Unusable Spaces | 0.47 | DB | 8 | Non Useable Floor Area Space Group | 811 | Non-usable - Plant room other |  | Unknown | 0.00 | NO
North Terrace_NT67-10 Pulteney Street - Nexus 10 Tower_Second Floor_200H _ DB | NT-NT67-03-200H | NT67-03-200H-DB | North Terrace | NT | NT67 | 10 Pulteney Street - Nexus 10 Tower | 03 | Second Floor | 200H | 99939 | Unusable Spaces | 99939 | Unusable Spaces | 0.9 | DB | 8 | Non Useable Floor Area Space Group | 811 | Non-usable - Plant room other |  | Unknown | 0.00 | NO
North Terrace_NT67-10 Pulteney Street - Nexus 10 Tower_Second Floor_200I _ DB | NT-NT67-03-200I | NT67-03-200I-DB | North Terrace | NT | NT67 | 10 Pulteney Street - Nexus 10 Tower | 03 | Second Floor | 200I | 99939 | Unusable Spaces | 99939 | Unusable Spaces | 0.6 | DB | 8 | Non Useable Floor Area Space Group | 811 | Non-usable - Plant room other |  | Unknown | 0.00 | NO
North Terrace_NT67-10 Pulteney Street - Nexus 10 Tower_Second Floor_200M _ VSR | NT-NT67-03-200M | NT67-03-200M-VSR | North Terrace | NT | NT67 | 10 Pulteney Street - Nexus 10 Tower | 03 | Second Floor | 200M | 99939 | Unusable Spaces | 99939 | Unusable Spaces | 0.35 | VSR | 8 | Non Useable Floor Area Space Group | 840 | Non-usable - Service riser |  | Unknown | 0.00 | NO
North Terrace_NT67-10 Pulteney Street - Nexus 10 Tower_Second Floor_200N _ VSR | NT-NT67-03-200N | NT67-03-200N-VSR | North Terrace | NT | NT67 | 10 Pulteney Street - Nexus 10 Tower | 03 | Second Floor | 200N | 99939 | Unusable Spaces | 99939 | Unusable Spaces | 0.62 | VSR | 8 | Non Useable Floor Area Space Group | 840 | Non-usable - Service riser |  | Unknown | 0.00 | NO
North Terrace_NT67-10 Pulteney Street - Nexus 10 Tower_Second Floor_200P _ FHR | NT-NT67-03-200P | NT67-03-200P-FHR | North Terrace | NT | NT67 | 10 Pulteney Street - Nexus 10 Tower | 03 | Second Floor | 200P | 99939 | Unusable Spaces | 99939 | Unusable Spaces | 0.39 | FHR | 8 | Non Useable Floor Area Space Group | 840 | Non-usable - Service riser |  | Unknown | 0.00 | NO
North Terrace_NT67-10 Pulteney Street - Nexus 10 Tower_Second Floor_207 _ Computer Suite 4 | NT-NT67-03-207 | NT67-03-207-Computer Suite 4 | North Terrace | NT | NT67 | 10 Pulteney Street - Nexus 10 Tower | 03 | Second Floor | 207 | 110 | Administration Office (ABLE) | 110 | ABLE (Arts, Bus, Law & Econ) Faculty Office | 320.46 | Computer Suite 4 | 3 | Specialist Teaching or Research Space Group | 310 | Laboratory - Computing - Open Access |  | Good | 90,347.39 | NO
North Terrace_NT67-10 Pulteney Street - Nexus 10 Tower_Second Floor_207A _ VSR | NT-NT67-03-207A | NT67-03-207A-VSR | North Terrace | NT | NT67 | 10 Pulteney Street - Nexus 10 Tower | 03 | Second Floor | 207A | 99939 | Unusable Spaces | 99939 | Unusable Spaces | 0.11 | VSR | 8 | Non Useable Floor Area Space Group | 840 | Non-usable - Service riser |  | Unknown | 0.00 | NO
North Terrace_NT67-10 Pulteney Street - Nexus 10 Tower_Second Floor_207B _ VSR | NT-NT67-03-207B | NT67-03-207B-VSR | North Terrace | NT | NT67 | 10 Pulteney Street - Nexus 10 Tower | 03 | Second Floor | 207B | 99939 | Unusable Spaces | 99939 | Unusable Spaces | 1.05 | VSR | 8 | Non Useable Floor Area Space Group | 840 | Non-usable - Service riser |  | Unknown | 0.00 | NO
North Terrace_NT67-10 Pulteney Street - Nexus 10 Tower_Second Floor_207C _ VSR | NT-NT67-03-207C | NT67-03-207C-VSR | North Terrace | NT | NT67 | 10 Pulteney Street - Nexus 10 Tower | 03 | Second Floor | 207C | 99939 | Unusable Spaces | 99939 | Unusable Spaces | 1.04 | VSR | 8 | Non Useable Floor Area Space Group | 840 | Non-usable - Service riser |  | Unknown | 0.00 | NO
North Terrace_NT67-10 Pulteney Street - Nexus 10 Tower_Second Floor_207D _ VSR | NT-NT67-03-207D | NT67-03-207D-VSR | North Terrace | NT | NT67 | 10 Pulteney Street - Nexus 10 Tower | 03 | Second Floor | 207D | 99939 | Unusable Spaces | 99939 | Unusable Spaces | 1.04 | VSR | 8 | Non Useable Floor Area Space Group | 840 | Non-usable - Service riser |  | Unknown | 0.00 | NO
North Terrace_NT67-10 Pulteney Street - Nexus 10 Tower_Second Floor_207E _ VSR | NT-NT67-03-207E | NT67-03-207E-VSR | North Terrace | NT | NT67 | 10 Pulteney Street - Nexus 10 Tower | 03 | Second Floor | 207E | 99939 | Unusable Spaces | 99939 | Unusable Spaces | 0.37 | VSR | 8 | Non Useable Floor Area Space Group | 840 | Non-usable - Service riser |  | Unknown | 0.00 | NO
North Terrace_NT67-10 Pulteney Street - Nexus 10 Tower_Second Floor_207F _ VSR | NT-NT67-03-207F | NT67-03-207F-VSR | North Terrace | NT | NT67 | 10 Pulteney Street - Nexus 10 Tower | 03 | Second Floor | 207F | 99939 | Unusable Spaces | 99939 | Unusable Spaces | 1.08 | VSR | 8 | Non Useable Floor Area Space Group | 840 | Non-usable - Service riser |  | Unknown | 0.00 | NO
North Terrace_NT67-10 Pulteney Street - Nexus 10 Tower_Second Floor_207G _ VSR | NT-NT67-03-207G | NT67-03-207G-VSR | North Terrace | NT | NT67 | 10 Pulteney Street - Nexus 10 Tower | 03 | Second Floor | 207G | 99939 | Unusable Spaces | 99939 | Unusable Spaces | 1.08 | VSR | 8 | Non Useable Floor Area Space Group | 840 | Non-usable - Service riser |  | Unknown | 0.00 | NO
North Terrace_NT67-10 Pulteney Street - Nexus 10 Tower_Second Floor_207H _ VSR | NT-NT67-03-207H | NT67-03-207H-VSR | North Terrace | NT | NT67 | 10 Pulteney Street - Nexus 10 Tower | 03 | Second Floor | 207H | 99939 | Unusable Spaces | 99939 | Unusable Spaces | 0.41 | VSR | 8 | Non Useable Floor Area Space Group | 840 | Non-usable - Service riser |  | Unknown | 0.00 | NO
North Terrace_NT67-10 Pulteney Street - Nexus 10 Tower_Second Floor_216 _ Comms | NT-NT67-03-216 | NT67-03-216-Comms | North Terrace | NT | NT67 | 10 Pulteney Street - Nexus 10 Tower | 03 | Second Floor | 216 | 850 | ITDS Branch Central Costs | 869 | Information Technology and Digital Services | 7.6 | Comms | 8 | Non Useable Floor Area Space Group | 812 | Non-usable - Comms/network system/Telephone/PABX |  | Excellent | 0.00 | NO
North Terrace_NT67-10 Pulteney Street - Nexus 10 Tower_Second Floor_216A _ WC - U - Access (RH) | NT-NT67-03-216A | NT67-03-216A-WC - U - Access (RH) | North Terrace | NT | NT67 | 10 Pulteney Street - Nexus 10 Tower | 03 | Second Floor | 216A | 99939 | Unusable Spaces | 99939 | Unusable Spaces | 4.65 | WC - U - Access (RH) | 8 | Non Useable Floor Area Space Group | 818 | Non-usable - Toilets/Amenities - Unisex Accessible |  | Unknown | 0.00 | NO
North Terrace_NT67-10 Pulteney Street - Nexus 10 Tower_Second Floor_216C _ VSR | NT-NT67-03-216C | NT67-03-216C-VSR | North Terrace | NT | NT67 | 10 Pulteney Street - Nexus 10 Tower | 03 | Second Floor | 216C | 99939 | Unusable Spaces | 99939 | Unusable Spaces | 0.59 | VSR | 8 | Non Useable Floor Area Space Group | 840 | Non-usable - Service riser |  | Unknown | 0.00 | NO
North Terrace_NT67-10 Pulteney Street - Nexus 10 Tower_Second Floor_217 _ Computer Suite 2 | NT-NT67-03-217 | NT67-03-217-Computer Suite 2 | North Terrace | NT | NT67 | 10 Pulteney Street - Nexus 10 Tower | 03 | Second Floor | 217 | 110 | Administration Office (ABLE) | 110 | ABLE (Arts, Bus, Law & Econ) Faculty Office | 88.83 | Computer Suite 2 | 3 | Specialist Teaching or Research Space Group | 310 | Laboratory - Computing - Open Access |  | Good | 25,043.87 | NO
North Terrace_NT67-10 Pulteney Street - Nexus 10 Tower_Second Floor_218 _ Parenting Room | NT-NT67-03-218 | NT67-03-218-Parenting Room | North Terrace | NT | NT67 | 10 Pulteney Street - Nexus 10 Tower | 03 | Second Floor | 218 | 859 | Infrastructure Office | 859 | Infrastructure | 6.36 | Parenting Room | 6 | General Facility Space Group | 625 | General Facility - Parent Room |  | Excellent | 1,775.71 | NO
North Terrace_NT67-10 Pulteney Street - Nexus 10 Tower_Second Floor_220 _ Computer Suite 1 | NT-NT67-03-220 | NT67-03-220-Computer Suite 1 | North Terrace | NT | NT67 | 10 Pulteney Street - Nexus 10 Tower | 03 | Second Floor | 220 | 110 | Administration Office (ABLE) | 110 | ABLE (Arts, Bus, Law & Econ) Faculty Office | 172.04 | Computer Suite 1 | 3 | Specialist Teaching or Research Space Group | 310 | Laboratory - Computing - Open Access |  | Good | 48,503.29 | NO
North Terrace_NT67-10 Pulteney Street - Nexus 10 Tower_Second Floor_220A _ VSR | NT-NT67-03-220A | NT67-03-220A-VSR | North Terrace | NT | NT67 | 10 Pulteney Street - Nexus 10 Tower | 03 | Second Floor | 220A | 99939 | Unusable Spaces | 99939 | Unusable Spaces | 1.18 | VSR | 8 | Non Useable Floor Area Space Group | 840 | Non-usable - Service riser |  | Unknown | 0.00 | NO
North Terrace_NT67-10 Pulteney Street - Nexus 10 Tower_Second Floor_220B _ VSR | NT-NT67-03-220B | NT67-03-220B-VSR | North Terrace | NT | NT67 | 10 Pulteney Street - Nexus 10 Tower | 03 | Second Floor | 220B | 99939 | Unusable Spaces | 99939 | Unusable Spaces | 0.13 | VSR | 8 | Non Useable Floor Area Space Group | 840 | Non-usable - Service riser |  | Unknown | 0.00 | NO
North Terrace_NT67-10 Pulteney Street - Nexus 10 Tower_Second Floor_220C _ VSR | NT-NT67-03-220C | NT67-03-220C-VSR | North Terrace | NT | NT67 | 10 Pulteney Street - Nexus 10 Tower | 03 | Second Floor | 220C | 99939 | Unusable Spaces | 99939 | Unusable Spaces | 0.61 | VSR | 8 | Non Useable Floor Area Space Group | 840 | Non-usable - Service riser |  | Unknown | 0.00 | NO
North Terrace_NT67-10 Pulteney Street - Nexus 10 Tower_Second Floor_221A _ VSR | NT-NT67-03-221A | NT67-03-221A-VSR | North Terrace | NT | NT67 | 10 Pulteney Street - Nexus 10 Tower | 03 | Second Floor | 221A | 99939 | Unusable Spaces | 99939 | Unusable Spaces | 5.9 | VSR | 8 | Non Useable Floor Area Space Group | 840 | Non-usable - Service riser |  | Unknown | 0.00 | NO
North Terrace_NT67-10 Pulteney Street - Nexus 10 Tower_Second Floor_222 _ WC - M | NT-NT67-03-222 | NT67-03-222-WC - M | North Terrace | NT | NT67 | 10 Pulteney Street - Nexus 10 Tower | 03 | Second Floor | 222 | 99939 | Unusable Spaces | 99939 | Unusable Spaces | 11.59 | WC - M | 8 | Non Useable Floor Area Space Group | 821 | Non-usable - Toilets/Amenities - Male |  | Unknown | 0.00 | NO
North Terrace_NT67-10 Pulteney Street - Nexus 10 Tower_Second Floor_222A _ A/L | NT-NT67-03-222A | NT67-03-222A-A/L | North Terrace | NT | NT67 | 10 Pulteney Street - Nexus 10 Tower | 03 | Second Floor | 222A | 99939 | Unusable Spaces | 99939 | Unusable Spaces | 4.04 | A/L | 8 | Non Useable Floor Area Space Group | 822 | Non-usable - Toilets/Amenities - Unisex |  | Unknown | 0.00 | NO
North Terrace_NT67-10 Pulteney Street - Nexus 10 Tower_Second Floor_222B _ VSR | NT-NT67-03-222B | NT67-03-222B-VSR | North Terrace | NT | NT67 | 10 Pulteney Street - Nexus 10 Tower | 03 | Second Floor | 222B | 99939 | Unusable Spaces | 99939 | Unusable Spaces | 6.26 | VSR | 8 | Non Useable Floor Area Space Group | 840 | Non-usable - Service riser |  | Unknown | 0.00 | NO
North Terrace_NT67-10 Pulteney Street - Nexus 10 Tower_Second Floor_222C _ VSR | NT-NT67-03-222C | NT67-03-222C-VSR | North Terrace | NT | NT67 | 10 Pulteney Street - Nexus 10 Tower | 03 | Second Floor | 222C | 99939 | Unusable Spaces | 99939 | Unusable Spaces | 0.62 | VSR | 8 | Non Useable Floor Area Space Group | 840 | Non-usable - Service riser |  | Unknown | 0.00 | NO
North Terrace_NT67-10 Pulteney Street - Nexus 10 Tower_Second Floor_223 _ Stair | NT-NT67-03-223 | NT67-03-223-Stair | North Terrace | NT | NT67 | 10 Pulteney Street - Nexus 10 Tower | 03 | Second Floor | 223 | 99939 | Unusable Spaces | 99939 | Unusable Spaces | 17.53 | Stair | 8 | Non Useable Floor Area Space Group | 805 | Non-usable - Circulation space |  | Unknown | 0.00 | NO
North Terrace_NT67-10 Pulteney Street - Nexus 10 Tower_Second Floor_224 _ VSR - Comms | NT-NT67-03-224 | NT67-03-224-VSR - Comms | North Terrace | NT | NT67 | 10 Pulteney Street - Nexus 10 Tower | 03 | Second Floor | 224 | 99939 | Unusable Spaces | 99939 | Unusable Spaces | 1.16 | VSR - Comms | 8 | Non Useable Floor Area Space Group | 840 | Non-usable - Service riser |  | Unknown | 0.00 | NO
North Terrace_NT67-10 Pulteney Street - Nexus 10 Tower_Second Floor_224A _ VSR | NT-NT67-03-224A | NT67-03-224A-VSR | North Terrace | NT | NT67 | 10 Pulteney Street - Nexus 10 Tower | 03 | Second Floor | 224A | 99939 | Unusable Spaces | 99939 | Unusable Spaces | 1.41 | VSR | 8 | Non Useable Floor Area Space Group | 840 | Non-usable - Service riser |  | Unknown | 0.00 | NO
North Terrace_NT67-10 Pulteney Street - Nexus 10 Tower_Second Floor_225 _ WC - F | NT-NT67-03-225 | NT67-03-225-WC - F | North Terrace | NT | NT67 | 10 Pulteney Street - Nexus 10 Tower | 03 | Second Floor | 225 | 99939 | Unusable Spaces | 99939 | Unusable Spaces | 13.8 | WC - F | 8 | Non Useable Floor Area Space Group | 820 | Non-usable - Toilets/Amenities - Female |  | Unknown | 0.00 | NO
North Terrace_NT67-10 Pulteney Street - Nexus 10 Tower_Second Floor_225A _ WC - F | NT-NT67-03-225A | NT67-03-225A-WC - F | North Terrace | NT | NT67 | 10 Pulteney Street - Nexus 10 Tower | 03 | Second Floor | 225A | 99939 | Unusable Spaces | 99939 | Unusable Spaces | 2.29 | WC - F | 8 | Non Useable Floor Area Space Group | 820 | Non-usable - Toilets/Amenities - Female |  | Unknown | 0.00 | NO
North Terrace_NT67-10 Pulteney Street - Nexus 10 Tower_Second Floor_225B _ VSR | NT-NT67-03-225B | NT67-03-225B-VSR | North Terrace | NT | NT67 | 10 Pulteney Street - Nexus 10 Tower | 03 | Second Floor | 225B | 99939 | Unusable Spaces | 99939 | Unusable Spaces | 0.97 | VSR | 8 | Non Useable Floor Area Space Group | 840 | Non-usable - Service riser |  | Unknown | 0.00 | NO
North Terrace_NT67-10 Pulteney Street - Nexus 10 Tower_Second Floor_228 _ Computer Suite 3 | NT-NT67-03-228 | NT67-03-228-Computer Suite 3 | North Terrace | NT | NT67 | 10 Pulteney Street - Nexus 10 Tower | 03 | Second Floor | 228 | 110 | Administration Office (ABLE) | 110 | ABLE (Arts, Bus, Law & Econ) Faculty Office | 106.5 | Computer Suite 3 | 3 | Specialist Teaching or Research Space Group | 310 | Laboratory - Computing - Open Access |  | Good | 30,025.58 | NO
North Terrace_NT67-10 Pulteney Street - Nexus 10 Tower_Second Floor_228A _ Corr. | NT-NT67-03-228A | NT67-03-228A-Corr. | North Terrace | NT | NT67 | 10 Pulteney Street - Nexus 10 Tower | 03 | Second Floor | 228A | 99939 | Unusable Spaces | 99939 | Unusable Spaces | 6.97 | Corr. | 8 | Non Useable Floor Area Space Group | 805 | Non-usable - Circulation space |  | Unknown | 0.00 | NO
North Terrace_NT67-10 Pulteney Street - Nexus 10 Tower_Third Floor_300 _ Foyer | NT-NT67-04-300 | NT67-04-300-Foyer | North Terrace | NT | NT67 | 10 Pulteney Street - Nexus 10 Tower | 04 | Third Floor | 300 | 99939 | Unusable Spaces | 99939 | Unusable Spaces | 26.39 | Foyer | 8 | Non Useable Floor Area Space Group | 805 | Non-usable - Circulation space |  | Unknown | 0.00 | NO
North Terrace_NT67-10 Pulteney Street - Nexus 10 Tower_Third Floor_300G _ VSR - Comms | NT-NT67-04-300G | NT67-04-300G-VSR - Comms | North Terrace | NT | NT67 | 10 Pulteney Street - Nexus 10 Tower | 04 | Third Floor | 300G | 850 | ITDS Branch Central Costs | 869 | Information Technology and Digital Services | 0.47 | VSR - Comms | 8 | Non Useable Floor Area Space Group | 840 | Non-usable - Service riser |  | Excellent | 0.00 | NO
North Terrace_NT67-10 Pulteney Street - Nexus 10 Tower_Third Floor_300H _ DB | NT-NT67-04-300H | NT67-04-300H-DB | North Terrace | NT | NT67 | 10 Pulteney Street - Nexus 10 Tower | 04 | Third Floor | 300H | 99939 | Unusable Spaces | 99939 | Unusable Spaces | 0.9 | DB | 8 | Non Useable Floor Area Space Group | 840 | Non-usable - Service riser |  | Unknown | 0.00 | NO
North Terrace_NT67-10 Pulteney Street - Nexus 10 Tower_Third Floor_300I _ FHR | NT-NT67-04-300I | NT67-04-300I-FHR | North Terrace | NT | NT67 | 10 Pulteney Street - Nexus 10 Tower | 04 | Third Floor | 300I | 99939 | Unusable Spaces | 99939 | Unusable Spaces | 0.6 | FHR | 8 | Non Useable Floor Area Space Group | 840 | Non-usable - Service riser |  | Unknown | 0.00 | NO
North Terrace_NT67-10 Pulteney Street - Nexus 10 Tower_Third Floor_300J _ VSR | NT-NT67-04-300J | NT67-04-300J-VSR | North Terrace | NT | NT67 | 10 Pulteney Street - Nexus 10 Tower | 04 | Third Floor | 300J | 99939 | Unusable Spaces | 99939 | Unusable Spaces | 0.74 | VSR | 8 | Non Useable Floor Area Space Group | 840 | Non-usable - Service riser |  | Unknown | 0.00 | NO
North Terrace_NT67-10 Pulteney Street - Nexus 10 Tower_Third Floor_300K _ Comms | NT-NT67-04-300K | NT67-04-300K-Comms | North Terrace | NT | NT67 | 10 Pulteney Street - Nexus 10 Tower | 04 | Third Floor | 300K | 850 | ITDS Branch Central Costs | 869 | Information Technology and Digital Services | 1.16 | Comms | 8 | Non Useable Floor Area Space Group | 840 | Non-usable - Service riser |  | Unknown | 0.00 | NO
North Terrace_NT67-10 Pulteney Street - Nexus 10 Tower_Third Floor_300L _ Corr. | NT-NT67-04-300L | NT67-04-300L-Corr. | North Terrace | NT | NT67 | 10 Pulteney Street - Nexus 10 Tower | 04 | Third Floor | 300L | 99939 | Unusable Spaces | 99939 | Unusable Spaces | 20.02 | Corr. | 8 | Non Useable Floor Area Space Group | 805 | Non-usable - Circulation space |  | Unknown | 0.00 | NO
North Terrace_NT67-10 Pulteney Street - Nexus 10 Tower_Third Floor_300M _ Corr. | NT-NT67-04-300M | NT67-04-300M-Corr. | North Terrace | NT | NT67 | 10 Pulteney Street - Nexus 10 Tower | 04 | Third Floor | 300M | 99939 | Unusable Spaces | 99939 | Unusable Spaces | 19.93 | Corr. | 8 | Non Useable Floor Area Space Group | 805 | Non-usable - Circulation space |  | Unknown | 0.00 | NO
North Terrace_NT67-10 Pulteney Street - Nexus 10 Tower_Third Floor_300O _ FHR | NT-NT67-04-300O | NT67-04-300O-FHR | North Terrace | NT | NT67 | 10 Pulteney Street - Nexus 10 Tower | 04 | Third Floor | 300O | 99939 | Unusable Spaces | 99939 | Unusable Spaces | 0.39 | FHR | 8 | Non Useable Floor Area Space Group | 840 | Non-usable - Service riser |  | Unknown | 0.00 | NO
North Terrace_NT67-10 Pulteney Street - Nexus 10 Tower_Third Floor_300P _ VSR | NT-NT67-04-300P | NT67-04-300P-VSR | North Terrace | NT | NT67 | 10 Pulteney Street - Nexus 10 Tower | 04 | Third Floor | 300P | 99939 | Unusable Spaces | 99939 | Unusable Spaces | 0.63 | VSR | 8 | Non Useable Floor Area Space Group | 840 | Non-usable - Service riser |  | Unknown | 0.00 | NO
North Terrace_NT67-10 Pulteney Street - Nexus 10 Tower_Third Floor_300Q _ VSR | NT-NT67-04-300Q | NT67-04-300Q-VSR | North Terrace | NT | NT67 | 10 Pulteney Street - Nexus 10 Tower | 04 | Third Floor | 300Q | 99939 | Unusable Spaces | 99939 | Unusable Spaces | 0.32 | VSR | 8 | Non Useable Floor Area Space Group | 840 | Non-usable - Service riser |  | Unknown | 0.00 | NO
North Terrace_NT67-10 Pulteney Street - Nexus 10 Tower_Third Floor_300R _ VSR | NT-NT67-04-300R | NT67-04-300R-VSR | North Terrace | NT | NT67 | 10 Pulteney Street - Nexus 10 Tower | 04 | Third Floor | 300R | 99939 | Unusable Spaces | 99939 | Unusable Spaces | 1.41 | VSR | 8 | Non Useable Floor Area Space Group | 840 | Non-usable - Service riser |  | Unknown | 0.00 | NO
North Terrace_NT67-10 Pulteney Street - Nexus 10 Tower_Third Floor_301 _ Meeting Room - Large | NT-NT67-04-301 | NT67-04-301-Meeting Room - Large | North Terrace | NT | NT67 | 10 Pulteney Street - Nexus 10 Tower | 04 | Third Floor | 301 | 525 | Economics | 527 | School of Economics and Public Policy | 63.59 | Meeting Room - Large | 6 | General Facility Space Group | 601 | General Facility - Committee/Conference/Meeting room |  | Excellent | 17,754.33 | NO
North Terrace_NT67-10 Pulteney Street - Nexus 10 Tower_Third Floor_302 _ Corr. | NT-NT67-04-302 | NT67-04-302-Corr. | North Terrace | NT | NT67 | 10 Pulteney Street - Nexus 10 Tower | 04 | Third Floor | 302 | 99939 | Unusable Spaces | 99939 | Unusable Spaces | 12.45 | Corr. | 8 | Non Useable Floor Area Space Group | 805 | Non-usable - Circulation space |  | Unknown | 0.00 | NO
North Terrace_NT67-10 Pulteney Street - Nexus 10 Tower_Third Floor_303 _ Corr. | NT-NT67-04-303 | NT67-04-303-Corr. | North Terrace | NT | NT67 | 10 Pulteney Street - Nexus 10 Tower | 04 | Third Floor | 303 | 99939 | Unusable Spaces | 99939 | Unusable Spaces | 10.95 | Corr. | 8 | Non Useable Floor Area Space Group | 805 | Non-usable - Circulation space |  | Unknown | 0.00 | NO
North Terrace_NT67-10 Pulteney Street - Nexus 10 Tower_Third Floor_304 _ Office | NT-NT67-04-304 | NT67-04-304-Office | North Terrace | NT | NT67 | 10 Pulteney Street - Nexus 10 Tower | 04 | Third Floor | 304 | 526 | SA Centre for Economic Studies | 527 | School of Economics and Public Policy | 11.82 | Office | 1 | Office Space Group | 101 | Office - Academic Staff |  | Excellent | 2,946.56 | NO
North Terrace_NT67-10 Pulteney Street - Nexus 10 Tower_Third Floor_305 _ Office | NT-NT67-04-305 | NT67-04-305-Office | North Terrace | NT | NT67 | 10 Pulteney Street - Nexus 10 Tower | 04 | Third Floor | 305 | 526 | SA Centre for Economic Studies | 527 | School of Economics and Public Policy | 11.24 | Office | 1 | Office Space Group | 101 | Office - Academic Staff |  | Excellent | 2,801.97 | NO
North Terrace_NT67-10 Pulteney Street - Nexus 10 Tower_Third Floor_306 _ Office - Post Doct. | NT-NT67-04-306 | NT67-04-306-Office - Post Doct. | North Terrace | NT | NT67 | 10 Pulteney Street - Nexus 10 Tower | 04 | Third Floor | 306 | 526 | SA Centre for Economic Studies | 527 | School of Economics and Public Policy | 11.82 | Office - Post Doct. | 1 | Office Space Group | 103 | Office - Research Students |  | Excellent | 2,946.56 | NO
North Terrace_NT67-10 Pulteney Street - Nexus 10 Tower_Third Floor_307 _ Office | NT-NT67-04-307 | NT67-04-307-Office | North Terrace | NT | NT67 | 10 Pulteney Street - Nexus 10 Tower | 04 | Third Floor | 307 | 526 | SA Centre for Economic Studies | 527 | School of Economics and Public Policy | 15.85 | Office | 1 | Office Space Group | 101 | Office - Academic Staff |  | Excellent | 3,951.18 | NO
North Terrace_NT67-10 Pulteney Street - Nexus 10 Tower_Third Floor_308 _ Workstation | NT-NT67-04-308 | NT67-04-308-Workstation | North Terrace | NT | NT67 | 10 Pulteney Street - Nexus 10 Tower | 04 | Third Floor | 308 | 526 | SA Centre for Economic Studies | 527 | School of Economics and Public Policy | 6.25 | Workstation | 1 | Office Space Group | 112 | Open Plan - Academic Staff |  | Excellent | 1,558.04 | NO
North Terrace_NT67-10 Pulteney Street - Nexus 10 Tower_Third Floor_309 _ Dedicated Meeting | NT-NT67-04-309 | NT67-04-309-Dedicated Meeting | North Terrace | NT | NT67 | 10 Pulteney Street - Nexus 10 Tower | 04 | Third Floor | 309 | 526 | SA Centre for Economic Studies | 527 | School of Economics and Public Policy | 10.89 | Dedicated Meeting | 6 | General Facility Space Group | 601 | General Facility - Committee/Conference/Meeting room |  | Excellent | 3,040.49 | NO
North Terrace_NT67-10 Pulteney Street - Nexus 10 Tower_Third Floor_310 _ Informal Meeting | NT-NT67-04-310 | NT67-04-310-Informal Meeting | North Terrace | NT | NT67 | 10 Pulteney Street - Nexus 10 Tower | 04 | Third Floor | 310 | 526 | SA Centre for Economic Studies | 527 | School of Economics and Public Policy | 13.86 | Informal Meeting | 6 | General Facility Space Group | 601 | General Facility - Committee/Conference/Meeting room |  | Excellent | 3,869.71 | NO
North Terrace_NT67-10 Pulteney Street - Nexus 10 Tower_Third Floor_311 _ Store | NT-NT67-04-311 | NT67-04-311-Store | North Terrace | NT | NT67 | 10 Pulteney Street - Nexus 10 Tower | 04 | Third Floor | 311 | 526 | SA Centre for Economic Studies | 527 | School of Economics and Public Policy | 7.34 | Store | 4 | Ancillary Area Space Group | 419 | Ancillary Area - Store Room - Generic |  | Excellent | 1,610.19 | NO
North Terrace_NT67-10 Pulteney Street - Nexus 10 Tower_Third Floor_312 _ Corr. | NT-NT67-04-312 | NT67-04-312-Corr. | North Terrace | NT | NT67 | 10 Pulteney Street - Nexus 10 Tower | 04 | Third Floor | 312 | 99939 | Unusable Spaces | 99939 | Unusable Spaces | 20.66 | Corr. | 8 | Non Useable Floor Area Space Group | 805 | Non-usable - Circulation space |  | Unknown | 0.00 | NO
North Terrace_NT67-10 Pulteney Street - Nexus 10 Tower_Third Floor_313 _ Office | NT-NT67-04-313 | NT67-04-313-Office | North Terrace | NT | NT67 | 10 Pulteney Street - Nexus 10 Tower | 04 | Third Floor | 313 | 526 | SA Centre for Economic Studies | 527 | School of Economics and Public Policy | 11.46 | Office | 1 | Office Space Group | 101 | Office - Academic Staff |  | Excellent | 2,856.81 | NO
North Terrace_NT67-10 Pulteney Street - Nexus 10 Tower_Third Floor_314 _ Office | NT-NT67-04-314 | NT67-04-314-Office | North Terrace | NT | NT67 | 10 Pulteney Street - Nexus 10 Tower | 04 | Third Floor | 314 | 526 | SA Centre for Economic Studies | 527 | School of Economics and Public Policy | 11.89 | Office | 1 | Office Space Group | 101 | Office - Academic Staff |  | Excellent | 2,964.01 | NO
North Terrace_NT67-10 Pulteney Street - Nexus 10 Tower_Third Floor_315 _ Office | NT-NT67-04-315 | NT67-04-315-Office | North Terrace | NT | NT67 | 10 Pulteney Street - Nexus 10 Tower | 04 | Third Floor | 315 | 526 | SA Centre for Economic Studies | 527 | School of Economics and Public Policy | 11.46 | Office | 1 | Office Space Group | 101 | Office - Academic Staff |  | Excellent | 2,856.81 | NO
North Terrace_NT67-10 Pulteney Street - Nexus 10 Tower_Third Floor_316 _ Office | NT-NT67-04-316 | NT67-04-316-Office | North Terrace | NT | NT67 | 10 Pulteney Street - Nexus 10 Tower | 04 | Third Floor | 316 | 526 | SA Centre for Economic Studies | 527 | School of Economics and Public Policy | 11.03 | Office | 1 | Office Space Group | 101 | Office - Academic Staff |  | Excellent | 2,749.62 | NO
North Terrace_NT67-10 Pulteney Street - Nexus 10 Tower_Third Floor_317 _ Office | NT-NT67-04-317 | NT67-04-317-Office | North Terrace | NT | NT67 | 10 Pulteney Street - Nexus 10 Tower | 04 | Third Floor | 317 | 526 | SA Centre for Economic Studies | 527 | School of Economics and Public Policy | 10.76 | Office | 1 | Office Space Group | 101 | Office - Academic Staff |  | Excellent | 2,682.31 | NO
North Terrace_NT67-10 Pulteney Street - Nexus 10 Tower_Third Floor_318 _ Office | NT-NT67-04-318 | NT67-04-318-Office | North Terrace | NT | NT67 | 10 Pulteney Street - Nexus 10 Tower | 04 | Third Floor | 318 | 526 | SA Centre for Economic Studies | 527 | School of Economics and Public Policy | 10.54 | Office | 1 | Office Space Group | 101 | Office - Academic Staff |  | Excellent | 2,627.47 | NO
North Terrace_NT67-10 Pulteney Street - Nexus 10 Tower_Third Floor_319 _ Meeting | NT-NT67-04-319 | NT67-04-319-Meeting | North Terrace | NT | NT67 | 10 Pulteney Street - Nexus 10 Tower | 04 | Third Floor | 319 | 526 | SA Centre for Economic Studies | 527 | School of Economics and Public Policy | 18.64 | Meeting | 6 | General Facility Space Group | 601 | General Facility - Committee/Conference/Meeting room |  | Excellent | 5,204.29 | NO
North Terrace_NT67-10 Pulteney Street - Nexus 10 Tower_Third Floor_320 _ Office | NT-NT67-04-320 | NT67-04-320-Office | North Terrace | NT | NT67 | 10 Pulteney Street - Nexus 10 Tower | 04 | Third Floor | 320 | 529 | Future of Employment and Skills Research Centre | 527 | School of Economics and Public Policy | 11.03 | Office | 1 | Office Space Group | 101 | Office - Academic Staff |  | Excellent | 2,749.62 | NO
North Terrace_NT67-10 Pulteney Street - Nexus 10 Tower_Third Floor_321 _ Office - shared | NT-NT67-04-321 | NT67-04-321-Office - shared | North Terrace | NT | NT67 | 10 Pulteney Street - Nexus 10 Tower | 04 | Third Floor | 321 | 525 | Economics | 527 | School of Economics and Public Policy | 11.03 | Office - shared | 1 | Office Space Group | 101 | Office - Academic Staff |  | Excellent | 2,749.62 | NO
North Terrace_NT67-10 Pulteney Street - Nexus 10 Tower_Third Floor_322 _ Corr. | NT-NT67-04-322 | NT67-04-322-Corr. | North Terrace | NT | NT67 | 10 Pulteney Street - Nexus 10 Tower | 04 | Third Floor | 322 | 99939 | Unusable Spaces | 99939 | Unusable Spaces | 15.43 | Corr. | 8 | Non Useable Floor Area Space Group | 805 | Non-usable - Circulation space |  | Unknown | 0.00 | NO
North Terrace_NT67-10 Pulteney Street - Nexus 10 Tower_Third Floor_323 _ Office | NT-NT67-04-323 | NT67-04-323-Office | North Terrace | NT | NT67 | 10 Pulteney Street - Nexus 10 Tower | 04 | Third Floor | 323 | 525 | Economics | 527 | School of Economics and Public Policy | 16.53 | Office | 1 | Office Space Group | 101 | Office - Academic Staff |  | Excellent | 4,120.69 | NO
North Terrace_NT67-10 Pulteney Street - Nexus 10 Tower_Third Floor_324 _ Office | NT-NT67-04-324 | NT67-04-324-Office | North Terrace | NT | NT67 | 10 Pulteney Street - Nexus 10 Tower | 04 | Third Floor | 324 | 525 | Economics | 527 | School of Economics and Public Policy | 12.45 | Office | 1 | Office Space Group | 103 | Office - Research Students |  | Excellent | 3,103.61 | NO
North Terrace_NT67-10 Pulteney Street - Nexus 10 Tower_Third Floor_325 _ Office | NT-NT67-04-325 | NT67-04-325-Office | North Terrace | NT | NT67 | 10 Pulteney Street - Nexus 10 Tower | 04 | Third Floor | 325 | 525 | Economics | 527 | School of Economics and Public Policy | 11.87 | Office | 1 | Office Space Group | 101 | Office - Academic Staff |  | Excellent | 2,959.02 | NO
North Terrace_NT67-10 Pulteney Street - Nexus 10 Tower_Third Floor_326 _ Office | NT-NT67-04-326 | NT67-04-326-Office | North Terrace | NT | NT67 | 10 Pulteney Street - Nexus 10 Tower | 04 | Third Floor | 326 | 525 | Economics | 527 | School of Economics and Public Policy | 12.45 | Office | 1 | Office Space Group | 101 | Office - Academic Staff |  | Excellent | 3,103.61 | NO
North Terrace_NT67-10 Pulteney Street - Nexus 10 Tower_Third Floor_327 _ Office | NT-NT67-04-327 | NT67-04-327-Office | North Terrace | NT | NT67 | 10 Pulteney Street - Nexus 10 Tower | 04 | Third Floor | 327 | 525 | Economics | 527 | School of Economics and Public Policy | 11.96 | Office | 1 | Office Space Group | 101 | Office - Academic Staff |  | Excellent | 2,981.46 | NO
North Terrace_NT67-10 Pulteney Street - Nexus 10 Tower_Third Floor_327A _ Corr. | NT-NT67-04-327A | NT67-04-327A-Corr. | North Terrace | NT | NT67 | 10 Pulteney Street - Nexus 10 Tower | 04 | Third Floor | 327A | 99939 | Unusable Spaces | 99939 | Unusable Spaces | 15.91 | Corr. | 8 | Non Useable Floor Area Space Group | 805 | Non-usable - Circulation space |  | Unknown | 0.00 | NO
North Terrace_NT67-10 Pulteney Street - Nexus 10 Tower_Third Floor_328 _ Office | NT-NT67-04-328 | NT67-04-328-Office | North Terrace | NT | NT67 | 10 Pulteney Street - Nexus 10 Tower | 04 | Third Floor | 328 | 525 | Economics | 527 | School of Economics and Public Policy | 12.39 | Office | 1 | Office Space Group | 103 | Office - Research Students |  | Excellent | 3,088.65 | NO
North Terrace_NT67-10 Pulteney Street - Nexus 10 Tower_Third Floor_329 _ Office | NT-NT67-04-329 | NT67-04-329-Office | North Terrace | NT | NT67 | 10 Pulteney Street - Nexus 10 Tower | 04 | Third Floor | 329 | 525 | Economics | 527 | School of Economics and Public Policy | 12.39 | Office | 1 | Office Space Group | 101 | Office - Academic Staff |  | Excellent | 3,088.65 | NO
North Terrace_NT67-10 Pulteney Street - Nexus 10 Tower_Third Floor_330 _ Comms | NT-NT67-04-330 | NT67-04-330-Comms | North Terrace | NT | NT67 | 10 Pulteney Street - Nexus 10 Tower | 04 | Third Floor | 330 | 850 | ITDS Branch Central Costs | 869 | Information Technology and Digital Services | 8.44 | Comms | 8 | Non Useable Floor Area Space Group | 812 | Non-usable - Comms/network system/Telephone/PABX |  | Excellent | 0.00 | NO
North Terrace_NT67-10 Pulteney Street - Nexus 10 Tower_Third Floor_331 _ Compactus | NT-NT67-04-331 | NT67-04-331-Compactus | North Terrace | NT | NT67 | 10 Pulteney Street - Nexus 10 Tower | 04 | Third Floor | 331 | 525 | Economics | 527 | School of Economics and Public Policy | 8.57 | Compactus | 4 | Ancillary Area Space Group | 419 | Ancillary Area - Store Room - Generic |  | Excellent | 1,880.01 | NO
North Terrace_NT67-10 Pulteney Street - Nexus 10 Tower_Third Floor_332 _ WC - U - Access (LH) | NT-NT67-04-332 | NT67-04-332-WC - U - Access (LH) | North Terrace | NT | NT67 | 10 Pulteney Street - Nexus 10 Tower | 04 | Third Floor | 332 | 99939 | Unusable Spaces | 99939 | Unusable Spaces | 4.49 | WC - U - Access (LH) | 8 | Non Useable Floor Area Space Group | 818 | Non-usable - Toilets/Amenities - Unisex Accessible |  | Unknown | 0.00 | NO
North Terrace_NT67-10 Pulteney Street - Nexus 10 Tower_Third Floor_333 _ Office | NT-NT67-04-333 | NT67-04-333-Office | North Terrace | NT | NT67 | 10 Pulteney Street - Nexus 10 Tower | 04 | Third Floor | 333 | 525 | Economics | 527 | School of Economics and Public Policy | 11.96 | Office | 1 | Office Space Group | 101 | Office - Academic Staff |  | Excellent | 2,981.46 | NO
North Terrace_NT67-10 Pulteney Street - Nexus 10 Tower_Third Floor_334 _ Office | NT-NT67-04-334 | NT67-04-334-Office | North Terrace | NT | NT67 | 10 Pulteney Street - Nexus 10 Tower | 04 | Third Floor | 334 | 525 | Economics | 527 | School of Economics and Public Policy | 12.45 | Office | 1 | Office Space Group | 101 | Office - Academic Staff |  | Excellent | 3,103.61 | NO
North Terrace_NT67-10 Pulteney Street - Nexus 10 Tower_Third Floor_335 _ Office | NT-NT67-04-335 | NT67-04-335-Office | North Terrace | NT | NT67 | 10 Pulteney Street - Nexus 10 Tower | 04 | Third Floor | 335 | 525 | Economics | 527 | School of Economics and Public Policy | 11.87 | Office | 1 | Office Space Group | 101 | Office - Academic Staff |  | Excellent | 2,959.02 | NO
North Terrace_NT67-10 Pulteney Street - Nexus 10 Tower_Third Floor_336 _ Office | NT-NT67-04-336 | NT67-04-336-Office | North Terrace | NT | NT67 | 10 Pulteney Street - Nexus 10 Tower | 04 | Third Floor | 336 | 525 | Economics | 527 | School of Economics and Public Policy | 12.45 | Office | 1 | Office Space Group | 101 | Office - Academic Staff |  | Excellent | 3,103.61 | NO
North Terrace_NT67-10 Pulteney Street - Nexus 10 Tower_Third Floor_337 _ Office | NT-NT67-04-337 | NT67-04-337-Office | North Terrace | NT | NT67 | 10 Pulteney Street - Nexus 10 Tower | 04 | Third Floor | 337 | 525 | Economics | 527 | School of Economics and Public Policy | 16.55 | Office | 1 | Office Space Group | 101 | Office - Academic Staff |  | Excellent | 4,125.68 | NO
North Terrace_NT67-10 Pulteney Street - Nexus 10 Tower_Third Floor_338 _ WC - F | NT-NT67-04-338 | NT67-04-338-WC - F | North Terrace | NT | NT67 | 10 Pulteney Street - Nexus 10 Tower | 04 | Third Floor | 338 | 99939 | Unusable Spaces | 99939 | Unusable Spaces | 8.38 | WC - F | 8 | Non Useable Floor Area Space Group | 820 | Non-usable - Toilets/Amenities - Female |  | Unknown | 0.00 | NO
North Terrace_NT67-10 Pulteney Street - Nexus 10 Tower_Third Floor_338A _ VSR | NT-NT67-04-338A | NT67-04-338A-VSR | North Terrace | NT | NT67 | 10 Pulteney Street - Nexus 10 Tower | 04 | Third Floor | 338A | 99939 | Unusable Spaces | 99939 | Unusable Spaces | 5.9 | VSR | 8 | Non Useable Floor Area Space Group | 840 | Non-usable - Service riser |  | Unknown | 0.00 | NO
North Terrace_NT67-10 Pulteney Street - Nexus 10 Tower_Third Floor_339 _ WC | NT-NT67-04-339 | NT67-04-339-WC | North Terrace | NT | NT67 | 10 Pulteney Street - Nexus 10 Tower | 04 | Third Floor | 339 | 99939 | Unusable Spaces | 99939 | Unusable Spaces | 10.4 | WC | 8 | Non Useable Floor Area Space Group | 822 | Non-usable - Toilets/Amenities - Unisex |  | Unknown | 0.00 | NO
North Terrace_NT67-10 Pulteney Street - Nexus 10 Tower_Third Floor_339A _ VSR | NT-NT67-04-339A | NT67-04-339A-VSR | North Terrace | NT | NT67 | 10 Pulteney Street - Nexus 10 Tower | 04 | Third Floor | 339A | 99939 | Unusable Spaces | 99939 | Unusable Spaces | 5.6 | VSR | 8 | Non Useable Floor Area Space Group | 840 | Non-usable - Service riser |  | Unknown | 0.00 | NO
North Terrace_NT67-10 Pulteney Street - Nexus 10 Tower_Third Floor_339B _ A/L | NT-NT67-04-339B | NT67-04-339B-A/L | North Terrace | NT | NT67 | 10 Pulteney Street - Nexus 10 Tower | 04 | Third Floor | 339B | 99939 | Unusable Spaces | 99939 | Unusable Spaces | 3.11 | A/L | 8 | Non Useable Floor Area Space Group | 822 | Non-usable - Toilets/Amenities - Unisex |  | Unknown | 0.00 | NO
North Terrace_NT67-10 Pulteney Street - Nexus 10 Tower_Third Floor_340 _ Stair | NT-NT67-04-340 | NT67-04-340-Stair | North Terrace | NT | NT67 | 10 Pulteney Street - Nexus 10 Tower | 04 | Third Floor | 340 | 99939 | Unusable Spaces | 99939 | Unusable Spaces | 17.65 | Stair | 8 | Non Useable Floor Area Space Group | 805 | Non-usable - Circulation space |  | Unknown | 0.00 | NO
North Terrace_NT67-10 Pulteney Street - Nexus 10 Tower_Third Floor_341 _ Corr. | NT-NT67-04-341 | NT67-04-341-Corr. | North Terrace | NT | NT67 | 10 Pulteney Street - Nexus 10 Tower | 04 | Third Floor | 341 | 99939 | Unusable Spaces | 99939 | Unusable Spaces | 13.36 | Corr. | 8 | Non Useable Floor Area Space Group | 805 | Non-usable - Circulation space |  | Unknown | 0.00 | NO
North Terrace_NT67-10 Pulteney Street - Nexus 10 Tower_Third Floor_342 _ Corr. | NT-NT67-04-342 | NT67-04-342-Corr. | North Terrace | NT | NT67 | 10 Pulteney Street - Nexus 10 Tower | 04 | Third Floor | 342 | 99939 | Unusable Spaces | 99939 | Unusable Spaces | 11.69 | Corr. | 8 | Non Useable Floor Area Space Group | 805 | Non-usable - Circulation space |  | Unknown | 0.00 | NO
North Terrace_NT67-10 Pulteney Street - Nexus 10 Tower_Third Floor_343 _ Office | NT-NT67-04-343 | NT67-04-343-Office | North Terrace | NT | NT67 | 10 Pulteney Street - Nexus 10 Tower | 04 | Third Floor | 343 | 525 | Economics | 527 | School of Economics and Public Policy | 11.46 | Office | 1 | Office Space Group | 101 | Office - Academic Staff |  | Excellent | 2,856.81 | NO
North Terrace_NT67-10 Pulteney Street - Nexus 10 Tower_Third Floor_344 _ Office | NT-NT67-04-344 | NT67-04-344-Office | North Terrace | NT | NT67 | 10 Pulteney Street - Nexus 10 Tower | 04 | Third Floor | 344 | 525 | Economics | 527 | School of Economics and Public Policy | 10.64 | Office | 1 | Office Space Group | 101 | Office - Academic Staff |  | Excellent | 2,652.40 | NO
North Terrace_NT67-10 Pulteney Street - Nexus 10 Tower_Third Floor_345 _ Office | NT-NT67-04-345 | NT67-04-345-Office | North Terrace | NT | NT67 | 10 Pulteney Street - Nexus 10 Tower | 04 | Third Floor | 345 | 525 | Economics | 527 | School of Economics and Public Policy | 11.09 | Office | 1 | Office Space Group | 101 | Office - Academic Staff |  | Excellent | 2,764.58 | NO
North Terrace_NT67-10 Pulteney Street - Nexus 10 Tower_Third Floor_346 _ Resource | NT-NT67-04-346 | NT67-04-346-Resource | North Terrace | NT | NT67 | 10 Pulteney Street - Nexus 10 Tower | 04 | Third Floor | 346 | 525 | Economics | 527 | School of Economics and Public Policy | 22.53 | Resource | 6 | General Facility Space Group | 603 | General Facility - Resource room |  | Excellent | 6,290.38 | NO
North Terrace_NT67-10 Pulteney Street - Nexus 10 Tower_Third Floor_347 _ Office | NT-NT67-04-347 | NT67-04-347-Office | North Terrace | NT | NT67 | 10 Pulteney Street - Nexus 10 Tower | 04 | Third Floor | 347 | 525 | Economics | 527 | School of Economics and Public Policy | 10.92 | Office | 1 | Office Space Group | 101 | Office - Academic Staff |  | Excellent | 2,722.20 | NO
North Terrace_NT67-10 Pulteney Street - Nexus 10 Tower_Third Floor_348 _ Office | NT-NT67-04-348 | NT67-04-348-Office | North Terrace | NT | NT67 | 10 Pulteney Street - Nexus 10 Tower | 04 | Third Floor | 348 | 525 | Economics | 527 | School of Economics and Public Policy | 11.89 | Office | 1 | Office Space Group | 101 | Office - Academic Staff |  | Excellent | 2,964.01 | NO
North Terrace_NT67-10 Pulteney Street - Nexus 10 Tower_Third Floor_349 _ Office | NT-NT67-04-349 | NT67-04-349-Office | North Terrace | NT | NT67 | 10 Pulteney Street - Nexus 10 Tower | 04 | Third Floor | 349 | 525 | Economics | 527 | School of Economics and Public Policy | 11.2 | Office | 1 | Office Space Group | 101 | Office - Academic Staff |  | Excellent | 2,792.00 | NO
North Terrace_NT67-10 Pulteney Street - Nexus 10 Tower_Third Floor_350 _ Workstation | NT-NT67-04-350 | NT67-04-350-Workstation | North Terrace | NT | NT67 | 10 Pulteney Street - Nexus 10 Tower | 04 | Third Floor | 350 | 525 | Economics | 527 | School of Economics and Public Policy | 40.9 | Workstation | 1 | Office Space Group | 111 | Open Plan - Specific type not defined |  | Excellent | 10,195.79 | NO
North Terrace_NT67-10 Pulteney Street - Nexus 10 Tower_Third Floor_351 _ Utility | NT-NT67-04-351 | NT67-04-351-Utility | North Terrace | NT | NT67 | 10 Pulteney Street - Nexus 10 Tower | 04 | Third Floor | 351 | 525 | Economics | 527 | School of Economics and Public Policy | 9.29 | Utility | 6 | General Facility Space Group | 603 | General Facility - Resource room |  | Excellent | 2,593.77 | NO
North Terrace_NT67-10 Pulteney Street - Nexus 10 Tower_Third Floor_352 _ Reception | NT-NT67-04-352 | NT67-04-352-Reception | North Terrace | NT | NT67 | 10 Pulteney Street - Nexus 10 Tower | 04 | Third Floor | 352 | 525 | Economics | 527 | School of Economics and Public Policy | 12.08 | Reception | 6 | General Facility Space Group | 623 | General Facility - Waiting Area/Foyer/Reception Area |  | Excellent | 3,372.74 | NO
North Terrace_NT67-10 Pulteney Street - Nexus 10 Tower_Third Floor_353 _ Corr. | NT-NT67-04-353 | NT67-04-353-Corr. | North Terrace | NT | NT67 | 10 Pulteney Street - Nexus 10 Tower | 04 | Third Floor | 353 | 99939 | Unusable Spaces | 99939 | Unusable Spaces | 15.73 | Corr. | 8 | Non Useable Floor Area Space Group | 805 | Non-usable - Circulation space |  | Unknown | 0.00 | NO
North Terrace_NT67-10 Pulteney Street - Nexus 10 Tower_Third Floor_354 _ Office - Head of School | NT-NT67-04-354 | NT67-04-354-Office - Head of School | North Terrace | NT | NT67 | 10 Pulteney Street - Nexus 10 Tower | 04 | Third Floor | 354 | 525 | Economics | 527 | School of Economics and Public Policy | 17.74 | Office - Head of School | 1 | Office Space Group | 101 | Office - Academic Staff |  | Excellent | 4,422.33 | NO
North Terrace_NT67-10 Pulteney Street - Nexus 10 Tower_Third Floor_355 _ Meeting | NT-NT67-04-355 | NT67-04-355-Meeting | North Terrace | NT | NT67 | 10 Pulteney Street - Nexus 10 Tower | 04 | Third Floor | 355 | 525 | Economics | 527 | School of Economics and Public Policy | 11.97 | Meeting | 6 | General Facility Space Group | 601 | General Facility - Committee/Conference/Meeting room |  | Excellent | 3,342.02 | NO
North Terrace_NT67-10 Pulteney Street - Nexus 10 Tower_Third Floor_356 _ Office | NT-NT67-04-356 | NT67-04-356-Office | North Terrace | NT | NT67 | 10 Pulteney Street - Nexus 10 Tower | 04 | Third Floor | 356 | 525 | Economics | 527 | School of Economics and Public Policy | 12.04 | Office | 1 | Office Space Group | 101 | Office - Academic Staff |  | Excellent | 3,001.40 | NO
North Terrace_NT67-10 Pulteney Street - Nexus 10 Tower_Third Floor_357 _ Waiting | NT-NT67-04-357 | NT67-04-357-Waiting | North Terrace | NT | NT67 | 10 Pulteney Street - Nexus 10 Tower | 04 | Third Floor | 357 | 99939 | Unusable Spaces | 99939 | Unusable Spaces | 19.44 | Waiting | 8 | Non Useable Floor Area Space Group | 805 | Non-usable - Circulation space |  | Unknown | 0.00 | NO
North Terrace_NT67-10 Pulteney Street - Nexus 10 Tower_Fourth Floor_400 _ Lift Lobby | NT-NT67-05-400 | NT67-05-400-Lift Lobby | North Terrace | NT | NT67 | 10 Pulteney Street - Nexus 10 Tower | 05 | Fourth Floor | 400 | 99939 | Unusable Spaces | 99939 | Unusable Spaces | 19.29 | Lift Lobby | 8 | Non Useable Floor Area Space Group | 805 | Non-usable - Circulation space |  | Unknown | 0.00 | NO
North Terrace_NT67-10 Pulteney Street - Nexus 10 Tower_Fourth Floor_400A _ Corr. | NT-NT67-05-400A | NT67-05-400A-Corr. | North Terrace | NT | NT67 | 10 Pulteney Street - Nexus 10 Tower | 05 | Fourth Floor | 400A | 99939 | Unusable Spaces | 99939 | Unusable Spaces | 19.04 | Corr. | 8 | Non Useable Floor Area Space Group | 805 | Non-usable - Circulation space |  | Unknown | 0.00 | NO
North Terrace_NT67-10 Pulteney Street - Nexus 10 Tower_Fourth Floor_400B _ Corr. | NT-NT67-05-400B | NT67-05-400B-Corr. | North Terrace | NT | NT67 | 10 Pulteney Street - Nexus 10 Tower | 05 | Fourth Floor | 400B | 99939 | Unusable Spaces | 99939 | Unusable Spaces | 16.66 | Corr. | 8 | Non Useable Floor Area Space Group | 805 | Non-usable - Circulation space |  | Unknown | 0.00 | NO
North Terrace_NT67-10 Pulteney Street - Nexus 10 Tower_Fourth Floor_400G _ VSR - Comms | NT-NT67-05-400G | NT67-05-400G-VSR - Comms | North Terrace | NT | NT67 | 10 Pulteney Street - Nexus 10 Tower | 05 | Fourth Floor | 400G | 99939 | Unusable Spaces | 99939 | Unusable Spaces | 0.54 | VSR - Comms | 8 | Non Useable Floor Area Space Group | 840 | Non-usable - Service riser |  | Unknown | 0.00 | NO
North Terrace_NT67-10 Pulteney Street - Nexus 10 Tower_Fourth Floor_400H _ DB | NT-NT67-05-400H | NT67-05-400H-DB | North Terrace | NT | NT67 | 10 Pulteney Street - Nexus 10 Tower | 05 | Fourth Floor | 400H | 99939 | Unusable Spaces | 99939 | Unusable Spaces | 1.02 | DB | 8 | Non Useable Floor Area Space Group | 840 | Non-usable - Service riser |  | Unknown | 0.00 | NO
North Terrace_NT67-10 Pulteney Street - Nexus 10 Tower_Fourth Floor_400I _ DB | NT-NT67-05-400I | NT67-05-400I-DB | North Terrace | NT | NT67 | 10 Pulteney Street - Nexus 10 Tower | 05 | Fourth Floor | 400I | 99939 | Unusable Spaces | 99939 | Unusable Spaces | 0.67 | DB | 8 | Non Useable Floor Area Space Group | 840 | Non-usable - Service riser |  | Unknown | 0.00 | NO
North Terrace_NT67-10 Pulteney Street - Nexus 10 Tower_Fourth Floor_400J _ VSR | NT-NT67-05-400J | NT67-05-400J-VSR | North Terrace | NT | NT67 | 10 Pulteney Street - Nexus 10 Tower | 05 | Fourth Floor | 400J | 99939 | Unusable Spaces | 99939 | Unusable Spaces | 0.94 | VSR | 8 | Non Useable Floor Area Space Group | 840 | Non-usable - Service riser |  | Unknown | 0.00 | NO
North Terrace_NT67-10 Pulteney Street - Nexus 10 Tower_Fourth Floor_400K _ DB | NT-NT67-05-400K | NT67-05-400K-DB | North Terrace | NT | NT67 | 10 Pulteney Street - Nexus 10 Tower | 05 | Fourth Floor | 400K | 99939 | Unusable Spaces | 99939 | Unusable Spaces | 0.38 | DB | 8 | Non Useable Floor Area Space Group | 840 | Non-usable - Service riser |  | Unknown | 0.00 | NO
North Terrace_NT67-10 Pulteney Street - Nexus 10 Tower_Fourth Floor_400L _ VSR | NT-NT67-05-400L | NT67-05-400L-VSR | North Terrace | NT | NT67 | 10 Pulteney Street - Nexus 10 Tower | 05 | Fourth Floor | 400L | 99939 | Unusable Spaces | 99939 | Unusable Spaces | 0.63 | VSR | 8 | Non Useable Floor Area Space Group | 840 | Non-usable - Service riser |  | Unknown | 0.00 | NO
North Terrace_NT67-10 Pulteney Street - Nexus 10 Tower_Fourth Floor_400M _ VSR | NT-NT67-05-400M | NT67-05-400M-VSR | North Terrace | NT | NT67 | 10 Pulteney Street - Nexus 10 Tower | 05 | Fourth Floor | 400M | 99939 | Unusable Spaces | 99939 | Unusable Spaces | 0.32 | VSR | 8 | Non Useable Floor Area Space Group | 840 | Non-usable - Service riser |  | Unknown | 0.00 | NO
North Terrace_NT67-10 Pulteney Street - Nexus 10 Tower_Fourth Floor_401 _ Common Room | NT-NT67-05-401 | NT67-05-401-Common Room | North Terrace | NT | NT67 | 10 Pulteney Street - Nexus 10 Tower | 05 | Fourth Floor | 401 | 525 | Economics | 527 | School of Economics and Public Policy | 60.66 | Common Room | 6 | General Facility Space Group | 604 | General Facility - Common Room General Access |  | Excellent | 16,936.27 | NO
North Terrace_NT67-10 Pulteney Street - Nexus 10 Tower_Fourth Floor_401A _ VSR | NT-NT67-05-401A | NT67-05-401A-VSR | North Terrace | NT | NT67 | 10 Pulteney Street - Nexus 10 Tower | 05 | Fourth Floor | 401A | 99939 | Unusable Spaces | 99939 | Unusable Spaces | 0.27 | VSR | 8 | Non Useable Floor Area Space Group | 840 | Non-usable - Service riser |  | Unknown | 0.00 | NO
North Terrace_NT67-10 Pulteney Street - Nexus 10 Tower_Fourth Floor_402 _ Corr. | NT-NT67-05-402 | NT67-05-402-Corr. | North Terrace | NT | NT67 | 10 Pulteney Street - Nexus 10 Tower | 05 | Fourth Floor | 402 | 99939 | Unusable Spaces | 99939 | Unusable Spaces | 11.73 | Corr. | 8 | Non Useable Floor Area Space Group | 805 | Non-usable - Circulation space |  | Unknown | 0.00 | NO
North Terrace_NT67-10 Pulteney Street - Nexus 10 Tower_Fourth Floor_402A _ VSR | NT-NT67-05-402A | NT67-05-402A-VSR | North Terrace | NT | NT67 | 10 Pulteney Street - Nexus 10 Tower | 05 | Fourth Floor | 402A | 99939 | Unusable Spaces | 99939 | Unusable Spaces | 0.22 | VSR | 8 | Non Useable Floor Area Space Group | 840 | Non-usable - Service riser |  | Unknown | 0.00 | NO
North Terrace_NT67-10 Pulteney Street - Nexus 10 Tower_Fourth Floor_403 _ Corr. | NT-NT67-05-403 | NT67-05-403-Corr. | North Terrace | NT | NT67 | 10 Pulteney Street - Nexus 10 Tower | 05 | Fourth Floor | 403 | 99939 | Unusable Spaces | 99939 | Unusable Spaces | 16.68 | Corr. | 8 | Non Useable Floor Area Space Group | 805 | Non-usable - Circulation space |  | Excellent | 0.00 | NO
North Terrace_NT67-10 Pulteney Street - Nexus 10 Tower_Fourth Floor_404 _ Office | NT-NT67-05-404 | NT67-05-404-Office | North Terrace | NT | NT67 | 10 Pulteney Street - Nexus 10 Tower | 05 | Fourth Floor | 404 | 525 | Economics | 527 | School of Economics and Public Policy | 9.91 | Office | 1 | Office Space Group | 103 | Office - Research Students |  | Excellent | 2,470.42 | NO
North Terrace_NT67-10 Pulteney Street - Nexus 10 Tower_Fourth Floor_405 _ Dedicated Meeting | NT-NT67-05-405 | NT67-05-405-Dedicated Meeting | North Terrace | NT | NT67 | 10 Pulteney Street - Nexus 10 Tower | 05 | Fourth Floor | 405 | 525 | Economics | 527 | School of Economics and Public Policy | 11.45 | Dedicated Meeting | 6 | General Facility Space Group | 601 | General Facility - Committee/Conference/Meeting room |  | Excellent | 3,196.84 | NO
North Terrace_NT67-10 Pulteney Street - Nexus 10 Tower_Fourth Floor_406 _ Office | NT-NT67-05-406 | NT67-05-406-Office | North Terrace | NT | NT67 | 10 Pulteney Street - Nexus 10 Tower | 05 | Fourth Floor | 406 | 525 | Economics | 527 | School of Economics and Public Policy | 9.75 | Office | 1 | Office Space Group | 103 | Office - Research Students |  | Excellent | 2,430.54 | NO
North Terrace_NT67-10 Pulteney Street - Nexus 10 Tower_Fourth Floor_407 _ Dedicated Meeting Room | NT-NT67-05-407 | NT67-05-407-Dedicated Meeting Room | North Terrace | NT | NT67 | 10 Pulteney Street - Nexus 10 Tower | 05 | Fourth Floor | 407 | 525 | Economics | 527 | School of Economics and Public Policy | 10.99 | Dedicated Meeting Room | 6 | General Facility Space Group | 601 | General Facility - Committee/Conference/Meeting room |  | Excellent | 3,068.41 | NO
North Terrace_NT67-10 Pulteney Street - Nexus 10 Tower_Fourth Floor_407A _ VSR | NT-NT67-05-407A | NT67-05-407A-VSR | North Terrace | NT | NT67 | 10 Pulteney Street - Nexus 10 Tower | 05 | Fourth Floor | 407A | 99939 | Unusable Spaces | 99939 | Unusable Spaces | 0.13 | VSR | 8 | Non Useable Floor Area Space Group | 840 | Non-usable - Service riser |  | Unknown | 0.00 | NO
North Terrace_NT67-10 Pulteney Street - Nexus 10 Tower_Fourth Floor_408 _ Office | NT-NT67-05-408 | NT67-05-408-Office | North Terrace | NT | NT67 | 10 Pulteney Street - Nexus 10 Tower | 05 | Fourth Floor | 408 | 525 | Economics | 527 | School of Economics and Public Policy | 9.92 | Office | 1 | Office Space Group | 103 | Office - Research Students |  | Excellent | 2,472.91 | NO
North Terrace_NT67-10 Pulteney Street - Nexus 10 Tower_Fourth Floor_409 _ Office | NT-NT67-05-409 | NT67-05-409-Office | North Terrace | NT | NT67 | 10 Pulteney Street - Nexus 10 Tower | 05 | Fourth Floor | 409 | 525 | Economics | 527 | School of Economics and Public Policy | 13.81 | Office | 1 | Office Space Group | 103 | Office - Research Students |  | Excellent | 3,442.64 | NO
North Terrace_NT67-10 Pulteney Street - Nexus 10 Tower_Fourth Floor_410 _ Office | NT-NT67-05-410 | NT67-05-410-Office | North Terrace | NT | NT67 | 10 Pulteney Street - Nexus 10 Tower | 05 | Fourth Floor | 410 | 525 | Economics | 527 | School of Economics and Public Policy | 10.42 | Office | 1 | Office Space Group | 103 | Office - Research Students |  | Excellent | 2,597.56 | NO
North Terrace_NT67-10 Pulteney Street - Nexus 10 Tower_Fourth Floor_411 _ Corr. | NT-NT67-05-411 | NT67-05-411-Corr. | North Terrace | NT | NT67 | 10 Pulteney Street - Nexus 10 Tower | 05 | Fourth Floor | 411 | 99939 | Unusable Spaces | 99939 | Unusable Spaces | 6.79 | Corr. | 8 | Non Useable Floor Area Space Group | 805 | Non-usable - Circulation space |  | Excellent | 0.00 | NO
North Terrace_NT67-10 Pulteney Street - Nexus 10 Tower_Fourth Floor_412 _ Utility | NT-NT67-05-412 | NT67-05-412-Utility | North Terrace | NT | NT67 | 10 Pulteney Street - Nexus 10 Tower | 05 | Fourth Floor | 412 | 525 | Economics | 527 | School of Economics and Public Policy | 15.01 | Utility | 6 | General Facility Space Group | 603 | General Facility - Resource room |  | Excellent | 4,190.79 | NO
North Terrace_NT67-10 Pulteney Street - Nexus 10 Tower_Fourth Floor_413 _ Office - Open Plan - shared | NT-NT67-05-413 | NT67-05-413-Office - Open Plan - shared | North Terrace | NT | NT67 | 10 Pulteney Street - Nexus 10 Tower | 05 | Fourth Floor | 413 | 525 | Economics | 527 | School of Economics and Public Policy | 47.93 | Office - Open Plan - shared | 1 | Office Space Group | 111 | Open Plan - Specific type not defined |  | Excellent | 11,948.27 | NO
North Terrace_NT67-10 Pulteney Street - Nexus 10 Tower_Fourth Floor_414 _ Office - Open Plan - Honours | NT-NT67-05-414 | NT67-05-414-Office - Open Plan - Honours | North Terrace | NT | NT67 | 10 Pulteney Street - Nexus 10 Tower | 05 | Fourth Floor | 414 | 525 | Economics | 527 | School of Economics and Public Policy | 40.07 | Office - Open Plan - Honours | 1 | Office Space Group | 114 | Open Plan - Research Students |  | Excellent | 9,988.88 | NO
North Terrace_NT67-10 Pulteney Street - Nexus 10 Tower_Fourth Floor_417 _ Office | NT-NT67-05-417 | NT67-05-417-Office | North Terrace | NT | NT67 | 10 Pulteney Street - Nexus 10 Tower | 05 | Fourth Floor | 417 | 525 | Economics | 527 | School of Economics and Public Policy | 7.94 | Office | 1 | Office Space Group | 103 | Office - Research Students |  | Excellent | 1,979.33 | NO
North Terrace_NT67-10 Pulteney Street - Nexus 10 Tower_Fourth Floor_417A _ VSR | NT-NT67-05-417A | NT67-05-417A-VSR | North Terrace | NT | NT67 | 10 Pulteney Street - Nexus 10 Tower | 05 | Fourth Floor | 417A | 99939 | Unusable Spaces | 99939 | Unusable Spaces | 0.07 | VSR | 8 | Non Useable Floor Area Space Group | 840 | Non-usable - Service riser |  | Unknown | 0.00 | NO
North Terrace_NT67-10 Pulteney Street - Nexus 10 Tower_Fourth Floor_418 _ Corr. | NT-NT67-05-418 | NT67-05-418-Corr. | North Terrace | NT | NT67 | 10 Pulteney Street - Nexus 10 Tower | 05 | Fourth Floor | 418 | 99939 | Unusable Spaces | 99939 | Unusable Spaces | 13.29 | Corr. | 8 | Non Useable Floor Area Space Group | 805 | Non-usable - Circulation space |  | Unknown | 0.00 | NO
North Terrace_NT67-10 Pulteney Street - Nexus 10 Tower_Fourth Floor_419 _ Office | NT-NT67-05-419 | NT67-05-419-Office | North Terrace | NT | NT67 | 10 Pulteney Street - Nexus 10 Tower | 05 | Fourth Floor | 419 | 525 | Economics | 527 | School of Economics and Public Policy | 14.02 | Office | 1 | Office Space Group | 101 | Office - Academic Staff |  | Excellent | 3,494.99 | NO
North Terrace_NT67-10 Pulteney Street - Nexus 10 Tower_Fourth Floor_420 _ Office | NT-NT67-05-420 | NT67-05-420-Office | North Terrace | NT | NT67 | 10 Pulteney Street - Nexus 10 Tower | 05 | Fourth Floor | 420 | 525 | Economics | 527 | School of Economics and Public Policy | 11.17 | Office | 1 | Office Space Group | 101 | Office - Academic Staff |  | Excellent | 2,784.52 | NO
North Terrace_NT67-10 Pulteney Street - Nexus 10 Tower_Fourth Floor_421 _ Office | NT-NT67-05-421 | NT67-05-421-Office | North Terrace | NT | NT67 | 10 Pulteney Street - Nexus 10 Tower | 05 | Fourth Floor | 421 | 525 | Economics | 527 | School of Economics and Public Policy | 11.17 | Office | 1 | Office Space Group | 101 | Office - Academic Staff |  | Excellent | 2,784.52 | NO
North Terrace_NT67-10 Pulteney Street - Nexus 10 Tower_Fourth Floor_422 _ Office | NT-NT67-05-422 | NT67-05-422-Office | North Terrace | NT | NT67 | 10 Pulteney Street - Nexus 10 Tower | 05 | Fourth Floor | 422 | 525 | Economics | 527 | School of Economics and Public Policy | 11.17 | Office | 1 | Office Space Group | 101 | Office - Academic Staff |  | Excellent | 2,784.52 | NO
North Terrace_NT67-10 Pulteney Street - Nexus 10 Tower_Fourth Floor_423 _ Office | NT-NT67-05-423 | NT67-05-423-Office | North Terrace | NT | NT67 | 10 Pulteney Street - Nexus 10 Tower | 05 | Fourth Floor | 423 | 525 | Economics | 527 | School of Economics and Public Policy | 11.98 | Office | 6 | General Facility Space Group | 601 | General Facility - Committee/Conference/Meeting room |  | Excellent | 3,344.82 | NO
North Terrace_NT67-10 Pulteney Street - Nexus 10 Tower_Fourth Floor_423A _ Stair | NT-NT67-05-423A | NT67-05-423A-Stair | North Terrace | NT | NT67 | 10 Pulteney Street - Nexus 10 Tower | 05 | Fourth Floor | 423A | 99939 | Unusable Spaces | 99939 | Unusable Spaces | 17.53 | Stair | 8 | Non Useable Floor Area Space Group | 805 | Non-usable - Circulation space |  | Unknown | 0.00 | NO
North Terrace_NT67-10 Pulteney Street - Nexus 10 Tower_Fourth Floor_424A _ VSR | NT-NT67-05-424A | NT67-05-424A-VSR | North Terrace | NT | NT67 | 10 Pulteney Street - Nexus 10 Tower | 05 | Fourth Floor | 424A | 99939 | Unusable Spaces | 99939 | Unusable Spaces | 5.9 | VSR | 8 | Non Useable Floor Area Space Group | 840 | Non-usable - Service riser |  | Unknown | 0.00 | NO
North Terrace_NT67-10 Pulteney Street - Nexus 10 Tower_Fourth Floor_424D _ WC - F | NT-NT67-05-424D | NT67-05-424D-WC - F | North Terrace | NT | NT67 | 10 Pulteney Street - Nexus 10 Tower | 05 | Fourth Floor | 424D | 99939 | Unusable Spaces | 99939 | Unusable Spaces | 8.36 | WC - F | 8 | Non Useable Floor Area Space Group | 820 | Non-usable - Toilets/Amenities - Female |  | Unknown | 0.00 | NO
North Terrace_NT67-10 Pulteney Street - Nexus 10 Tower_Fourth Floor_425A _ VSR | NT-NT67-05-425A | NT67-05-425A-VSR | North Terrace | NT | NT67 | 10 Pulteney Street - Nexus 10 Tower | 05 | Fourth Floor | 425A | 99939 | Unusable Spaces | 99939 | Unusable Spaces | 5.6 | VSR | 8 | Non Useable Floor Area Space Group | 840 | Non-usable - Service riser |  | Unknown | 0.00 | NO
North Terrace_NT67-10 Pulteney Street - Nexus 10 Tower_Fourth Floor_425B _ A/L | NT-NT67-05-425B | NT67-05-425B-A/L | North Terrace | NT | NT67 | 10 Pulteney Street - Nexus 10 Tower | 05 | Fourth Floor | 425B | 99939 | Unusable Spaces | 99939 | Unusable Spaces | 3.05 | A/L | 8 | Non Useable Floor Area Space Group | 822 | Non-usable - Toilets/Amenities - Unisex |  | Unknown | 0.00 | NO
North Terrace_NT67-10 Pulteney Street - Nexus 10 Tower_Fourth Floor_425D _ WC - M | NT-NT67-05-425D | NT67-05-425D-WC - M | North Terrace | NT | NT67 | 10 Pulteney Street - Nexus 10 Tower | 05 | Fourth Floor | 425D | 99939 | Unusable Spaces | 99939 | Unusable Spaces | 10.37 | WC - M | 8 | Non Useable Floor Area Space Group | 821 | Non-usable - Toilets/Amenities - Male |  | Unknown | 0.00 | NO
North Terrace_NT67-10 Pulteney Street - Nexus 10 Tower_Fourth Floor_426 _ Office | NT-NT67-05-426 | NT67-05-426-Office | North Terrace | NT | NT67 | 10 Pulteney Street - Nexus 10 Tower | 05 | Fourth Floor | 426 | 525 | Economics | 527 | School of Economics and Public Policy | 11.17 | Office | 1 | Office Space Group | 101 | Office - Academic Staff |  | Excellent | 2,784.52 | NO
North Terrace_NT67-10 Pulteney Street - Nexus 10 Tower_Fourth Floor_426D _ VSR - Comms | NT-NT67-05-426D | NT67-05-426D-VSR - Comms | North Terrace | NT | NT67 | 10 Pulteney Street - Nexus 10 Tower | 05 | Fourth Floor | 426D | 850 | ITDS Branch Central Costs | 869 | Information Technology and Digital Services | 1.16 | VSR - Comms | 8 | Non Useable Floor Area Space Group | 840 | Non-usable - Service riser |  | Unknown | 0.00 | NO
North Terrace_NT67-10 Pulteney Street - Nexus 10 Tower_Fourth Floor_426J _ VSR | NT-NT67-05-426J | NT67-05-426J-VSR | North Terrace | NT | NT67 | 10 Pulteney Street - Nexus 10 Tower | 05 | Fourth Floor | 426J | 99939 | Unusable Spaces | 99939 | Unusable Spaces | 1.41 | VSR | 8 | Non Useable Floor Area Space Group | 840 | Non-usable - Service riser |  | Unknown | 0.00 | NO
North Terrace_NT67-10 Pulteney Street - Nexus 10 Tower_Fourth Floor_427 _ Corr. | NT-NT67-05-427 | NT67-05-427-Corr. | North Terrace | NT | NT67 | 10 Pulteney Street - Nexus 10 Tower | 05 | Fourth Floor | 427 | 99939 | Unusable Spaces | 99939 | Unusable Spaces | 22.01 | Corr. | 8 | Non Useable Floor Area Space Group | 805 | Non-usable - Circulation space |  | Unknown | 0.00 | NO
North Terrace_NT67-10 Pulteney Street - Nexus 10 Tower_Fourth Floor_427A _ Comms | NT-NT67-05-427A | NT67-05-427A-Comms | North Terrace | NT | NT67 | 10 Pulteney Street - Nexus 10 Tower | 05 | Fourth Floor | 427A | 850 | ITDS Branch Central Costs | 869 | Information Technology and Digital Services | 8.4 | Comms | 8 | Non Useable Floor Area Space Group | 812 | Non-usable - Comms/network system/Telephone/PABX |  | Excellent | 0.00 | NO
North Terrace_NT67-10 Pulteney Street - Nexus 10 Tower_Fourth Floor_428 _ Office | NT-NT67-05-428 | NT67-05-428-Office | North Terrace | NT | NT67 | 10 Pulteney Street - Nexus 10 Tower | 05 | Fourth Floor | 428 | 525 | Economics | 527 | School of Economics and Public Policy | 11.17 | Office | 1 | Office Space Group | 101 | Office - Academic Staff |  | Excellent | 2,784.52 | NO
North Terrace_NT67-10 Pulteney Street - Nexus 10 Tower_Fourth Floor_429 _ Office | NT-NT67-05-429 | NT67-05-429-Office | North Terrace | NT | NT67 | 10 Pulteney Street - Nexus 10 Tower | 05 | Fourth Floor | 429 | 525 | Economics | 527 | School of Economics and Public Policy | 11.17 | Office | 1 | Office Space Group | 101 | Office - Academic Staff |  | Excellent | 2,784.52 | NO
North Terrace_NT67-10 Pulteney Street - Nexus 10 Tower_Fourth Floor_430 _ Compactus | NT-NT67-05-430 | NT67-05-430-Compactus | North Terrace | NT | NT67 | 10 Pulteney Street - Nexus 10 Tower | 05 | Fourth Floor | 430 | 525 | Economics | 527 | School of Economics and Public Policy | 8.45 | Compactus | 4 | Ancillary Area Space Group | 419 | Ancillary Area - Store Room - Generic |  | Excellent | 1,853.69 | NO
North Terrace_NT67-10 Pulteney Street - Nexus 10 Tower_Fourth Floor_431 _ WC - U - Access (RH) | NT-NT67-05-431 | NT67-05-431-WC - U - Access (RH) | North Terrace | NT | NT67 | 10 Pulteney Street - Nexus 10 Tower | 05 | Fourth Floor | 431 | 99939 | Unusable Spaces | 99939 | Unusable Spaces | 5.21 | WC - U - Access (RH) | 8 | Non Useable Floor Area Space Group | 818 | Non-usable - Toilets/Amenities - Unisex Accessible |  | Unknown | 0.00 | NO
North Terrace_NT67-10 Pulteney Street - Nexus 10 Tower_Fourth Floor_432 _ Office | NT-NT67-05-432 | NT67-05-432-Office | North Terrace | NT | NT67 | 10 Pulteney Street - Nexus 10 Tower | 05 | Fourth Floor | 432 | 525 | Economics | 527 | School of Economics and Public Policy | 11.17 | Office | 1 | Office Space Group | 101 | Office - Academic Staff |  | Excellent | 2,784.52 | NO
North Terrace_NT67-10 Pulteney Street - Nexus 10 Tower_Fourth Floor_433 _ Office | NT-NT67-05-433 | NT67-05-433-Office | North Terrace | NT | NT67 | 10 Pulteney Street - Nexus 10 Tower | 05 | Fourth Floor | 433 | 525 | Economics | 527 | School of Economics and Public Policy | 11.17 | Office | 1 | Office Space Group | 101 | Office - Academic Staff |  | Excellent | 2,784.52 | NO
North Terrace_NT67-10 Pulteney Street - Nexus 10 Tower_Fourth Floor_434 _ Office | NT-NT67-05-434 | NT67-05-434-Office | North Terrace | NT | NT67 | 10 Pulteney Street - Nexus 10 Tower | 05 | Fourth Floor | 434 | 525 | Economics | 527 | School of Economics and Public Policy | 11.17 | Office | 1 | Office Space Group | 101 | Office - Academic Staff |  | Excellent | 2,784.52 | NO
North Terrace_NT67-10 Pulteney Street - Nexus 10 Tower_Fourth Floor_435 _ Office | NT-NT67-05-435 | NT67-05-435-Office | North Terrace | NT | NT67 | 10 Pulteney Street - Nexus 10 Tower | 05 | Fourth Floor | 435 | 525 | Economics | 527 | School of Economics and Public Policy | 11.17 | Office | 1 | Office Space Group | 101 | Office - Academic Staff |  | Excellent | 2,784.52 | NO
North Terrace_NT67-10 Pulteney Street - Nexus 10 Tower_Fourth Floor_436 _ Office | NT-NT67-05-436 | NT67-05-436-Office | North Terrace | NT | NT67 | 10 Pulteney Street - Nexus 10 Tower | 05 | Fourth Floor | 436 | 525 | Economics | 527 | School of Economics and Public Policy | 14.52 | Office | 1 | Office Space Group | 101 | Office - Academic Staff |  | Excellent | 3,619.63 | NO
North Terrace_NT67-10 Pulteney Street - Nexus 10 Tower_Fourth Floor_437 _ Corr. | NT-NT67-05-437 | NT67-05-437-Corr. | North Terrace | NT | NT67 | 10 Pulteney Street - Nexus 10 Tower | 05 | Fourth Floor | 437 | 99939 | Unusable Spaces | 99939 | Unusable Spaces | 13.03 | Corr. | 8 | Non Useable Floor Area Space Group | 805 | Non-usable - Circulation space |  | Unknown | 0.00 | NO
North Terrace_NT67-10 Pulteney Street - Nexus 10 Tower_Fourth Floor_438 _ Office - Open Plan - shared | NT-NT67-05-438 | NT67-05-438-Office - Open Plan - shared | North Terrace | NT | NT67 | 10 Pulteney Street - Nexus 10 Tower | 05 | Fourth Floor | 438 | 525 | Economics | 527 | School of Economics and Public Policy | 114.8 | Office - Open Plan - shared | 1 | Office Space Group | 114 | Open Plan - Research Students |  | Excellent | 28,618.00 | NO
North Terrace_NT67-10 Pulteney Street - Nexus 10 Tower_Fourth Floor_439 _ Corr. / Utility | NT-NT67-05-439 | NT67-05-439-Corr. / Utility | North Terrace | NT | NT67 | 10 Pulteney Street - Nexus 10 Tower | 05 | Fourth Floor | 439 | 525 | Economics | 527 | School of Economics and Public Policy | 15.03 | Corr. / Utility | 8 | Non Useable Floor Area Space Group | 805 | Non-usable - Circulation space |  | Excellent | 0.00 | NO
North Terrace_NT67-10 Pulteney Street - Nexus 10 Tower_Fourth Floor_440 _ Office | NT-NT67-05-440 | NT67-05-440-Office | North Terrace | NT | NT67 | 10 Pulteney Street - Nexus 10 Tower | 05 | Fourth Floor | 440 | 525 | Economics | 527 | School of Economics and Public Policy | 11.69 | Office | 1 | Office Space Group | 101 | Office - Academic Staff |  | Excellent | 2,914.15 | NO
North Terrace_NT67-10 Pulteney Street - Nexus 10 Tower_Fourth Floor_441 _ Office | NT-NT67-05-441 | NT67-05-441-Office | North Terrace | NT | NT67 | 10 Pulteney Street - Nexus 10 Tower | 05 | Fourth Floor | 441 | 525 | Economics | 527 | School of Economics and Public Policy | 10.58 | Office | 1 | Office Space Group | 101 | Office - Academic Staff |  | Excellent | 2,637.44 | NO
North Terrace_NT67-10 Pulteney Street - Nexus 10 Tower_Fourth Floor_441A _ VSR | NT-NT67-05-441A | NT67-05-441A-VSR | North Terrace | NT | NT67 | 10 Pulteney Street - Nexus 10 Tower | 05 | Fourth Floor | 441A | 99939 | Unusable Spaces | 99939 | Unusable Spaces | 0.1 | VSR | 8 | Non Useable Floor Area Space Group | 840 | Non-usable - Service riser |  | Unknown | 0.00 | NO
North Terrace_NT67-10 Pulteney Street - Nexus 10 Tower_Fourth Floor_442 _ Corr. | NT-NT67-05-442 | NT67-05-442-Corr. | North Terrace | NT | NT67 | 10 Pulteney Street - Nexus 10 Tower | 05 | Fourth Floor | 442 | 99939 | Unusable Spaces | 99939 | Unusable Spaces | 4.41 | Corr. | 8 | Non Useable Floor Area Space Group | 805 | Non-usable - Circulation space |  | Unknown | 0.00 | NO
North Terrace_NT67-10 Pulteney Street - Nexus 10 Tower_Fourth Floor_443 _ Office | NT-NT67-05-443 | NT67-05-443-Office | North Terrace | NT | NT67 | 10 Pulteney Street - Nexus 10 Tower | 05 | Fourth Floor | 443 | 525 | Economics | 527 | School of Economics and Public Policy | 10.42 | Office | 1 | Office Space Group | 101 | Office - Academic Staff |  | Excellent | 2,597.56 | NO
North Terrace_NT67-10 Pulteney Street - Nexus 10 Tower_Fourth Floor_444 _ Corr. | NT-NT67-05-444 | NT67-05-444-Corr. | North Terrace | NT | NT67 | 10 Pulteney Street - Nexus 10 Tower | 05 | Fourth Floor | 444 | 99939 | Unusable Spaces | 99939 | Unusable Spaces | 13.47 | Corr. | 8 | Non Useable Floor Area Space Group | 805 | Non-usable - Circulation space |  | Unknown | 0.00 | NO
North Terrace_NT67-10 Pulteney Street - Nexus 10 Tower_Fourth Floor_445 _ Office | NT-NT67-05-445 | NT67-05-445-Office | North Terrace | NT | NT67 | 10 Pulteney Street - Nexus 10 Tower | 05 | Fourth Floor | 445 | 525 | Economics | 527 | School of Economics and Public Policy | 14.13 | Office | 1 | Office Space Group | 101 | Office - Academic Staff |  | Excellent | 3,522.41 | NO
North Terrace_NT67-10 Pulteney Street - Nexus 10 Tower_Fourth Floor_446 _ Office | NT-NT67-05-446 | NT67-05-446-Office | North Terrace | NT | NT67 | 10 Pulteney Street - Nexus 10 Tower | 05 | Fourth Floor | 446 | 525 | Economics | 527 | School of Economics and Public Policy | 11.15 | Office | 1 | Office Space Group | 101 | Office - Academic Staff |  | Excellent | 2,779.54 | NO
North Terrace_NT67-10 Pulteney Street - Nexus 10 Tower_Fourth Floor_447 _ Office | NT-NT67-05-447 | NT67-05-447-Office | North Terrace | NT | NT67 | 10 Pulteney Street - Nexus 10 Tower | 05 | Fourth Floor | 447 | 525 | Economics | 527 | School of Economics and Public Policy | 11.13 | Office | 1 | Office Space Group | 101 | Office - Academic Staff |  | Excellent | 2,774.55 | NO
North Terrace_NT67-10 Pulteney Street - Nexus 10 Tower_Fourth Floor_448 _ Office | NT-NT67-05-448 | NT67-05-448-Office | North Terrace | NT | NT67 | 10 Pulteney Street - Nexus 10 Tower | 05 | Fourth Floor | 448 | 525 | Economics | 527 | School of Economics and Public Policy | 11.16 | Office | 1 | Office Space Group | 101 | Office - Academic Staff |  | Excellent | 2,782.03 | NO
North Terrace_NT67-10 Pulteney Street - Nexus 10 Tower_Fourth Floor_449 _ Corr. | NT-NT67-05-449 | NT67-05-449-Corr. | North Terrace | NT | NT67 | 10 Pulteney Street - Nexus 10 Tower | 05 | Fourth Floor | 449 | 99939 | Unusable Spaces | 99939 | Unusable Spaces | 12.74 | Corr. | 8 | Non Useable Floor Area Space Group | 805 | Non-usable - Circulation space |  | Unknown | 0.00 | NO
North Terrace_NT67-10 Pulteney Street - Nexus 10 Tower_Fifth Floor_500 _ Lift Lobby | NT-NT67-06-500 | NT67-06-500-Lift Lobby | North Terrace | NT | NT67 | 10 Pulteney Street - Nexus 10 Tower | 06 | Fifth Floor | 500 | 99939 | Unusable Spaces | 99939 | Unusable Spaces | 20.14 | Lift Lobby | 8 | Non Useable Floor Area Space Group | 805 | Non-usable - Circulation space |  | Unknown | 0.00 | NO
North Terrace_NT67-10 Pulteney Street - Nexus 10 Tower_Fifth Floor_500G _ VSR - Comms | NT-NT67-06-500G | NT67-06-500G-VSR - Comms | North Terrace | NT | NT67 | 10 Pulteney Street - Nexus 10 Tower | 06 | Fifth Floor | 500G | 850 | ITDS Branch Central Costs | 869 | Information Technology and Digital Services | 0.37 | VSR - Comms | 8 | Non Useable Floor Area Space Group | 840 | Non-usable - Service riser |  | Unknown | 0.00 | NO
North Terrace_NT67-10 Pulteney Street - Nexus 10 Tower_Fifth Floor_500H _ DB | NT-NT67-06-500H | NT67-06-500H-DB | North Terrace | NT | NT67 | 10 Pulteney Street - Nexus 10 Tower | 06 | Fifth Floor | 500H | 99939 | Unusable Spaces | 99939 | Unusable Spaces | 0.71 | DB | 8 | Non Useable Floor Area Space Group | 811 | Non-usable - Plant room other |  | Unknown | 0.00 | NO
North Terrace_NT67-10 Pulteney Street - Nexus 10 Tower_Fifth Floor_500I _ DB | NT-NT67-06-500I | NT67-06-500I-DB | North Terrace | NT | NT67 | 10 Pulteney Street - Nexus 10 Tower | 06 | Fifth Floor | 500I | 99939 | Unusable Spaces | 99939 | Unusable Spaces | 0.61 | DB | 8 | Non Useable Floor Area Space Group | 811 | Non-usable - Plant room other |  | Unknown | 0.00 | NO
North Terrace_NT67-10 Pulteney Street - Nexus 10 Tower_Fifth Floor_501 _ Seminar - seminar | NT-NT67-06-501 | NT67-06-501-Seminar - seminar | North Terrace | NT | NT67 | 10 Pulteney Street - Nexus 10 Tower | 06 | Fifth Floor | 501 | 505 | Institute for International Trade | 527 | School of Economics and Public Policy | 59.66 | Seminar - seminar | 3 | Specialist Teaching or Research Space Group | 310 | Laboratory - Computing - Open Access |  | Excellent | 19,780.28 | NO
North Terrace_NT67-10 Pulteney Street - Nexus 10 Tower_Fifth Floor_502 _ Tea Point | NT-NT67-06-502 | NT67-06-502-Tea Point | North Terrace | NT | NT67 | 10 Pulteney Street - Nexus 10 Tower | 06 | Fifth Floor | 502 | 529 | Future of Employment and Skills Research Centre | 527 | School of Economics and Public Policy | 6.85 | Tea Point | 6 | General Facility Space Group | 608 | General Facility - Kitchen/Servery/Food Storage |  | Excellent | 1,912.52 | NO
North Terrace_NT67-10 Pulteney Street - Nexus 10 Tower_Fifth Floor_502A _ VSR | NT-NT67-06-502A | NT67-06-502A-VSR | North Terrace | NT | NT67 | 10 Pulteney Street - Nexus 10 Tower | 06 | Fifth Floor | 502A | 99939 | Unusable Spaces | 99939 | Unusable Spaces | 0.43 | VSR | 8 | Non Useable Floor Area Space Group | 840 | Non-usable - Service riser |  | Unknown | 0.00 | NO
North Terrace_NT67-10 Pulteney Street - Nexus 10 Tower_Fifth Floor_502B _ VSR | NT-NT67-06-502B | NT67-06-502B-VSR | North Terrace | NT | NT67 | 10 Pulteney Street - Nexus 10 Tower | 06 | Fifth Floor | 502B | 99939 | Unusable Spaces | 99939 | Unusable Spaces | 0.24 | VSR | 8 | Non Useable Floor Area Space Group | 840 | Non-usable - Service riser |  | Unknown | 0.00 | NO
North Terrace_NT67-10 Pulteney Street - Nexus 10 Tower_Fifth Floor_503 _ Office | NT-NT67-06-503 | NT67-06-503-Office | North Terrace | NT | NT67 | 10 Pulteney Street - Nexus 10 Tower | 06 | Fifth Floor | 503 | 529 | Future of Employment and Skills Research Centre | 527 | School of Economics and Public Policy | 11.58 | Office | 1 | Office Space Group | 101 | Office - Academic Staff |  | Excellent | 2,886.73 | NO
North Terrace_NT67-10 Pulteney Street - Nexus 10 Tower_Fifth Floor_504 _ Office | NT-NT67-06-504 | NT67-06-504-Office | North Terrace | NT | NT67 | 10 Pulteney Street - Nexus 10 Tower | 06 | Fifth Floor | 504 | 529 | Future of Employment and Skills Research Centre | 527 | School of Economics and Public Policy | 11.24 | Office | 1 | Office Space Group | 101 | Office - Academic Staff |  | Excellent | 2,801.97 | NO
North Terrace_NT67-10 Pulteney Street - Nexus 10 Tower_Fifth Floor_505 _ Office | NT-NT67-06-505 | NT67-06-505-Office | North Terrace | NT | NT67 | 10 Pulteney Street - Nexus 10 Tower | 06 | Fifth Floor | 505 | 529 | Future of Employment and Skills Research Centre | 527 | School of Economics and Public Policy | 11.57 | Office | 1 | Office Space Group | 101 | Office - Academic Staff |  | Excellent | 2,884.24 | NO
North Terrace_NT67-10 Pulteney Street - Nexus 10 Tower_Fifth Floor_506 _ Office | NT-NT67-06-506 | NT67-06-506-Office | North Terrace | NT | NT67 | 10 Pulteney Street - Nexus 10 Tower | 06 | Fifth Floor | 506 | 529 | Future of Employment and Skills Research Centre | 527 | School of Economics and Public Policy | 15.08 | Office | 1 | Office Space Group | 101 | Office - Academic Staff |  | Excellent | 3,759.23 | NO
North Terrace_NT67-10 Pulteney Street - Nexus 10 Tower_Fifth Floor_507 _ Corr. | NT-NT67-06-507 | NT67-06-507-Corr. | North Terrace | NT | NT67 | 10 Pulteney Street - Nexus 10 Tower | 06 | Fifth Floor | 507 | 99939 | Unusable Spaces | 99939 | Unusable Spaces | 16.59 | Corr. | 8 | Non Useable Floor Area Space Group | 805 | Non-usable - Circulation space |  | Unknown | 0.00 | NO
North Terrace_NT67-10 Pulteney Street - Nexus 10 Tower_Fifth Floor_508 _ Corr. | NT-NT67-06-508 | NT67-06-508-Corr. | North Terrace | NT | NT67 | 10 Pulteney Street - Nexus 10 Tower | 06 | Fifth Floor | 508 | 99939 | Unusable Spaces | 99939 | Unusable Spaces | 21.96 | Corr. | 8 | Non Useable Floor Area Space Group | 805 | Non-usable - Circulation space |  | Unknown | 0.00 | NO
North Terrace_NT67-10 Pulteney Street - Nexus 10 Tower_Fifth Floor_508A _ VSR | NT-NT67-06-508A | NT67-06-508A-VSR | North Terrace | NT | NT67 | 10 Pulteney Street - Nexus 10 Tower | 06 | Fifth Floor | 508A | 99939 | Unusable Spaces | 99939 | Unusable Spaces | 5.24 | VSR | 8 | Non Useable Floor Area Space Group | 840 | Non-usable - Service riser |  | Unknown | 0.00 | NO
North Terrace_NT67-10 Pulteney Street - Nexus 10 Tower_Fifth Floor_508B _ Corr. | NT-NT67-06-508B | NT67-06-508B-Corr. | North Terrace | NT | NT67 | 10 Pulteney Street - Nexus 10 Tower | 06 | Fifth Floor | 508B | 99939 | Unusable Spaces | 99939 | Unusable Spaces | 2.12 | Corr. | 8 | Non Useable Floor Area Space Group | 805 | Non-usable - Circulation space |  | Unknown | 0.00 | NO
North Terrace_NT67-10 Pulteney Street - Nexus 10 Tower_Fifth Floor_508C _ VSR | NT-NT67-06-508C | NT67-06-508C-VSR | North Terrace | NT | NT67 | 10 Pulteney Street - Nexus 10 Tower | 06 | Fifth Floor | 508C | 99939 | Unusable Spaces | 99939 | Unusable Spaces | 0.59 | VSR | 8 | Non Useable Floor Area Space Group | 840 | Non-usable - Service riser |  | Unknown | 0.00 | NO
North Terrace_NT67-10 Pulteney Street - Nexus 10 Tower_Fifth Floor_508D _ VSR | NT-NT67-06-508D | NT67-06-508D-VSR | North Terrace | NT | NT67 | 10 Pulteney Street - Nexus 10 Tower | 06 | Fifth Floor | 508D | 99939 | Unusable Spaces | 99939 | Unusable Spaces | 0.36 | VSR | 8 | Non Useable Floor Area Space Group | 840 | Non-usable - Service riser |  | Unknown | 0.00 | NO
North Terrace_NT67-10 Pulteney Street - Nexus 10 Tower_Fifth Floor_508E _ VSR | NT-NT67-06-508E | NT67-06-508E-VSR | North Terrace | NT | NT67 | 10 Pulteney Street - Nexus 10 Tower | 06 | Fifth Floor | 508E | 99939 | Unusable Spaces | 99939 | Unusable Spaces | 0.34 | VSR | 8 | Non Useable Floor Area Space Group | 840 | Non-usable - Service riser |  | Unknown | 0.00 | NO
North Terrace_NT67-10 Pulteney Street - Nexus 10 Tower_Fifth Floor_508F _ Stair | NT-NT67-06-508F | NT67-06-508F-Stair | North Terrace | NT | NT67 | 10 Pulteney Street - Nexus 10 Tower | 06 | Fifth Floor | 508F | 99939 | Unusable Spaces | 99939 | Unusable Spaces | 16.98 | Stair | 8 | Non Useable Floor Area Space Group | 805 | Non-usable - Circulation space |  | Unknown | 0.00 | NO
North Terrace_NT67-10 Pulteney Street - Nexus 10 Tower_Fifth Floor_509 _ Meeting | NT-NT67-06-509 | NT67-06-509-Meeting | North Terrace | NT | NT67 | 10 Pulteney Street - Nexus 10 Tower | 06 | Fifth Floor | 509 | 529 | Future of Employment and Skills Research Centre | 527 | School of Economics and Public Policy | 15.24 | Meeting | 6 | General Facility Space Group | 601 | General Facility - Committee/Conference/Meeting room |  | Excellent | 4,255.01 | NO
North Terrace_NT67-10 Pulteney Street - Nexus 10 Tower_Fifth Floor_510 _ Resource Room | NT-NT67-06-510 | NT67-06-510-Resource Room | North Terrace | NT | NT67 | 10 Pulteney Street - Nexus 10 Tower | 06 | Fifth Floor | 510 | 110 | Administration Office (ABLE) | 110 | ABLE (Arts, Bus, Law & Econ) Faculty Office | 15.1 | Resource Room | 4 | Ancillary Area Space Group | 419 | Ancillary Area - Store Room - Generic |  | Excellent | 3,312.51 | NO
North Terrace_NT67-10 Pulteney Street - Nexus 10 Tower_Fifth Floor_511 _ Corr. | NT-NT67-06-511 | NT67-06-511-Corr. | North Terrace | NT | NT67 | 10 Pulteney Street - Nexus 10 Tower | 06 | Fifth Floor | 511 | 99939 | Unusable Spaces | 99939 | Unusable Spaces | 38.14 | Corr. | 8 | Non Useable Floor Area Space Group | 805 | Non-usable - Circulation space |  | Unknown | 0.00 | NO
North Terrace_NT67-10 Pulteney Street - Nexus 10 Tower_Fifth Floor_512 _ Comms | NT-NT67-06-512 | NT67-06-512-Comms | North Terrace | NT | NT67 | 10 Pulteney Street - Nexus 10 Tower | 06 | Fifth Floor | 512 | 850 | ITDS Branch Central Costs | 869 | Information Technology and Digital Services | 8.33 | Comms | 8 | Non Useable Floor Area Space Group | 812 | Non-usable - Comms/network system/Telephone/PABX |  | Excellent | 0.00 | NO
North Terrace_NT67-10 Pulteney Street - Nexus 10 Tower_Fifth Floor_513 _ Compactus | NT-NT67-06-513 | NT67-06-513-Compactus | North Terrace | NT | NT67 | 10 Pulteney Street - Nexus 10 Tower | 06 | Fifth Floor | 513 | 505 | Institute for International Trade | 527 | School of Economics and Public Policy | 8.35 | Compactus | 4 | Ancillary Area Space Group | 419 | Ancillary Area - Store Room - Generic |  | Excellent | 1,831.75 | NO
North Terrace_NT67-10 Pulteney Street - Nexus 10 Tower_Fifth Floor_514 _ WC - U - Access (LH) | NT-NT67-06-514 | NT67-06-514-WC - U - Access (LH) | North Terrace | NT | NT67 | 10 Pulteney Street - Nexus 10 Tower | 06 | Fifth Floor | 514 | 99939 | Unusable Spaces | 99939 | Unusable Spaces | 4.98 | WC - U - Access (LH) | 8 | Non Useable Floor Area Space Group | 818 | Non-usable - Toilets/Amenities - Unisex Accessible |  | Unknown | 0.00 | NO
North Terrace_NT67-10 Pulteney Street - Nexus 10 Tower_Fifth Floor_515 _ Corr. | NT-NT67-06-515 | NT67-06-515-Corr. | North Terrace | NT | NT67 | 10 Pulteney Street - Nexus 10 Tower | 06 | Fifth Floor | 515 | 99939 | Unusable Spaces | 99939 | Unusable Spaces | 18.23 | Corr. | 8 | Non Useable Floor Area Space Group | 805 | Non-usable - Circulation space |  | Unknown | 0.00 | NO
North Terrace_NT67-10 Pulteney Street - Nexus 10 Tower_Fifth Floor_515A _ VSR - Comms | NT-NT67-06-515A | NT67-06-515A-VSR - Comms | North Terrace | NT | NT67 | 10 Pulteney Street - Nexus 10 Tower | 06 | Fifth Floor | 515A | 850 | ITDS Branch Central Costs | 869 | Information Technology and Digital Services | 2.75 | VSR - Comms | 8 | Non Useable Floor Area Space Group | 840 | Non-usable - Service riser |  | Unknown | 0.00 | NO
North Terrace_NT67-10 Pulteney Street - Nexus 10 Tower_Fifth Floor_515B _ VSR | NT-NT67-06-515B | NT67-06-515B-VSR | North Terrace | NT | NT67 | 10 Pulteney Street - Nexus 10 Tower | 06 | Fifth Floor | 515B | 99939 | Unusable Spaces | 99939 | Unusable Spaces | 5.47 | VSR | 8 | Non Useable Floor Area Space Group | 840 | Non-usable - Service riser |  | Unknown | 0.00 | NO
North Terrace_NT67-10 Pulteney Street - Nexus 10 Tower_Fifth Floor_516 _ WC - F | NT-NT67-06-516 | NT67-06-516-WC - F | North Terrace | NT | NT67 | 10 Pulteney Street - Nexus 10 Tower | 06 | Fifth Floor | 516 | 99939 | Unusable Spaces | 99939 | Unusable Spaces | 8.54 | WC - F | 8 | Non Useable Floor Area Space Group | 820 | Non-usable - Toilets/Amenities - Female |  | Unknown | 0.00 | NO
North Terrace_NT67-10 Pulteney Street - Nexus 10 Tower_Fifth Floor_516A _ WC - M | NT-NT67-06-516A | NT67-06-516A-WC - M | North Terrace | NT | NT67 | 10 Pulteney Street - Nexus 10 Tower | 06 | Fifth Floor | 516A | 99939 | Unusable Spaces | 99939 | Unusable Spaces | 10.84 | WC - M | 8 | Non Useable Floor Area Space Group | 821 | Non-usable - Toilets/Amenities - Male |  | Unknown | 0.00 | NO
North Terrace_NT67-10 Pulteney Street - Nexus 10 Tower_Fifth Floor_517 _ Corr. | NT-NT67-06-517 | NT67-06-517-Corr. | North Terrace | NT | NT67 | 10 Pulteney Street - Nexus 10 Tower | 06 | Fifth Floor | 517 | 99939 | Unusable Spaces | 99939 | Unusable Spaces | 20.57 | Corr. | 8 | Non Useable Floor Area Space Group | 805 | Non-usable - Circulation space |  | Unknown | 0.00 | NO
North Terrace_NT67-10 Pulteney Street - Nexus 10 Tower_Fifth Floor_518 _ Corr. | NT-NT67-06-518 | NT67-06-518-Corr. | North Terrace | NT | NT67 | 10 Pulteney Street - Nexus 10 Tower | 06 | Fifth Floor | 518 | 99939 | Unusable Spaces | 99939 | Unusable Spaces | 46.75 | Corr. | 8 | Non Useable Floor Area Space Group | 805 | Non-usable - Circulation space |  | Unknown | 0.00 | NO
North Terrace_NT67-10 Pulteney Street - Nexus 10 Tower_Fifth Floor_519 _ Office | NT-NT67-06-519 | NT67-06-519-Office | North Terrace | NT | NT67 | 10 Pulteney Street - Nexus 10 Tower | 06 | Fifth Floor | 519 | 529 | Future of Employment and Skills Research Centre | 527 | School of Economics and Public Policy | 15.65 | Office | 1 | Office Space Group | 101 | Office - Academic Staff |  | Excellent | 3,901.32 | NO
North Terrace_NT67-10 Pulteney Street - Nexus 10 Tower_Fifth Floor_520 _ Office | NT-NT67-06-520 | NT67-06-520-Office | North Terrace | NT | NT67 | 10 Pulteney Street - Nexus 10 Tower | 06 | Fifth Floor | 520 | 529 | Future of Employment and Skills Research Centre | 527 | School of Economics and Public Policy | 12.07 | Office | 1 | Office Space Group | 101 | Office - Academic Staff |  | Excellent | 3,008.88 | NO
North Terrace_NT67-10 Pulteney Street - Nexus 10 Tower_Fifth Floor_521 _ Office | NT-NT67-06-521 | NT67-06-521-Office | North Terrace | NT | NT67 | 10 Pulteney Street - Nexus 10 Tower | 06 | Fifth Floor | 521 | 529 | Future of Employment and Skills Research Centre | 527 | School of Economics and Public Policy | 11.75 | Office | 1 | Office Space Group | 101 | Office - Academic Staff |  | Excellent | 2,929.11 | NO
North Terrace_NT67-10 Pulteney Street - Nexus 10 Tower_Fifth Floor_522 _ Office | NT-NT67-06-522 | NT67-06-522-Office | North Terrace | NT | NT67 | 10 Pulteney Street - Nexus 10 Tower | 06 | Fifth Floor | 522 | 529 | Future of Employment and Skills Research Centre | 527 | School of Economics and Public Policy | 12.08 | Office | 1 | Office Space Group | 101 | Office - Academic Staff |  | Excellent | 3,011.37 | NO
North Terrace_NT67-10 Pulteney Street - Nexus 10 Tower_Fifth Floor_523 _ Office | NT-NT67-06-523 | NT67-06-523-Office | North Terrace | NT | NT67 | 10 Pulteney Street - Nexus 10 Tower | 06 | Fifth Floor | 523 | 529 | Future of Employment and Skills Research Centre | 527 | School of Economics and Public Policy | 11.83 | Office | 1 | Office Space Group | 101 | Office - Academic Staff |  | Excellent | 2,949.05 | NO
North Terrace_NT67-10 Pulteney Street - Nexus 10 Tower_Fifth Floor_524 _ Office | NT-NT67-06-524 | NT67-06-524-Office | North Terrace | NT | NT67 | 10 Pulteney Street - Nexus 10 Tower | 06 | Fifth Floor | 524 | 529 | Future of Employment and Skills Research Centre | 527 | School of Economics and Public Policy | 12.05 | Office | 1 | Office Space Group | 101 | Office - Academic Staff |  | Excellent | 3,003.89 | NO
North Terrace_NT67-10 Pulteney Street - Nexus 10 Tower_Fifth Floor_525 _ Office | NT-NT67-06-525 | NT67-06-525-Office | North Terrace | NT | NT67 | 10 Pulteney Street - Nexus 10 Tower | 06 | Fifth Floor | 525 | 529 | Future of Employment and Skills Research Centre | 527 | School of Economics and Public Policy | 12.05 | Office | 1 | Office Space Group | 101 | Office - Academic Staff |  | Excellent | 3,003.89 | NO
North Terrace_NT67-10 Pulteney Street - Nexus 10 Tower_Fifth Floor_526 _ Office | NT-NT67-06-526 | NT67-06-526-Office | North Terrace | NT | NT67 | 10 Pulteney Street - Nexus 10 Tower | 06 | Fifth Floor | 526 | 529 | Future of Employment and Skills Research Centre | 527 | School of Economics and Public Policy | 11.8 | Office | 1 | Office Space Group | 101 | Office - Academic Staff |  | Excellent | 2,941.57 | NO
North Terrace_NT67-10 Pulteney Street - Nexus 10 Tower_Fifth Floor_527 _ Office | NT-NT67-06-527 | NT67-06-527-Office | North Terrace | NT | NT67 | 10 Pulteney Street - Nexus 10 Tower | 06 | Fifth Floor | 527 | 505 | Institute for International Trade | 527 | School of Economics and Public Policy | 12.08 | Office | 1 | Office Space Group | 101 | Office - Academic Staff |  | Excellent | 3,011.37 | NO
North Terrace_NT67-10 Pulteney Street - Nexus 10 Tower_Fifth Floor_528 _ Office | NT-NT67-06-528 | NT67-06-528-Office | North Terrace | NT | NT67 | 10 Pulteney Street - Nexus 10 Tower | 06 | Fifth Floor | 528 | 505 | Institute for International Trade | 527 | School of Economics and Public Policy | 11.75 | Office | 1 | Office Space Group | 101 | Office - Academic Staff |  | Excellent | 2,929.11 | NO
North Terrace_NT67-10 Pulteney Street - Nexus 10 Tower_Fifth Floor_529 _ Office | NT-NT67-06-529 | NT67-06-529-Office | North Terrace | NT | NT67 | 10 Pulteney Street - Nexus 10 Tower | 06 | Fifth Floor | 529 | 505 | Institute for International Trade | 527 | School of Economics and Public Policy | 12.08 | Office | 1 | Office Space Group | 101 | Office - Academic Staff |  | Excellent | 3,011.37 | NO
North Terrace_NT67-10 Pulteney Street - Nexus 10 Tower_Fifth Floor_530 _ Office | NT-NT67-06-530 | NT67-06-530-Office | North Terrace | NT | NT67 | 10 Pulteney Street - Nexus 10 Tower | 06 | Fifth Floor | 530 | 505 | Institute for International Trade | 527 | School of Economics and Public Policy | 15.7 | Office | 1 | Office Space Group | 101 | Office - Academic Staff |  | Excellent | 3,913.79 | NO
North Terrace_NT67-10 Pulteney Street - Nexus 10 Tower_Fifth Floor_531 _ Office | NT-NT67-06-531 | NT67-06-531-Office | North Terrace | NT | NT67 | 10 Pulteney Street - Nexus 10 Tower | 06 | Fifth Floor | 531 | 505 | Institute for International Trade | 527 | School of Economics and Public Policy | 11.11 | Office | 1 | Office Space Group | 101 | Office - Academic Staff |  | Excellent | 2,769.56 | NO
North Terrace_NT67-10 Pulteney Street - Nexus 10 Tower_Fifth Floor_532 _ Office | NT-NT67-06-532 | NT67-06-532-Office | North Terrace | NT | NT67 | 10 Pulteney Street - Nexus 10 Tower | 06 | Fifth Floor | 532 | 505 | Institute for International Trade | 527 | School of Economics and Public Policy | 11.38 | Office | 1 | Office Space Group | 101 | Office - Academic Staff |  | Excellent | 2,836.87 | NO
North Terrace_NT67-10 Pulteney Street - Nexus 10 Tower_Fifth Floor_533 _ Office | NT-NT67-06-533 | NT67-06-533-Office | North Terrace | NT | NT67 | 10 Pulteney Street - Nexus 10 Tower | 06 | Fifth Floor | 533 | 505 | Institute for International Trade | 527 | School of Economics and Public Policy | 11.13 | Office | 1 | Office Space Group | 101 | Office - Academic Staff |  | Excellent | 2,774.55 | NO
North Terrace_NT67-10 Pulteney Street - Nexus 10 Tower_Fifth Floor_534 _ Waiting | NT-NT67-06-534 | NT67-06-534-Waiting | North Terrace | NT | NT67 | 10 Pulteney Street - Nexus 10 Tower | 06 | Fifth Floor | 534 | 505 | Institute for International Trade | 527 | School of Economics and Public Policy | 9.93 | Waiting | 6 | General Facility Space Group | 623 | General Facility - Waiting Area/Foyer/Reception Area |  | Excellent | 2,772.46 | NO
North Terrace_NT67-10 Pulteney Street - Nexus 10 Tower_Fifth Floor_535 _ Office | NT-NT67-06-535 | NT67-06-535-Office | North Terrace | NT | NT67 | 10 Pulteney Street - Nexus 10 Tower | 06 | Fifth Floor | 535 | 505 | Institute for International Trade | 527 | School of Economics and Public Policy | 16.64 | Office | 1 | Office Space Group | 101 | Office - Academic Staff |  | Excellent | 4,148.11 | NO
North Terrace_NT67-10 Pulteney Street - Nexus 10 Tower_Fifth Floor_536 _ Office | NT-NT67-06-536 | NT67-06-536-Office | North Terrace | NT | NT67 | 10 Pulteney Street - Nexus 10 Tower | 06 | Fifth Floor | 536 | 505 | Institute for International Trade | 527 | School of Economics and Public Policy | 11.43 | Office | 1 | Office Space Group | 101 | Office - Academic Staff |  | Excellent | 2,849.34 | NO
North Terrace_NT67-10 Pulteney Street - Nexus 10 Tower_Fifth Floor_537 _ Office | NT-NT67-06-537 | NT67-06-537-Office | North Terrace | NT | NT67 | 10 Pulteney Street - Nexus 10 Tower | 06 | Fifth Floor | 537 | 505 | Institute for International Trade | 527 | School of Economics and Public Policy | 11.46 | Office | 1 | Office Space Group | 101 | Office - Academic Staff |  | Excellent | 2,856.81 | NO
North Terrace_NT67-10 Pulteney Street - Nexus 10 Tower_Fifth Floor_538 _ Office | NT-NT67-06-538 | NT67-06-538-Office | North Terrace | NT | NT67 | 10 Pulteney Street - Nexus 10 Tower | 06 | Fifth Floor | 538 | 505 | Institute for International Trade | 527 | School of Economics and Public Policy | 11.63 | Office | 1 | Office Space Group | 101 | Office - Academic Staff |  | Excellent | 2,899.19 | NO
North Terrace_NT67-10 Pulteney Street - Nexus 10 Tower_Fifth Floor_539 _ Corr. | NT-NT67-06-539 | NT67-06-539-Corr. | North Terrace | NT | NT67 | 10 Pulteney Street - Nexus 10 Tower | 06 | Fifth Floor | 539 | 99939 | Unusable Spaces | 99939 | Unusable Spaces | 17.95 | Corr. | 8 | Non Useable Floor Area Space Group | 805 | Non-usable - Circulation space |  | Unknown | 0.00 | NO
North Terrace_NT67-10 Pulteney Street - Nexus 10 Tower_Fifth Floor_540 _ Lobby | NT-NT67-06-540 | NT67-06-540-Lobby | North Terrace | NT | NT67 | 10 Pulteney Street - Nexus 10 Tower | 06 | Fifth Floor | 540 | 99939 | Unusable Spaces | 99939 | Unusable Spaces | 8.94 | Lobby | 8 | Non Useable Floor Area Space Group | 805 | Non-usable - Circulation space |  | Unknown | 0.00 | NO
North Terrace_NT67-10 Pulteney Street - Nexus 10 Tower_Fifth Floor_541 _ Reception | NT-NT67-06-541 | NT67-06-541-Reception | North Terrace | NT | NT67 | 10 Pulteney Street - Nexus 10 Tower | 06 | Fifth Floor | 541 | 505 | Institute for International Trade | 527 | School of Economics and Public Policy | 17.97 | Reception | 6 | General Facility Space Group | 623 | General Facility - Waiting Area/Foyer/Reception Area |  | Excellent | 5,017.22 | NO
North Terrace_NT67-10 Pulteney Street - Nexus 10 Tower_Fifth Floor_543 _ Office | NT-NT67-06-543 | NT67-06-543-Office | North Terrace | NT | NT67 | 10 Pulteney Street - Nexus 10 Tower | 06 | Fifth Floor | 543 | 505 | Institute for International Trade | 527 | School of Economics and Public Policy | 10.72 | Office | 1 | Office Space Group | 101 | Office - Academic Staff |  | Excellent | 2,672.34 | NO
North Terrace_NT67-10 Pulteney Street - Nexus 10 Tower_Fifth Floor_544 _ Office | NT-NT67-06-544 | NT67-06-544-Office | North Terrace | NT | NT67 | 10 Pulteney Street - Nexus 10 Tower | 06 | Fifth Floor | 544 | 505 | Institute for International Trade | 527 | School of Economics and Public Policy | 11.08 | Office | 1 | Office Space Group | 101 | Office - Academic Staff |  | Excellent | 2,762.09 | NO
North Terrace_NT67-10 Pulteney Street - Nexus 10 Tower_Fifth Floor_545 _ Office | NT-NT67-06-545 | NT67-06-545-Office | North Terrace | NT | NT67 | 10 Pulteney Street - Nexus 10 Tower | 06 | Fifth Floor | 545 | 505 | Institute for International Trade | 527 | School of Economics and Public Policy | 11.29 | Office | 1 | Office Space Group | 101 | Office - Academic Staff |  | Excellent | 2,814.44 | NO
North Terrace_NT67-10 Pulteney Street - Nexus 10 Tower_Fifth Floor_546 _ Utility | NT-NT67-06-546 | NT67-06-546-Utility | North Terrace | NT | NT67 | 10 Pulteney Street - Nexus 10 Tower | 06 | Fifth Floor | 546 | 505 | Institute for International Trade | 527 | School of Economics and Public Policy | 15.41 | Utility | 6 | General Facility Space Group | 603 | General Facility - Resource room |  | Excellent | 4,302.47 | NO
North Terrace_NT67-10 Pulteney Street - Nexus 10 Tower_Fifth Floor_547 _ Kitchen | NT-NT67-06-547 | NT67-06-547-Kitchen | North Terrace | NT | NT67 | 10 Pulteney Street - Nexus 10 Tower | 06 | Fifth Floor | 547 | 505 | Institute for International Trade | 527 | School of Economics and Public Policy | 22.92 | Kitchen | 6 | General Facility Space Group | 608 | General Facility - Kitchen/Servery/Food Storage |  | Excellent | 6,399.26 | NO
North Terrace_NT67-10 Pulteney Street - Nexus 10 Tower_Fifth Floor_548 _ Office | NT-NT67-06-548 | NT67-06-548-Office | North Terrace | NT | NT67 | 10 Pulteney Street - Nexus 10 Tower | 06 | Fifth Floor | 548 | 505 | Institute for International Trade | 527 | School of Economics and Public Policy | 11.32 | Office | 1 | Office Space Group | 101 | Office - Academic Staff |  | Excellent | 2,821.91 | NO
North Terrace_NT67-10 Pulteney Street - Nexus 10 Tower_Fifth Floor_WS.501 _ Workstation | NT-NT67-06-WS.501 | NT67-06-WS.501-Workstation | North Terrace | NT | NT67 | 10 Pulteney Street - Nexus 10 Tower | 06 | Fifth Floor | WS.501 | 505 | Institute for International Trade | 527 | School of Economics and Public Policy | 3.07 | Workstation | 1 | Office Space Group | 111 | Open Plan - Specific type not defined |  | Excellent | 765.31 | NO
North Terrace_NT67-10 Pulteney Street - Nexus 10 Tower_Fifth Floor_WS.502 _ Workstation | NT-NT67-06-WS.502 | NT67-06-WS.502-Workstation | North Terrace | NT | NT67 | 10 Pulteney Street - Nexus 10 Tower | 06 | Fifth Floor | WS.502 | 505 | Institute for International Trade | 527 | School of Economics and Public Policy | 3.13 | Workstation | 1 | Office Space Group | 111 | Open Plan - Specific type not defined |  | Excellent | 780.26 | NO
North Terrace_NT67-10 Pulteney Street - Nexus 10 Tower_Fifth Floor_WS.503 _ WorkStation | NT-NT67-06-WS.503 | NT67-06-WS.503-WorkStation | North Terrace | NT | NT67 | 10 Pulteney Street - Nexus 10 Tower | 06 | Fifth Floor | WS.503 | 550 | Centre for Global Food and Resources | 527 | School of Economics and Public Policy | 3.13 | WorkStation | 1 | Office Space Group | 111 | Open Plan - Specific type not defined |  | Excellent | 780.26 | NO
North Terrace_NT67-10 Pulteney Street - Nexus 10 Tower_Fifth Floor_WS.504 _ WorkStation | NT-NT67-06-WS.504 | NT67-06-WS.504-WorkStation | North Terrace | NT | NT67 | 10 Pulteney Street - Nexus 10 Tower | 06 | Fifth Floor | WS.504 | 550 | Centre for Global Food and Resources | 527 | School of Economics and Public Policy | 2.78 | WorkStation | 1 | Office Space Group | 111 | Open Plan - Specific type not defined |  | Excellent | 693.01 | NO
North Terrace_NT67-10 Pulteney Street - Nexus 10 Tower_Fifth Floor_WS.505 _ Workstation | NT-NT67-06-WS.505 | NT67-06-WS.505-Workstation | North Terrace | NT | NT67 | 10 Pulteney Street - Nexus 10 Tower | 06 | Fifth Floor | WS.505 | 505 | Institute for International Trade | 527 | School of Economics and Public Policy | 2.86 | Workstation | 1 | Office Space Group | 111 | Open Plan - Specific type not defined |  | Excellent | 712.96 | NO
North Terrace_NT67-10 Pulteney Street - Nexus 10 Tower_Fifth Floor_WS.506 _ Workstation | NT-NT67-06-WS.506 | NT67-06-WS.506-Workstation | North Terrace | NT | NT67 | 10 Pulteney Street - Nexus 10 Tower | 06 | Fifth Floor | WS.506 | 505 | Institute for International Trade | 527 | School of Economics and Public Policy | 2.9 | Workstation | 1 | Office Space Group | 111 | Open Plan - Specific type not defined |  | Excellent | 722.93 | NO
North Terrace_NT67-10 Pulteney Street - Nexus 10 Tower_Fifth Floor_WS.507 _ WorkStation | NT-NT67-06-WS.507 | NT67-06-WS.507-WorkStation | North Terrace | NT | NT67 | 10 Pulteney Street - Nexus 10 Tower | 06 | Fifth Floor | WS.507 | 550 | Centre for Global Food and Resources | 527 | School of Economics and Public Policy | 2.9 | WorkStation | 1 | Office Space Group | 111 | Open Plan - Specific type not defined |  | Excellent | 722.93 | NO
North Terrace_NT67-10 Pulteney Street - Nexus 10 Tower_Fifth Floor_WS.508 _ WorkStation | NT-NT67-06-WS.508 | NT67-06-WS.508-WorkStation | North Terrace | NT | NT67 | 10 Pulteney Street - Nexus 10 Tower | 06 | Fifth Floor | WS.508 | 550 | Centre for Global Food and Resources | 527 | School of Economics and Public Policy | 2.33 | WorkStation | 1 | Office Space Group | 111 | Open Plan - Specific type not defined |  | Excellent | 580.84 | NO
North Terrace_NT67-10 Pulteney Street - Nexus 10 Tower_Fifth Floor_WS.509 _ Workstation | NT-NT67-06-WS.509 | NT67-06-WS.509-Workstation | North Terrace | NT | NT67 | 10 Pulteney Street - Nexus 10 Tower | 06 | Fifth Floor | WS.509 | 505 | Institute for International Trade | 527 | School of Economics and Public Policy | 2.96 | Workstation | 1 | Office Space Group | 111 | Open Plan - Specific type not defined |  | Excellent | 737.89 | NO
North Terrace_NT67-10 Pulteney Street - Nexus 10 Tower_Fifth Floor_WS.510 _ Workstation | NT-NT67-06-WS.510 | NT67-06-WS.510-Workstation | North Terrace | NT | NT67 | 10 Pulteney Street - Nexus 10 Tower | 06 | Fifth Floor | WS.510 | 505 | Institute for International Trade | 527 | School of Economics and Public Policy | 3.01 | Workstation | 1 | Office Space Group | 111 | Open Plan - Specific type not defined |  | Excellent | 750.35 | NO
North Terrace_NT67-10 Pulteney Street - Nexus 10 Tower_Fifth Floor_WS.511 _ WorkStation | NT-NT67-06-WS.511 | NT67-06-WS.511-WorkStation | North Terrace | NT | NT67 | 10 Pulteney Street - Nexus 10 Tower | 06 | Fifth Floor | WS.511 | 550 | Centre for Global Food and Resources | 527 | School of Economics and Public Policy | 3.01 | WorkStation | 1 | Office Space Group | 111 | Open Plan - Specific type not defined |  | Excellent | 750.35 | NO
North Terrace_NT67-10 Pulteney Street - Nexus 10 Tower_Fifth Floor_WS.512 _ WorkStation | NT-NT67-06-WS.512 | NT67-06-WS.512-WorkStation | North Terrace | NT | NT67 | 10 Pulteney Street - Nexus 10 Tower | 06 | Fifth Floor | WS.512 | 550 | Centre for Global Food and Resources | 527 | School of Economics and Public Policy | 2.68 | WorkStation | 1 | Office Space Group | 111 | Open Plan - Specific type not defined |  | Excellent | 668.09 | NO
North Terrace_NT67-10 Pulteney Street - Nexus 10 Tower_Fifth Floor_WS.513 _ Workstation | NT-NT67-06-WS.513 | NT67-06-WS.513-Workstation | North Terrace | NT | NT67 | 10 Pulteney Street - Nexus 10 Tower | 06 | Fifth Floor | WS.513 | 505 | Institute for International Trade | 527 | School of Economics and Public Policy | 2.96 | Workstation | 1 | Office Space Group | 111 | Open Plan - Specific type not defined |  | Excellent | 737.89 | NO
North Terrace_NT67-10 Pulteney Street - Nexus 10 Tower_Fifth Floor_WS.514 _ Workstation | NT-NT67-06-WS.514 | NT67-06-WS.514-Workstation | North Terrace | NT | NT67 | 10 Pulteney Street - Nexus 10 Tower | 06 | Fifth Floor | WS.514 | 505 | Institute for International Trade | 527 | School of Economics and Public Policy | 3.01 | Workstation | 1 | Office Space Group | 111 | Open Plan - Specific type not defined |  | Excellent | 750.35 | NO
North Terrace_NT67-10 Pulteney Street - Nexus 10 Tower_Fifth Floor_WS.515 _ WorkStation | NT-NT67-06-WS.515 | NT67-06-WS.515-WorkStation | North Terrace | NT | NT67 | 10 Pulteney Street - Nexus 10 Tower | 06 | Fifth Floor | WS.515 | 550 | Centre for Global Food and Resources | 527 | School of Economics and Public Policy | 3.01 | WorkStation | 1 | Office Space Group | 111 | Open Plan - Specific type not defined |  | Excellent | 750.35 | NO
North Terrace_NT67-10 Pulteney Street - Nexus 10 Tower_Fifth Floor_WS.516 _ WorkStation | NT-NT67-06-WS.516 | NT67-06-WS.516-WorkStation | North Terrace | NT | NT67 | 10 Pulteney Street - Nexus 10 Tower | 06 | Fifth Floor | WS.516 | 550 | Centre for Global Food and Resources | 527 | School of Economics and Public Policy | 2.68 | WorkStation | 1 | Office Space Group | 111 | Open Plan - Specific type not defined |  | Excellent | 668.09 | NO
North Terrace_NT67-10 Pulteney Street - Nexus 10 Tower_Fifth Floor_WS.517 _ Workstation | NT-NT67-06-WS.517 | NT67-06-WS.517-Workstation | North Terrace | NT | NT67 | 10 Pulteney Street - Nexus 10 Tower | 06 | Fifth Floor | WS.517 | 550 | Centre for Global Food and Resources | 527 | School of Economics and Public Policy | 2.96 | Workstation | 1 | Office Space Group | 111 | Open Plan - Specific type not defined |  | Excellent | 737.89 | NO
North Terrace_NT67-10 Pulteney Street - Nexus 10 Tower_Fifth Floor_WS.518 _ Workstation | NT-NT67-06-WS.518 | NT67-06-WS.518-Workstation | North Terrace | NT | NT67 | 10 Pulteney Street - Nexus 10 Tower | 06 | Fifth Floor | WS.518 | 550 | Centre for Global Food and Resources | 527 | School of Economics and Public Policy | 3.01 | Workstation | 1 | Office Space Group | 111 | Open Plan - Specific type not defined |  | Excellent | 750.35 | NO
North Terrace_NT67-10 Pulteney Street - Nexus 10 Tower_Fifth Floor_WS.519 _ Workstation | NT-NT67-06-WS.519 | NT67-06-WS.519-Workstation | North Terrace | NT | NT67 | 10 Pulteney Street - Nexus 10 Tower | 06 | Fifth Floor | WS.519 | 550 | Centre for Global Food and Resources | 527 | School of Economics and Public Policy | 3.01 | Workstation | 1 | Office Space Group | 111 | Open Plan - Specific type not defined |  | Excellent | 750.35 | NO
North Terrace_NT67-10 Pulteney Street - Nexus 10 Tower_Fifth Floor_WS.520 _ Workstation | NT-NT67-06-WS.520 | NT67-06-WS.520-Workstation | North Terrace | NT | NT67 | 10 Pulteney Street - Nexus 10 Tower | 06 | Fifth Floor | WS.520 | 550 | Centre for Global Food and Resources | 527 | School of Economics and Public Policy | 2.68 | Workstation | 1 | Office Space Group | 111 | Open Plan - Specific type not defined |  | Excellent | 668.09 | NO
North Terrace_NT67-10 Pulteney Street - Nexus 10 Tower_Fifth Floor_WS.521 _ Workstation | NT-NT67-06-WS.521 | NT67-06-WS.521-Workstation | North Terrace | NT | NT67 | 10 Pulteney Street - Nexus 10 Tower | 06 | Fifth Floor | WS.521 | 550 | Centre for Global Food and Resources | 527 | School of Economics and Public Policy | 2.96 | Workstation | 1 | Office Space Group | 111 | Open Plan - Specific type not defined |  | Excellent | 737.89 | NO
North Terrace_NT67-10 Pulteney Street - Nexus 10 Tower_Fifth Floor_WS.522 _ Workstation | NT-NT67-06-WS.522 | NT67-06-WS.522-Workstation | North Terrace | NT | NT67 | 10 Pulteney Street - Nexus 10 Tower | 06 | Fifth Floor | WS.522 | 550 | Centre for Global Food and Resources | 527 | School of Economics and Public Policy | 3.01 | Workstation | 1 | Office Space Group | 111 | Open Plan - Specific type not defined |  | Excellent | 750.35 | NO
North Terrace_NT67-10 Pulteney Street - Nexus 10 Tower_Fifth Floor_WS.523 _ Workstation | NT-NT67-06-WS.523 | NT67-06-WS.523-Workstation | North Terrace | NT | NT67 | 10 Pulteney Street - Nexus 10 Tower | 06 | Fifth Floor | WS.523 | 550 | Centre for Global Food and Resources | 527 | School of Economics and Public Policy | 3.01 | Workstation | 1 | Office Space Group | 111 | Open Plan - Specific type not defined |  | Excellent | 750.35 | NO
North Terrace_NT67-10 Pulteney Street - Nexus 10 Tower_Fifth Floor_WS.524 _ Workstation | NT-NT67-06-WS.524 | NT67-06-WS.524-Workstation | North Terrace | NT | NT67 | 10 Pulteney Street - Nexus 10 Tower | 06 | Fifth Floor | WS.524 | 550 | Centre for Global Food and Resources | 527 | School of Economics and Public Policy | 2.43 | Workstation | 1 | Office Space Group | 111 | Open Plan - Specific type not defined |  | Excellent | 605.76 | NO
North Terrace_NT67-10 Pulteney Street - Nexus 10 Tower_Fifth Floor_WS.525 _ Workstation | NT-NT67-06-WS.525 | NT67-06-WS.525-Workstation | North Terrace | NT | NT67 | 10 Pulteney Street - Nexus 10 Tower | 06 | Fifth Floor | WS.525 | 550 | Centre for Global Food and Resources | 527 | School of Economics and Public Policy | 3.14 | Workstation | 1 | Office Space Group | 111 | Open Plan - Specific type not defined |  | Excellent | 782.76 | NO
North Terrace_NT67-10 Pulteney Street - Nexus 10 Tower_Fifth Floor_WS.526 _ Workstation | NT-NT67-06-WS.526 | NT67-06-WS.526-Workstation | North Terrace | NT | NT67 | 10 Pulteney Street - Nexus 10 Tower | 06 | Fifth Floor | WS.526 | 550 | Centre for Global Food and Resources | 527 | School of Economics and Public Policy | 3.19 | Workstation | 1 | Office Space Group | 111 | Open Plan - Specific type not defined |  | Excellent | 795.22 | NO
North Terrace_NT67-10 Pulteney Street - Nexus 10 Tower_Fifth Floor_WS.527 _ Workstation | NT-NT67-06-WS.527 | NT67-06-WS.527-Workstation | North Terrace | NT | NT67 | 10 Pulteney Street - Nexus 10 Tower | 06 | Fifth Floor | WS.527 | 550 | Centre for Global Food and Resources | 527 | School of Economics and Public Policy | 3.16 | Workstation | 1 | Office Space Group | 111 | Open Plan - Specific type not defined |  | Excellent | 787.74 | NO
North Terrace_NT67-10 Pulteney Street - Nexus 10 Tower_Fifth Floor_WS.528 _ Workstation | NT-NT67-06-WS.528 | NT67-06-WS.528-Workstation | North Terrace | NT | NT67 | 10 Pulteney Street - Nexus 10 Tower | 06 | Fifth Floor | WS.528 | 550 | Centre for Global Food and Resources | 527 | School of Economics and Public Policy | 2.82 | Workstation | 1 | Office Space Group | 111 | Open Plan - Specific type not defined |  | Excellent | 702.99 | NO
North Terrace_NT67-10 Pulteney Street - Nexus 10 Tower_Fifth Floor_WS.529 _ Workstation | NT-NT67-06-WS.529 | NT67-06-WS.529-Workstation | North Terrace | NT | NT67 | 10 Pulteney Street - Nexus 10 Tower | 06 | Fifth Floor | WS.529 | 550 | Centre for Global Food and Resources | 527 | School of Economics and Public Policy | 3 | Workstation | 1 | Office Space Group | 111 | Open Plan - Specific type not defined |  | Excellent | 747.86 | NO
North Terrace_NT67-10 Pulteney Street - Nexus 10 Tower_Fifth Floor_WS.530 _ Workstation | NT-NT67-06-WS.530 | NT67-06-WS.530-Workstation | North Terrace | NT | NT67 | 10 Pulteney Street - Nexus 10 Tower | 06 | Fifth Floor | WS.530 | 550 | Centre for Global Food and Resources | 527 | School of Economics and Public Policy | 3 | Workstation | 1 | Office Space Group | 111 | Open Plan - Specific type not defined |  | Excellent | 747.86 | NO
North Terrace_NT67-10 Pulteney Street - Nexus 10 Tower_Fifth Floor_WS.531 _ Workstation | NT-NT67-06-WS.531 | NT67-06-WS.531-Workstation | North Terrace | NT | NT67 | 10 Pulteney Street - Nexus 10 Tower | 06 | Fifth Floor | WS.531 | 550 | Centre for Global Food and Resources | 527 | School of Economics and Public Policy | 2.97 | Workstation | 1 | Office Space Group | 111 | Open Plan - Specific type not defined |  | Excellent | 740.38 | NO
North Terrace_NT67-10 Pulteney Street - Nexus 10 Tower_Fifth Floor_WS.532 _ Workstation | NT-NT67-06-WS.532 | NT67-06-WS.532-Workstation | North Terrace | NT | NT67 | 10 Pulteney Street - Nexus 10 Tower | 06 | Fifth Floor | WS.532 | 550 | Centre for Global Food and Resources | 527 | School of Economics and Public Policy | 2.97 | Workstation | 1 | Office Space Group | 111 | Open Plan - Specific type not defined |  | Excellent | 740.38 | NO
North Terrace_NT67-10 Pulteney Street - Nexus 10 Tower_Fifth Floor_WS.533 _ Workstation | NT-NT67-06-WS.533 | NT67-06-WS.533-Workstation | North Terrace | NT | NT67 | 10 Pulteney Street - Nexus 10 Tower | 06 | Fifth Floor | WS.533 | 550 | Centre for Global Food and Resources | 527 | School of Economics and Public Policy | 2.97 | Workstation | 1 | Office Space Group | 111 | Open Plan - Specific type not defined |  | Excellent | 740.38 | NO
North Terrace_NT67-10 Pulteney Street - Nexus 10 Tower_Fifth Floor_WS.534 _ Workstation | NT-NT67-06-WS.534 | NT67-06-WS.534-Workstation | North Terrace | NT | NT67 | 10 Pulteney Street - Nexus 10 Tower | 06 | Fifth Floor | WS.534 | 550 | Centre for Global Food and Resources | 527 | School of Economics and Public Policy | 2.97 | Workstation | 1 | Office Space Group | 111 | Open Plan - Specific type not defined |  | Excellent | 740.38 | NO
North Terrace_NT67-10 Pulteney Street - Nexus 10 Tower_Sixth Floor_600 _ Lift Lobby | NT-NT67-07-600 | NT67-07-600-Lift Lobby | North Terrace | NT | NT67 | 10 Pulteney Street - Nexus 10 Tower | 07 | Sixth Floor | 600 | 99939 | Unusable Spaces | 99939 | Unusable Spaces | 29.34 | Lift Lobby | 8 | Non Useable Floor Area Space Group | 805 | Non-usable - Circulation space |  | Excellent | 0.00 | NO
North Terrace_NT67-10 Pulteney Street - Nexus 10 Tower_Sixth Floor_600G _ VSR - Comms | NT-NT67-07-600G | NT67-07-600G-VSR - Comms | North Terrace | NT | NT67 | 10 Pulteney Street - Nexus 10 Tower | 07 | Sixth Floor | 600G | 850 | ITDS Branch Central Costs | 869 | Information Technology and Digital Services | 0.47 | VSR - Comms | 8 | Non Useable Floor Area Space Group | 840 | Non-usable - Service riser |  | Excellent | 0.00 | NO
North Terrace_NT67-10 Pulteney Street - Nexus 10 Tower_Sixth Floor_600H _ DB - Electrical | NT-NT67-07-600H | NT67-07-600H-DB - Electrical | North Terrace | NT | NT67 | 10 Pulteney Street - Nexus 10 Tower | 07 | Sixth Floor | 600H | 99939 | Unusable Spaces | 99939 | Unusable Spaces | 0.9 | DB - Electrical | 8 | Non Useable Floor Area Space Group | 811 | Non-usable - Plant room other |  | Unknown | 0.00 | NO
North Terrace_NT67-10 Pulteney Street - Nexus 10 Tower_Sixth Floor_600I _ FHR | NT-NT67-07-600I | NT67-07-600I-FHR | North Terrace | NT | NT67 | 10 Pulteney Street - Nexus 10 Tower | 07 | Sixth Floor | 600I | 99939 | Unusable Spaces | 99939 | Unusable Spaces | 0.6 | FHR | 8 | Non Useable Floor Area Space Group | 840 | Non-usable - Service riser |  | Unknown | 0.00 | NO
North Terrace_NT67-10 Pulteney Street - Nexus 10 Tower_Sixth Floor_600K _ VSR | NT-NT67-07-600K | NT67-07-600K-VSR | North Terrace | NT | NT67 | 10 Pulteney Street - Nexus 10 Tower | 07 | Sixth Floor | 600K | 99939 | Unusable Spaces | 99939 | Unusable Spaces | 0.63 | VSR | 8 | Non Useable Floor Area Space Group | 840 | Non-usable - Service riser |  | Unknown | 0.00 | NO
North Terrace_NT67-10 Pulteney Street - Nexus 10 Tower_Sixth Floor_600L _ VSR | NT-NT67-07-600L | NT67-07-600L-VSR | North Terrace | NT | NT67 | 10 Pulteney Street - Nexus 10 Tower | 07 | Sixth Floor | 600L | 99939 | Unusable Spaces | 99939 | Unusable Spaces | 0.32 | VSR | 8 | Non Useable Floor Area Space Group | 840 | Non-usable - Service riser |  | Unknown | 0.00 | NO
North Terrace_NT67-10 Pulteney Street - Nexus 10 Tower_Sixth Floor_600M _ FHR | NT-NT67-07-600M | NT67-07-600M-FHR | North Terrace | NT | NT67 | 10 Pulteney Street - Nexus 10 Tower | 07 | Sixth Floor | 600M | 99939 | Unusable Spaces | 99939 | Unusable Spaces | 0.39 | FHR | 8 | Non Useable Floor Area Space Group | 840 | Non-usable - Service riser |  | Unknown | 0.00 | NO
North Terrace_NT67-10 Pulteney Street - Nexus 10 Tower_Sixth Floor_601 _ Flat Floor Teaching | NT-NT67-07-601 | NT67-07-601-Flat Floor Teaching | North Terrace | NT | NT67 | 10 Pulteney Street - Nexus 10 Tower | 07 | Sixth Floor | 601 | 550 | Centre for Global Food and Resources | 527 | School of Economics and Public Policy | 60.86 | Flat Floor Teaching | 2 | Teaching Space Group | 206 | Lecture/Seminar/Tutorial/Class Room (<30) Flat Floor |  | Good | 15,739.17 | NO
North Terrace_NT67-10 Pulteney Street - Nexus 10 Tower_Sixth Floor_603 _ Tea Point | NT-NT67-07-603 | NT67-07-603-Tea Point | North Terrace | NT | NT67 | 10 Pulteney Street - Nexus 10 Tower | 07 | Sixth Floor | 603 | 110 | Administration Office (ABLE) | 110 | ABLE (Arts, Bus, Law & Econ) Faculty Office | 7.16 | Tea Point | 6 | General Facility Space Group | 608 | General Facility - Kitchen/Servery/Food Storage |  | Excellent | 1,999.07 | NO
North Terrace_NT67-10 Pulteney Street - Nexus 10 Tower_Sixth Floor_603A _ Corr. | NT-NT67-07-603A | NT67-07-603A-Corr. | North Terrace | NT | NT67 | 10 Pulteney Street - Nexus 10 Tower | 07 | Sixth Floor | 603A | 99939 | Unusable Spaces | 99939 | Unusable Spaces | 8.93 | Corr. | 8 | Non Useable Floor Area Space Group | 805 | Non-usable - Circulation space |  | Unknown | 0.00 | NO
North Terrace_NT67-10 Pulteney Street - Nexus 10 Tower_Sixth Floor_604 _ Office | NT-NT67-07-604 | NT67-07-604-Office | North Terrace | NT | NT67 | 10 Pulteney Street - Nexus 10 Tower | 07 | Sixth Floor | 604 | 413 | School of Education | 413 | School of Education | 12.03 | Office | 1 | Office Space Group | 101 | Office - Academic Staff |  | Excellent | 2,998.91 | NO
North Terrace_NT67-10 Pulteney Street - Nexus 10 Tower_Sixth Floor_605 _ Office | NT-NT67-07-605 | NT67-07-605-Office | North Terrace | NT | NT67 | 10 Pulteney Street - Nexus 10 Tower | 07 | Sixth Floor | 605 | 413 | School of Education | 413 | School of Education | 11.45 | Office | 1 | Office Space Group | 101 | Office - Academic Staff |  | Excellent | 2,854.32 | NO
North Terrace_NT67-10 Pulteney Street - Nexus 10 Tower_Sixth Floor_606 _ Workstation | NT-NT67-07-606 | NT67-07-606-Workstation | North Terrace | NT | NT67 | 10 Pulteney Street - Nexus 10 Tower | 07 | Sixth Floor | 606 | 413 | School of Education | 413 | School of Education | 32.28 | Workstation | 1 | Office Space Group | 111 | Open Plan - Specific type not defined |  | Excellent | 8,046.94 | NO
North Terrace_NT67-10 Pulteney Street - Nexus 10 Tower_Sixth Floor_607 _ Office - Open Plan | NT-NT67-07-607 | NT67-07-607-Office - Open Plan | North Terrace | NT | NT67 | 10 Pulteney Street - Nexus 10 Tower | 07 | Sixth Floor | 607 | 110 | Administration Office (ABLE) | 110 | ABLE (Arts, Bus, Law & Econ) Faculty Office | 16.86 | Office - Open Plan | 1 | Office Space Group | 111 | Open Plan - Specific type not defined |  | Excellent | 4,202.96 | NO
North Terrace_NT67-10 Pulteney Street - Nexus 10 Tower_Sixth Floor_607.01 _ Workstation | NT-NT67-07-607.01 | NT67-07-607.01-Workstation | North Terrace | NT | NT67 | 10 Pulteney Street - Nexus 10 Tower | 07 | Sixth Floor | 607.01 | 550 | Centre for Global Food and Resources | 527 | School of Economics and Public Policy | 2.79 | Workstation | 1 | Office Space Group | 111 | Open Plan - Specific type not defined |  | Excellent | 695.51 | NO
North Terrace_NT67-10 Pulteney Street - Nexus 10 Tower_Sixth Floor_607.02 _ Workstation | NT-NT67-07-607.02 | NT67-07-607.02-Workstation | North Terrace | NT | NT67 | 10 Pulteney Street - Nexus 10 Tower | 07 | Sixth Floor | 607.02 | 550 | Centre for Global Food and Resources | 527 | School of Economics and Public Policy | 3.14 | Workstation | 1 | Office Space Group | 111 | Open Plan - Specific type not defined |  | Excellent | 782.76 | NO
North Terrace_NT67-10 Pulteney Street - Nexus 10 Tower_Sixth Floor_607.03 _ Workstation | NT-NT67-07-607.03 | NT67-07-607.03-Workstation | North Terrace | NT | NT67 | 10 Pulteney Street - Nexus 10 Tower | 07 | Sixth Floor | 607.03 | 550 | Centre for Global Food and Resources | 527 | School of Economics and Public Policy | 3.14 | Workstation | 1 | Office Space Group | 111 | Open Plan - Specific type not defined |  | Excellent | 782.76 | NO
North Terrace_NT67-10 Pulteney Street - Nexus 10 Tower_Sixth Floor_607.04 _ Workstation | NT-NT67-07-607.04 | NT67-07-607.04-Workstation | North Terrace | NT | NT67 | 10 Pulteney Street - Nexus 10 Tower | 07 | Sixth Floor | 607.04 | 550 | Centre for Global Food and Resources | 527 | School of Economics and Public Policy | 3.08 | Workstation | 1 | Office Space Group | 111 | Open Plan - Specific type not defined |  | Excellent | 767.80 | NO
North Terrace_NT67-10 Pulteney Street - Nexus 10 Tower_Sixth Floor_607.05 _ Workstation | NT-NT67-07-607.05 | NT67-07-607.05-Workstation | North Terrace | NT | NT67 | 10 Pulteney Street - Nexus 10 Tower | 07 | Sixth Floor | 607.05 | 550 | Centre for Global Food and Resources | 527 | School of Economics and Public Policy | 2.89 | Workstation | 1 | Office Space Group | 111 | Open Plan - Specific type not defined |  | Excellent | 720.44 | NO
North Terrace_NT67-10 Pulteney Street - Nexus 10 Tower_Sixth Floor_607.06 _ Workstation | NT-NT67-07-607.06 | NT67-07-607.06-Workstation | North Terrace | NT | NT67 | 10 Pulteney Street - Nexus 10 Tower | 07 | Sixth Floor | 607.06 | 550 | Centre for Global Food and Resources | 527 | School of Economics and Public Policy | 2.94 | Workstation | 1 | Office Space Group | 111 | Open Plan - Specific type not defined |  | Excellent | 732.90 | NO
North Terrace_NT67-10 Pulteney Street - Nexus 10 Tower_Sixth Floor_607.07 _ Workstation | NT-NT67-07-607.07 | NT67-07-607.07-Workstation | North Terrace | NT | NT67 | 10 Pulteney Street - Nexus 10 Tower | 07 | Sixth Floor | 607.07 | 550 | Centre for Global Food and Resources | 527 | School of Economics and Public Policy | 2.94 | Workstation | 1 | Office Space Group | 111 | Open Plan - Specific type not defined |  | Excellent | 732.90 | NO
North Terrace_NT67-10 Pulteney Street - Nexus 10 Tower_Sixth Floor_607.08 _ Workstation | NT-NT67-07-607.08 | NT67-07-607.08-Workstation | North Terrace | NT | NT67 | 10 Pulteney Street - Nexus 10 Tower | 07 | Sixth Floor | 607.08 | 550 | Centre for Global Food and Resources | 527 | School of Economics and Public Policy | 2.44 | Workstation | 1 | Office Space Group | 111 | Open Plan - Specific type not defined |  | Excellent | 608.26 | NO
North Terrace_NT67-10 Pulteney Street - Nexus 10 Tower_Sixth Floor_607.09 _ Workstation | NT-NT67-07-607.09 | NT67-07-607.09-Workstation | North Terrace | NT | NT67 | 10 Pulteney Street - Nexus 10 Tower | 07 | Sixth Floor | 607.09 | 413 | School of Education | 413 | School of Education | 3 | Workstation | 1 | Office Space Group | 111 | Open Plan - Specific type not defined |  | Excellent | 747.86 | NO
North Terrace_NT67-10 Pulteney Street - Nexus 10 Tower_Sixth Floor_607.10 _ Workstation | NT-NT67-07-607.10 | NT67-07-607.10-Workstation | North Terrace | NT | NT67 | 10 Pulteney Street - Nexus 10 Tower | 07 | Sixth Floor | 607.10 | 413 | School of Education | 413 | School of Education | 3.05 | Workstation | 1 | Office Space Group | 111 | Open Plan - Specific type not defined |  | Excellent | 760.32 | NO
North Terrace_NT67-10 Pulteney Street - Nexus 10 Tower_Sixth Floor_607.11 _ Workstation | NT-NT67-07-607.11 | NT67-07-607.11-Workstation | North Terrace | NT | NT67 | 10 Pulteney Street - Nexus 10 Tower | 07 | Sixth Floor | 607.11 | 413 | School of Education | 413 | School of Education | 3.05 | Workstation | 1 | Office Space Group | 111 | Open Plan - Specific type not defined |  | Excellent | 760.32 | NO
North Terrace_NT67-10 Pulteney Street - Nexus 10 Tower_Sixth Floor_607.12 _ Workstation | NT-NT67-07-607.12 | NT67-07-607.12-Workstation | North Terrace | NT | NT67 | 10 Pulteney Street - Nexus 10 Tower | 07 | Sixth Floor | 607.12 | 413 | School of Education | 413 | School of Education | 3.01 | Workstation | 1 | Office Space Group | 111 | Open Plan - Specific type not defined |  | Excellent | 750.35 | NO
North Terrace_NT67-10 Pulteney Street - Nexus 10 Tower_Sixth Floor_607.13 _ Workstation | NT-NT67-07-607.13 | NT67-07-607.13-Workstation | North Terrace | NT | NT67 | 10 Pulteney Street - Nexus 10 Tower | 07 | Sixth Floor | 607.13 | 413 | School of Education | 413 | School of Education | 3.11 | Workstation | 1 | Office Space Group | 111 | Open Plan - Specific type not defined |  | Excellent | 775.28 | NO
North Terrace_NT67-10 Pulteney Street - Nexus 10 Tower_Sixth Floor_607.14 _ Workstation | NT-NT67-07-607.14 | NT67-07-607.14-Workstation | North Terrace | NT | NT67 | 10 Pulteney Street - Nexus 10 Tower | 07 | Sixth Floor | 607.14 | 413 | School of Education | 413 | School of Education | 3.05 | Workstation | 1 | Office Space Group | 111 | Open Plan - Specific type not defined |  | Excellent | 760.32 | NO
North Terrace_NT67-10 Pulteney Street - Nexus 10 Tower_Sixth Floor_607.15 _ Workstation | NT-NT67-07-607.15 | NT67-07-607.15-Workstation | North Terrace | NT | NT67 | 10 Pulteney Street - Nexus 10 Tower | 07 | Sixth Floor | 607.15 | 413 | School of Education | 413 | School of Education | 3.05 | Workstation | 1 | Office Space Group | 111 | Open Plan - Specific type not defined |  | Excellent | 760.32 | NO
North Terrace_NT67-10 Pulteney Street - Nexus 10 Tower_Sixth Floor_607.16 _ Workstation | NT-NT67-07-607.16 | NT67-07-607.16-Workstation | North Terrace | NT | NT67 | 10 Pulteney Street - Nexus 10 Tower | 07 | Sixth Floor | 607.16 | 413 | School of Education | 413 | School of Education | 3 | Workstation | 1 | Office Space Group | 111 | Open Plan - Specific type not defined |  | Excellent | 747.86 | NO
North Terrace_NT67-10 Pulteney Street - Nexus 10 Tower_Sixth Floor_609 _ Office - Open Plan | NT-NT67-07-609 | NT67-07-609-Office - Open Plan | North Terrace | NT | NT67 | 10 Pulteney Street - Nexus 10 Tower | 07 | Sixth Floor | 609 | 413 | School of Education | 413 | School of Education | 15.03 | Office - Open Plan | 1 | Office Space Group | 111 | Open Plan - Specific type not defined |  | Excellent | 3,746.76 | NO
North Terrace_NT67-10 Pulteney Street - Nexus 10 Tower_Sixth Floor_609.01 _ Workstation | NT-NT67-07-609.01 | NT67-07-609.01-Workstation | North Terrace | NT | NT67 | 10 Pulteney Street - Nexus 10 Tower | 07 | Sixth Floor | 609.01 | 413 | School of Education | 413 | School of Education | 3.09 | Workstation | 1 | Office Space Group | 111 | Open Plan - Specific type not defined |  | Excellent | 770.29 | NO
North Terrace_NT67-10 Pulteney Street - Nexus 10 Tower_Sixth Floor_609.02 _ Workstation | NT-NT67-07-609.02 | NT67-07-609.02-Workstation | North Terrace | NT | NT67 | 10 Pulteney Street - Nexus 10 Tower | 07 | Sixth Floor | 609.02 | 413 | School of Education | 413 | School of Education | 3.2 | Workstation | 1 | Office Space Group | 111 | Open Plan - Specific type not defined |  | Excellent | 797.71 | NO
North Terrace_NT67-10 Pulteney Street - Nexus 10 Tower_Sixth Floor_609.03 _ Workstation | NT-NT67-07-609.03 | NT67-07-609.03-Workstation | North Terrace | NT | NT67 | 10 Pulteney Street - Nexus 10 Tower | 07 | Sixth Floor | 609.03 | 413 | School of Education | 413 | School of Education | 3.23 | Workstation | 1 | Office Space Group | 111 | Open Plan - Specific type not defined |  | Excellent | 805.19 | NO
North Terrace_NT67-10 Pulteney Street - Nexus 10 Tower_Sixth Floor_609.04 _ Workstation | NT-NT67-07-609.04 | NT67-07-609.04-Workstation | North Terrace | NT | NT67 | 10 Pulteney Street - Nexus 10 Tower | 07 | Sixth Floor | 609.04 | 413 | School of Education | 413 | School of Education | 3.18 | Workstation | 1 | Office Space Group | 111 | Open Plan - Specific type not defined |  | Excellent | 792.73 | NO
North Terrace_NT67-10 Pulteney Street - Nexus 10 Tower_Sixth Floor_609.05 _ Workstation | NT-NT67-07-609.05 | NT67-07-609.05-Workstation | North Terrace | NT | NT67 | 10 Pulteney Street - Nexus 10 Tower | 07 | Sixth Floor | 609.05 | 413 | School of Education | 413 | School of Education | 3 | Workstation | 1 | Office Space Group | 111 | Open Plan - Specific type not defined |  | Excellent | 747.86 | NO
North Terrace_NT67-10 Pulteney Street - Nexus 10 Tower_Sixth Floor_609.06 _ Workstation | NT-NT67-07-609.06 | NT67-07-609.06-Workstation | North Terrace | NT | NT67 | 10 Pulteney Street - Nexus 10 Tower | 07 | Sixth Floor | 609.06 | 413 | School of Education | 413 | School of Education | 3.05 | Workstation | 1 | Office Space Group | 111 | Open Plan - Specific type not defined |  | Excellent | 760.32 | NO
North Terrace_NT67-10 Pulteney Street - Nexus 10 Tower_Sixth Floor_609.07 _ Workstation | NT-NT67-07-609.07 | NT67-07-609.07-Workstation | North Terrace | NT | NT67 | 10 Pulteney Street - Nexus 10 Tower | 07 | Sixth Floor | 609.07 | 413 | School of Education | 413 | School of Education | 3.05 | Workstation | 1 | Office Space Group | 111 | Open Plan - Specific type not defined |  | Excellent | 760.32 | NO
North Terrace_NT67-10 Pulteney Street - Nexus 10 Tower_Sixth Floor_609.08 _ Workstation | NT-NT67-07-609.08 | NT67-07-609.08-Workstation | North Terrace | NT | NT67 | 10 Pulteney Street - Nexus 10 Tower | 07 | Sixth Floor | 609.08 | 413 | School of Education | 413 | School of Education | 2.95 | Workstation | 1 | Office Space Group | 111 | Open Plan - Specific type not defined |  | Excellent | 735.39 | NO
North Terrace_NT67-10 Pulteney Street - Nexus 10 Tower_Sixth Floor_609.09 _ Workstation | NT-NT67-07-609.09 | NT67-07-609.09-Workstation | North Terrace | NT | NT67 | 10 Pulteney Street - Nexus 10 Tower | 07 | Sixth Floor | 609.09 | 413 | School of Education | 413 | School of Education | 2.72 | Workstation | 1 | Office Space Group | 111 | Open Plan - Specific type not defined |  | Excellent | 678.06 | NO
North Terrace_NT67-10 Pulteney Street - Nexus 10 Tower_Sixth Floor_609.10 _ Workstation | NT-NT67-07-609.10 | NT67-07-609.10-Workstation | North Terrace | NT | NT67 | 10 Pulteney Street - Nexus 10 Tower | 07 | Sixth Floor | 609.10 | 413 | School of Education | 413 | School of Education | 3.05 | Workstation | 1 | Office Space Group | 111 | Open Plan - Specific type not defined |  | Excellent | 760.32 | NO
North Terrace_NT67-10 Pulteney Street - Nexus 10 Tower_Sixth Floor_609.11 _ Workstation | NT-NT67-07-609.11 | NT67-07-609.11-Workstation | North Terrace | NT | NT67 | 10 Pulteney Street - Nexus 10 Tower | 07 | Sixth Floor | 609.11 | 413 | School of Education | 413 | School of Education | 3.05 | Workstation | 1 | Office Space Group | 111 | Open Plan - Specific type not defined |  | Excellent | 760.32 | NO
North Terrace_NT67-10 Pulteney Street - Nexus 10 Tower_Sixth Floor_609.12 _ Workstation | NT-NT67-07-609.12 | NT67-07-609.12-Workstation | North Terrace | NT | NT67 | 10 Pulteney Street - Nexus 10 Tower | 07 | Sixth Floor | 609.12 | 413 | School of Education | 413 | School of Education | 3 | Workstation | 1 | Office Space Group | 111 | Open Plan - Specific type not defined |  | Excellent | 747.86 | NO
North Terrace_NT67-10 Pulteney Street - Nexus 10 Tower_Sixth Floor_609.13 _ Workstation | NT-NT67-07-609.13 | NT67-07-609.13-Workstation | North Terrace | NT | NT67 | 10 Pulteney Street - Nexus 10 Tower | 07 | Sixth Floor | 609.13 | 413 | School of Education | 413 | School of Education | 4.16 | Workstation | 1 | Office Space Group | 111 | Open Plan - Specific type not defined |  | Excellent | 1,037.03 | NO
North Terrace_NT67-10 Pulteney Street - Nexus 10 Tower_Sixth Floor_609.14 _ Workstation | NT-NT67-07-609.14 | NT67-07-609.14-Workstation | North Terrace | NT | NT67 | 10 Pulteney Street - Nexus 10 Tower | 07 | Sixth Floor | 609.14 | 413 | School of Education | 413 | School of Education | 2.97 | Workstation | 1 | Office Space Group | 111 | Open Plan - Specific type not defined |  | Excellent | 740.38 | NO
North Terrace_NT67-10 Pulteney Street - Nexus 10 Tower_Sixth Floor_609.15 _ Workstation | NT-NT67-07-609.15 | NT67-07-609.15-Workstation | North Terrace | NT | NT67 | 10 Pulteney Street - Nexus 10 Tower | 07 | Sixth Floor | 609.15 | 413 | School of Education | 413 | School of Education | 3.01 | Workstation | 1 | Office Space Group | 111 | Open Plan - Specific type not defined |  | Excellent | 750.35 | NO
North Terrace_NT67-10 Pulteney Street - Nexus 10 Tower_Sixth Floor_609.16 _ Workstation | NT-NT67-07-609.16 | NT67-07-609.16-Workstation | North Terrace | NT | NT67 | 10 Pulteney Street - Nexus 10 Tower | 07 | Sixth Floor | 609.16 | 413 | School of Education | 413 | School of Education | 3.01 | Workstation | 1 | Office Space Group | 111 | Open Plan - Specific type not defined |  | Excellent | 750.35 | NO
North Terrace_NT67-10 Pulteney Street - Nexus 10 Tower_Sixth Floor_609.17 _ Workstation | NT-NT67-07-609.17 | NT67-07-609.17-Workstation | North Terrace | NT | NT67 | 10 Pulteney Street - Nexus 10 Tower | 07 | Sixth Floor | 609.17 | 413 | School of Education | 413 | School of Education | 3.04 | Workstation | 1 | Office Space Group | 111 | Open Plan - Specific type not defined |  | Excellent | 757.83 | NO
North Terrace_NT67-10 Pulteney Street - Nexus 10 Tower_Sixth Floor_609.18 _ Workstation | NT-NT67-07-609.18 | NT67-07-609.18-Workstation | North Terrace | NT | NT67 | 10 Pulteney Street - Nexus 10 Tower | 07 | Sixth Floor | 609.18 | 413 | School of Education | 413 | School of Education | 3.04 | Workstation | 1 | Office Space Group | 111 | Open Plan - Specific type not defined |  | Excellent | 757.83 | NO
North Terrace_NT67-10 Pulteney Street - Nexus 10 Tower_Sixth Floor_611 _ Resource | NT-NT67-07-611 | NT67-07-611-Resource | North Terrace | NT | NT67 | 10 Pulteney Street - Nexus 10 Tower | 07 | Sixth Floor | 611 | 413 | School of Education | 413 | School of Education | 18.88 | Resource | 6 | General Facility Space Group | 603 | General Facility - Resource room |  | Excellent | 5,271.30 | NO
North Terrace_NT67-10 Pulteney Street - Nexus 10 Tower_Sixth Floor_612 _ Meeting | NT-NT67-07-612 | NT67-07-612-Meeting | North Terrace | NT | NT67 | 10 Pulteney Street - Nexus 10 Tower | 07 | Sixth Floor | 612 | 413 | School of Education | 413 | School of Education | 11.29 | Meeting | 6 | General Facility Space Group | 601 | General Facility - Committee/Conference/Meeting room |  | Excellent | 3,152.17 | NO
North Terrace_NT67-10 Pulteney Street - Nexus 10 Tower_Sixth Floor_613 _ Corr. | NT-NT67-07-613 | NT67-07-613-Corr. | North Terrace | NT | NT67 | 10 Pulteney Street - Nexus 10 Tower | 07 | Sixth Floor | 613 | 99939 | Unusable Spaces | 99939 | Unusable Spaces | 13.45 | Corr. | 8 | Non Useable Floor Area Space Group | 805 | Non-usable - Circulation space |  | Unknown | 0.00 | NO
North Terrace_NT67-10 Pulteney Street - Nexus 10 Tower_Sixth Floor_614 _ Corr. | NT-NT67-07-614 | NT67-07-614-Corr. | North Terrace | NT | NT67 | 10 Pulteney Street - Nexus 10 Tower | 07 | Sixth Floor | 614 | 99939 | Unusable Spaces | 99939 | Unusable Spaces | 27.35 | Corr. | 8 | Non Useable Floor Area Space Group | 805 | Non-usable - Circulation space |  | Unknown | 0.00 | NO
North Terrace_NT67-10 Pulteney Street - Nexus 10 Tower_Sixth Floor_615 _ Compactus | NT-NT67-07-615 | NT67-07-615-Compactus | North Terrace | NT | NT67 | 10 Pulteney Street - Nexus 10 Tower | 07 | Sixth Floor | 615 | 110 | Administration Office (ABLE) | 110 | ABLE (Arts, Bus, Law & Econ) Faculty Office | 8.35 | Compactus | 4 | Ancillary Area Space Group | 419 | Ancillary Area - Store Room - Generic |  | Excellent | 1,831.75 | NO
North Terrace_NT67-10 Pulteney Street - Nexus 10 Tower_Sixth Floor_616 _ Corr. | NT-NT67-07-616 | NT67-07-616-Corr. | North Terrace | NT | NT67 | 10 Pulteney Street - Nexus 10 Tower | 07 | Sixth Floor | 616 | 99939 | Unusable Spaces | 99939 | Unusable Spaces | 22.76 | Corr. | 8 | Non Useable Floor Area Space Group | 805 | Non-usable - Circulation space |  | Unknown | 0.00 | NO
North Terrace_NT67-10 Pulteney Street - Nexus 10 Tower_Sixth Floor_616A _ Corr. | NT-NT67-07-616A | NT67-07-616A-Corr. | North Terrace | NT | NT67 | 10 Pulteney Street - Nexus 10 Tower | 07 | Sixth Floor | 616A | 99939 | Unusable Spaces | 99939 | Unusable Spaces | 19.66 | Corr. | 8 | Non Useable Floor Area Space Group | 805 | Non-usable - Circulation space |  | Unknown | 0.00 | NO
North Terrace_NT67-10 Pulteney Street - Nexus 10 Tower_Sixth Floor_617 _ Office | NT-NT67-07-617 | NT67-07-617-Office | North Terrace | NT | NT67 | 10 Pulteney Street - Nexus 10 Tower | 07 | Sixth Floor | 617 | 550 | Centre for Global Food and Resources | 527 | School of Economics and Public Policy | 15.95 | Office | 1 | Office Space Group | 101 | Office - Academic Staff |  | Excellent | 3,976.11 | NO
North Terrace_NT67-10 Pulteney Street - Nexus 10 Tower_Sixth Floor_618 _ Office | NT-NT67-07-618 | NT67-07-618-Office | North Terrace | NT | NT67 | 10 Pulteney Street - Nexus 10 Tower | 07 | Sixth Floor | 618 | 550 | Centre for Global Food and Resources | 527 | School of Economics and Public Policy | 12.49 | Office | 1 | Office Space Group | 101 | Office - Academic Staff |  | Excellent | 3,113.58 | NO
North Terrace_NT67-10 Pulteney Street - Nexus 10 Tower_Sixth Floor_619 _ Office | NT-NT67-07-619 | NT67-07-619-Office | North Terrace | NT | NT67 | 10 Pulteney Street - Nexus 10 Tower | 07 | Sixth Floor | 619 | 550 | Centre for Global Food and Resources | 527 | School of Economics and Public Policy | 11.92 | Office | 1 | Office Space Group | 101 | Office - Academic Staff |  | Excellent | 2,971.49 | NO
North Terrace_NT67-10 Pulteney Street - Nexus 10 Tower_Sixth Floor_620 _ Office | NT-NT67-07-620 | NT67-07-620-Office | North Terrace | NT | NT67 | 10 Pulteney Street - Nexus 10 Tower | 07 | Sixth Floor | 620 | 550 | Centre for Global Food and Resources | 527 | School of Economics and Public Policy | 12.49 | Office | 1 | Office Space Group | 101 | Office - Academic Staff |  | Excellent | 3,113.58 | NO
North Terrace_NT67-10 Pulteney Street - Nexus 10 Tower_Sixth Floor_621 _ Office | NT-NT67-07-621 | NT67-07-621-Office | North Terrace | NT | NT67 | 10 Pulteney Street - Nexus 10 Tower | 07 | Sixth Floor | 621 | 550 | Centre for Global Food and Resources | 527 | School of Economics and Public Policy | 12.01 | Office | 1 | Office Space Group | 101 | Office - Academic Staff |  | Excellent | 2,993.92 | NO
North Terrace_NT67-10 Pulteney Street - Nexus 10 Tower_Sixth Floor_622 _ Office | NT-NT67-07-622 | NT67-07-622-Office | North Terrace | NT | NT67 | 10 Pulteney Street - Nexus 10 Tower | 07 | Sixth Floor | 622 | 550 | Centre for Global Food and Resources | 527 | School of Economics and Public Policy | 12.01 | Office | 1 | Office Space Group | 101 | Office - Academic Staff |  | Excellent | 2,993.92 | NO
North Terrace_NT67-10 Pulteney Street - Nexus 10 Tower_Sixth Floor_623 _ Office | NT-NT67-07-623 | NT67-07-623-Office | North Terrace | NT | NT67 | 10 Pulteney Street - Nexus 10 Tower | 07 | Sixth Floor | 623 | 550 | Centre for Global Food and Resources | 527 | School of Economics and Public Policy | 12 | Office | 1 | Office Space Group | 101 | Office - Academic Staff |  | Excellent | 2,991.43 | NO
North Terrace_NT67-10 Pulteney Street - Nexus 10 Tower_Sixth Floor_624 _ Office | NT-NT67-07-624 | NT67-07-624-Office | North Terrace | NT | NT67 | 10 Pulteney Street - Nexus 10 Tower | 07 | Sixth Floor | 624 | 550 | Centre for Global Food and Resources | 527 | School of Economics and Public Policy | 12.01 | Office | 1 | Office Space Group | 101 | Office - Academic Staff |  | Excellent | 2,993.92 | NO
North Terrace_NT67-10 Pulteney Street - Nexus 10 Tower_Sixth Floor_625 _ Office | NT-NT67-07-625 | NT67-07-625-Office | North Terrace | NT | NT67 | 10 Pulteney Street - Nexus 10 Tower | 07 | Sixth Floor | 625 | 550 | Centre for Global Food and Resources | 527 | School of Economics and Public Policy | 12.49 | Office | 1 | Office Space Group | 101 | Office - Academic Staff |  | Excellent | 3,113.58 | NO
North Terrace_NT67-10 Pulteney Street - Nexus 10 Tower_Sixth Floor_625A _ VSR | NT-NT67-07-625A | NT67-07-625A-VSR | North Terrace | NT | NT67 | 10 Pulteney Street - Nexus 10 Tower | 07 | Sixth Floor | 625A | 99939 | Unusable Spaces | 99939 | Unusable Spaces | 1.41 | VSR | 8 | Non Useable Floor Area Space Group | 840 | Non-usable - Service riser |  | Unknown | 0.00 | NO
North Terrace_NT67-10 Pulteney Street - Nexus 10 Tower_Sixth Floor_625B _ VSR - Comms | NT-NT67-07-625B | NT67-07-625B-VSR - Comms | North Terrace | NT | NT67 | 10 Pulteney Street - Nexus 10 Tower | 07 | Sixth Floor | 625B | 850 | ITDS Branch Central Costs | 869 | Information Technology and Digital Services | 1.16 | VSR - Comms | 8 | Non Useable Floor Area Space Group | 840 | Non-usable - Service riser |  | Unknown | 0.00 | NO
North Terrace_NT67-10 Pulteney Street - Nexus 10 Tower_Sixth Floor_626 _ Office | NT-NT67-07-626 | NT67-07-626-Office | North Terrace | NT | NT67 | 10 Pulteney Street - Nexus 10 Tower | 07 | Sixth Floor | 626 | 550 | Centre for Global Food and Resources | 527 | School of Economics and Public Policy | 11.92 | Office | 1 | Office Space Group | 101 | Office - Academic Staff |  | Excellent | 2,971.49 | NO
North Terrace_NT67-10 Pulteney Street - Nexus 10 Tower_Sixth Floor_626A _ VSR | NT-NT67-07-626A | NT67-07-626A-VSR | North Terrace | NT | NT67 | 10 Pulteney Street - Nexus 10 Tower | 07 | Sixth Floor | 626A | 99939 | Unusable Spaces | 99939 | Unusable Spaces | 4.49 | VSR | 8 | Non Useable Floor Area Space Group | 840 | Non-usable - Service riser |  | Unknown | 0.00 | NO
North Terrace_NT67-10 Pulteney Street - Nexus 10 Tower_Sixth Floor_627 _ Office | NT-NT67-07-627 | NT67-07-627-Office | North Terrace | NT | NT67 | 10 Pulteney Street - Nexus 10 Tower | 07 | Sixth Floor | 627 | 550 | Centre for Global Food and Resources | 527 | School of Economics and Public Policy | 12.49 | Office | 1 | Office Space Group | 101 | Office - Academic Staff |  | Excellent | 3,113.58 | NO
North Terrace_NT67-10 Pulteney Street - Nexus 10 Tower_Sixth Floor_627A _ VSR | NT-NT67-07-627A | NT67-07-627A-VSR | North Terrace | NT | NT67 | 10 Pulteney Street - Nexus 10 Tower | 07 | Sixth Floor | 627A | 99939 | Unusable Spaces | 99939 | Unusable Spaces | 5.6 | VSR | 8 | Non Useable Floor Area Space Group | 840 | Non-usable - Service riser |  | Unknown | 0.00 | NO
North Terrace_NT67-10 Pulteney Street - Nexus 10 Tower_Sixth Floor_628 _ Office | NT-NT67-07-628 | NT67-07-628-Office | North Terrace | NT | NT67 | 10 Pulteney Street - Nexus 10 Tower | 07 | Sixth Floor | 628 | 550 | Centre for Global Food and Resources | 527 | School of Economics and Public Policy | 15.9 | Office | 1 | Office Space Group | 101 | Office - Academic Staff |  | Excellent | 3,963.64 | NO
North Terrace_NT67-10 Pulteney Street - Nexus 10 Tower_Sixth Floor_629 _ Office | NT-NT67-07-629 | NT67-07-629-Office | North Terrace | NT | NT67 | 10 Pulteney Street - Nexus 10 Tower | 07 | Sixth Floor | 629 | 550 | Centre for Global Food and Resources | 527 | School of Economics and Public Policy | 10.91 | Office | 1 | Office Space Group | 101 | Office - Academic Staff |  | Excellent | 2,719.71 | NO
North Terrace_NT67-10 Pulteney Street - Nexus 10 Tower_Sixth Floor_630 _ Office | NT-NT67-07-630 | NT67-07-630-Office | North Terrace | NT | NT67 | 10 Pulteney Street - Nexus 10 Tower | 07 | Sixth Floor | 630 | 550 | Centre for Global Food and Resources | 527 | School of Economics and Public Policy | 11.36 | Office | 1 | Office Space Group | 101 | Office - Academic Staff |  | Excellent | 2,831.89 | NO
North Terrace_NT67-10 Pulteney Street - Nexus 10 Tower_Sixth Floor_631 _ Office | NT-NT67-07-631 | NT67-07-631-Office | North Terrace | NT | NT67 | 10 Pulteney Street - Nexus 10 Tower | 07 | Sixth Floor | 631 | 550 | Centre for Global Food and Resources | 527 | School of Economics and Public Policy | 10.88 | Office | 1 | Office Space Group | 101 | Office - Academic Staff |  | Excellent | 2,712.23 | NO
North Terrace_NT67-10 Pulteney Street - Nexus 10 Tower_Sixth Floor_632 _ Waiting | NT-NT67-07-632 | NT67-07-632-Waiting | North Terrace | NT | NT67 | 10 Pulteney Street - Nexus 10 Tower | 07 | Sixth Floor | 632 | 550 | Centre for Global Food and Resources | 527 | School of Economics and Public Policy | 9.91 | Waiting | 6 | General Facility Space Group | 623 | General Facility - Waiting Area/Foyer/Reception Area |  | Excellent | 2,766.87 | NO
North Terrace_NT67-10 Pulteney Street - Nexus 10 Tower_Sixth Floor_633 _ Office - shared | NT-NT67-07-633 | NT67-07-633-Office - shared | North Terrace | NT | NT67 | 10 Pulteney Street - Nexus 10 Tower | 07 | Sixth Floor | 633 | 550 | Centre for Global Food and Resources | 527 | School of Economics and Public Policy | 11.32 | Office - shared | 1 | Office Space Group | 101 | Office - Academic Staff |  | Excellent | 2,821.91 | NO
North Terrace_NT67-10 Pulteney Street - Nexus 10 Tower_Sixth Floor_634 _ Office - Records Spare | NT-NT67-07-634 | NT67-07-634-Office - Records Spare | North Terrace | NT | NT67 | 10 Pulteney Street - Nexus 10 Tower | 07 | Sixth Floor | 634 | 550 | Centre for Global Food and Resources | 527 | School of Economics and Public Policy | 11.09 | Office - Records Spare | 1 | Office Space Group | 101 | Office - Academic Staff |  | Excellent | 2,764.58 | NO
North Terrace_NT67-10 Pulteney Street - Nexus 10 Tower_Sixth Floor_635 _ Library / Meeting | NT-NT67-07-635 | NT67-07-635-Library / Meeting | North Terrace | NT | NT67 | 10 Pulteney Street - Nexus 10 Tower | 07 | Sixth Floor | 635 | 550 | Centre for Global Food and Resources | 527 | School of Economics and Public Policy | 10.75 | Library / Meeting | 6 | General Facility Space Group | 601 | General Facility - Committee/Conference/Meeting room |  | Excellent | 3,001.40 | NO
North Terrace_NT67-10 Pulteney Street - Nexus 10 Tower_Sixth Floor_637 _ Utility | NT-NT67-07-637 | NT67-07-637-Utility | North Terrace | NT | NT67 | 10 Pulteney Street - Nexus 10 Tower | 07 | Sixth Floor | 637 | 550 | Centre for Global Food and Resources | 527 | School of Economics and Public Policy | 6.84 | Utility | 6 | General Facility Space Group | 603 | General Facility - Resource room |  | Excellent | 1,909.73 | NO
North Terrace_NT67-10 Pulteney Street - Nexus 10 Tower_Sixth Floor_638 _ Office | NT-NT67-07-638 | NT67-07-638-Office | North Terrace | NT | NT67 | 10 Pulteney Street - Nexus 10 Tower | 07 | Sixth Floor | 638 | 550 | Centre for Global Food and Resources | 527 | School of Economics and Public Policy | 17.09 | Office | 1 | Office Space Group | 101 | Office - Academic Staff |  | Excellent | 4,260.29 | NO
North Terrace_NT67-10 Pulteney Street - Nexus 10 Tower_Sixth Floor_639 _ Meeting | NT-NT67-07-639 | NT67-07-639-Meeting | North Terrace | NT | NT67 | 10 Pulteney Street - Nexus 10 Tower | 07 | Sixth Floor | 639 | 550 | Centre for Global Food and Resources | 527 | School of Economics and Public Policy | 11.58 | Meeting | 6 | General Facility Space Group | 601 | General Facility - Committee/Conference/Meeting room |  | Excellent | 3,233.14 | NO
North Terrace_NT67-10 Pulteney Street - Nexus 10 Tower_Sixth Floor_640 _ Office - shared | NT-NT67-07-640 | NT67-07-640-Office - shared | North Terrace | NT | NT67 | 10 Pulteney Street - Nexus 10 Tower | 07 | Sixth Floor | 640 | 550 | Centre for Global Food and Resources | 527 | School of Economics and Public Policy | 11.78 | Office - shared | 1 | Office Space Group | 101 | Office - Academic Staff |  | Excellent | 2,936.59 | NO
North Terrace_NT67-10 Pulteney Street - Nexus 10 Tower_Sixth Floor_641 _ Office | NT-NT67-07-641 | NT67-07-641-Office | North Terrace | NT | NT67 | 10 Pulteney Street - Nexus 10 Tower | 07 | Sixth Floor | 641 | 550 | Centre for Global Food and Resources | 527 | School of Economics and Public Policy | 12.08 | Office | 1 | Office Space Group | 101 | Office - Academic Staff |  | Excellent | 3,011.37 | NO
North Terrace_NT67-10 Pulteney Street - Nexus 10 Tower_Sixth Floor_642 _ Meeting | NT-NT67-07-642 | NT67-07-642-Meeting | North Terrace | NT | NT67 | 10 Pulteney Street - Nexus 10 Tower | 07 | Sixth Floor | 642 | 550 | Centre for Global Food and Resources | 527 | School of Economics and Public Policy | 19.12 | Meeting | 6 | General Facility Space Group | 601 | General Facility - Committee/Conference/Meeting room |  | Excellent | 5,338.30 | NO
North Terrace_NT67-10 Pulteney Street - Nexus 10 Tower_Sixth Floor_643 _ Informal Work | NT-NT67-07-643 | NT67-07-643-Informal Work | North Terrace | NT | NT67 | 10 Pulteney Street - Nexus 10 Tower | 07 | Sixth Floor | 643 | 550 | Centre for Global Food and Resources | 527 | School of Economics and Public Policy | 9.45 | Informal Work | 1 | Office Space Group | 119 | Informal Work Space |  | Excellent | 2,355.75 | NO
North Terrace_NT67-10 Pulteney Street - Nexus 10 Tower_Sixth Floor_649 _ Corr. | NT-NT67-07-649 | NT67-07-649-Corr. | North Terrace | NT | NT67 | 10 Pulteney Street - Nexus 10 Tower | 07 | Sixth Floor | 649 | 99939 | Unusable Spaces | 99939 | Unusable Spaces | 24.52 | Corr. | 8 | Non Useable Floor Area Space Group | 805 | Non-usable - Circulation space |  | Unknown | 0.00 | NO
North Terrace_NT67-10 Pulteney Street - Nexus 10 Tower_Sixth Floor_650 _ Comms | NT-NT67-07-650 | NT67-07-650-Comms | North Terrace | NT | NT67 | 10 Pulteney Street - Nexus 10 Tower | 07 | Sixth Floor | 650 | 850 | ITDS Branch Central Costs | 869 | Information Technology and Digital Services | 8.26 | Comms | 8 | Non Useable Floor Area Space Group | 812 | Non-usable - Comms/network system/Telephone/PABX |  | Excellent | 0.00 | NO
North Terrace_NT67-10 Pulteney Street - Nexus 10 Tower_Sixth Floor_651 _ WC - U - Access (RH) | NT-NT67-07-651 | NT67-07-651-WC - U - Access (RH) | North Terrace | NT | NT67 | 10 Pulteney Street - Nexus 10 Tower | 07 | Sixth Floor | 651 | 99939 | Unusable Spaces | 99939 | Unusable Spaces | 5.12 | WC - U - Access (RH) | 8 | Non Useable Floor Area Space Group | 818 | Non-usable - Toilets/Amenities - Unisex Accessible |  | Unknown | 0.00 | NO
North Terrace_NT67-10 Pulteney Street - Nexus 10 Tower_Sixth Floor_652 _ Office - Visitor | NT-NT67-07-652 | NT67-07-652-Office - Visitor | North Terrace | NT | NT67 | 10 Pulteney Street - Nexus 10 Tower | 07 | Sixth Floor | 652 | 550 | Centre for Global Food and Resources | 527 | School of Economics and Public Policy | 11.33 | Office - Visitor | 1 | Office Space Group | 101 | Office - Academic Staff |  | Excellent | 2,824.41 | NO
North Terrace_NT67-10 Pulteney Street - Nexus 10 Tower_Sixth Floor_653 _ Kitchen | NT-NT67-07-653 | NT67-07-653-Kitchen | North Terrace | NT | NT67 | 10 Pulteney Street - Nexus 10 Tower | 07 | Sixth Floor | 653 | 550 | Centre for Global Food and Resources | 527 | School of Economics and Public Policy | 22.27 | Kitchen | 6 | General Facility Space Group | 608 | General Facility - Kitchen/Servery/Food Storage |  | Excellent | 6,217.78 | NO
North Terrace_NT67-10 Pulteney Street - Nexus 10 Tower_Sixth Floor_654 _ Corr. | NT-NT67-07-654 | NT67-07-654-Corr. | North Terrace | NT | NT67 | 10 Pulteney Street - Nexus 10 Tower | 07 | Sixth Floor | 654 | 99939 | Unusable Spaces | 99939 | Unusable Spaces | 9.71 | Corr. | 8 | Non Useable Floor Area Space Group | 805 | Non-usable - Circulation space |  | Unknown | 0.00 | NO
North Terrace_NT67-10 Pulteney Street - Nexus 10 Tower_Sixth Floor_657 _ Corr. | NT-NT67-07-657 | NT67-07-657-Corr. | North Terrace | NT | NT67 | 10 Pulteney Street - Nexus 10 Tower | 07 | Sixth Floor | 657 | 99939 | Unusable Spaces | 99939 | Unusable Spaces | 8.48 | Corr. | 8 | Non Useable Floor Area Space Group | 805 | Non-usable - Circulation space |  | Unknown | 0.00 | NO
North Terrace_NT67-10 Pulteney Street - Nexus 10 Tower_Sixth Floor_658 _ WC - F | NT-NT67-07-658 | NT67-07-658-WC - F | North Terrace | NT | NT67 | 10 Pulteney Street - Nexus 10 Tower | 07 | Sixth Floor | 658 | 99939 | Unusable Spaces | 99939 | Unusable Spaces | 8.23 | WC - F | 8 | Non Useable Floor Area Space Group | 820 | Non-usable - Toilets/Amenities - Female |  | Unknown | 0.00 | NO
North Terrace_NT67-10 Pulteney Street - Nexus 10 Tower_Sixth Floor_659 _ WC - M | NT-NT67-07-659 | NT67-07-659-WC - M | North Terrace | NT | NT67 | 10 Pulteney Street - Nexus 10 Tower | 07 | Sixth Floor | 659 | 99939 | Unusable Spaces | 99939 | Unusable Spaces | 10.03 | WC - M | 8 | Non Useable Floor Area Space Group | 821 | Non-usable - Toilets/Amenities - Male |  | Unknown | 0.00 | NO
North Terrace_NT67-10 Pulteney Street - Nexus 10 Tower_Sixth Floor_659A _ A/L - M | NT-NT67-07-659A | NT67-07-659A-A/L - M | North Terrace | NT | NT67 | 10 Pulteney Street - Nexus 10 Tower | 07 | Sixth Floor | 659A | 99939 | Unusable Spaces | 99939 | Unusable Spaces | 2.8 | A/L - M | 8 | Non Useable Floor Area Space Group | 822 | Non-usable - Toilets/Amenities - Unisex |  | Unknown | 0.00 | NO
North Terrace_NT67-10 Pulteney Street - Nexus 10 Tower_Sixth Floor_660 _ Stair | NT-NT67-07-660 | NT67-07-660-Stair | North Terrace | NT | NT67 | 10 Pulteney Street - Nexus 10 Tower | 07 | Sixth Floor | 660 | 99939 | Unusable Spaces | 99939 | Unusable Spaces | 17.53 | Stair | 8 | Non Useable Floor Area Space Group | 805 | Non-usable - Circulation space |  | Unknown | 0.00 | NO
North Terrace_NT67-10 Pulteney Street - Nexus 10 Tower_Seventh Floor_700 _ Foyer | NT-NT67-08-700 | NT67-08-700-Foyer | North Terrace | NT | NT67 | 10 Pulteney Street - Nexus 10 Tower | 08 | Seventh Floor | 700 | 99939 | Unusable Spaces | 99939 | Unusable Spaces | 32.11 | Foyer | 8 | Non Useable Floor Area Space Group | 805 | Non-usable - Circulation space |  | Excellent | 0.00 | NO
North Terrace_NT67-10 Pulteney Street - Nexus 10 Tower_Seventh Floor_700A _ Corr. | NT-NT67-08-700A | NT67-08-700A-Corr. | North Terrace | NT | NT67 | 10 Pulteney Street - Nexus 10 Tower | 08 | Seventh Floor | 700A | 99939 | Unusable Spaces | 99939 | Unusable Spaces | 22.79 | Corr. | 8 | Non Useable Floor Area Space Group | 805 | Non-usable - Circulation space |  | Excellent | 0.00 | NO
North Terrace_NT67-10 Pulteney Street - Nexus 10 Tower_Seventh Floor_700G _ VSR - Comms | NT-NT67-08-700G | NT67-08-700G-VSR - Comms | North Terrace | NT | NT67 | 10 Pulteney Street - Nexus 10 Tower | 08 | Seventh Floor | 700G | 850 | ITDS Branch Central Costs | 869 | Information Technology and Digital Services | 0.47 | VSR - Comms | 8 | Non Useable Floor Area Space Group | 812 | Non-usable - Comms/network system/Telephone/PABX |  | Excellent | 0.00 | NO
North Terrace_NT67-10 Pulteney Street - Nexus 10 Tower_Seventh Floor_700H _ DB - Elec | NT-NT67-08-700H | NT67-08-700H-DB - Elec | North Terrace | NT | NT67 | 10 Pulteney Street - Nexus 10 Tower | 08 | Seventh Floor | 700H | 99939 | Unusable Spaces | 99939 | Unusable Spaces | 0.9 | DB - Elec | 8 | Non Useable Floor Area Space Group | 840 | Non-usable - Service riser |  | Unknown | 0.00 | NO
North Terrace_NT67-10 Pulteney Street - Nexus 10 Tower_Seventh Floor_700I _ FHR | NT-NT67-08-700I | NT67-08-700I-FHR | North Terrace | NT | NT67 | 10 Pulteney Street - Nexus 10 Tower | 08 | Seventh Floor | 700I | 99939 | Unusable Spaces | 99939 | Unusable Spaces | 0.6 | FHR | 8 | Non Useable Floor Area Space Group | 840 | Non-usable - Service riser |  | Unknown | 0.00 | NO
North Terrace_NT67-10 Pulteney Street - Nexus 10 Tower_Seventh Floor_700J _ VSR | NT-NT67-08-700J | NT67-08-700J-VSR | North Terrace | NT | NT67 | 10 Pulteney Street - Nexus 10 Tower | 08 | Seventh Floor | 700J | 99939 | Unusable Spaces | 99939 | Unusable Spaces | 1.09 | VSR | 8 | Non Useable Floor Area Space Group | 840 | Non-usable - Service riser |  | Unknown | 0.00 | NO
North Terrace_NT67-10 Pulteney Street - Nexus 10 Tower_Seventh Floor_700M _ FHR | NT-NT67-08-700M | NT67-08-700M-FHR | North Terrace | NT | NT67 | 10 Pulteney Street - Nexus 10 Tower | 08 | Seventh Floor | 700M | 99939 | Unusable Spaces | 99939 | Unusable Spaces | 0.39 | FHR | 8 | Non Useable Floor Area Space Group | 840 | Non-usable - Service riser |  | Unknown | 0.00 | NO
North Terrace_NT67-10 Pulteney Street - Nexus 10 Tower_Seventh Floor_701 _ Seminar 1: | NT-NT67-08-701 | NT67-08-701-Seminar 1: | North Terrace | NT | NT67 | 10 Pulteney Street - Nexus 10 Tower | 08 | Seventh Floor | 701 | 515 | Adelaide Business School | 515 | University of Adelaide Business School | 81.16 | Seminar 1: | 2 | Teaching Space Group | 206 | Lecture/Seminar/Tutorial/Class Room (<30) Flat Floor |  | Good | 20,989.01 | NO
North Terrace_NT67-10 Pulteney Street - Nexus 10 Tower_Seventh Floor_701A _ VSR | NT-NT67-08-701A | NT67-08-701A-VSR | North Terrace | NT | NT67 | 10 Pulteney Street - Nexus 10 Tower | 08 | Seventh Floor | 701A | 99939 | Unusable Spaces | 99939 | Unusable Spaces | 0.24 | VSR | 8 | Non Useable Floor Area Space Group | 840 | Non-usable - Service riser |  | Unknown | 0.00 | NO
North Terrace_NT67-10 Pulteney Street - Nexus 10 Tower_Seventh Floor_701B _ VSR | NT-NT67-08-701B | NT67-08-701B-VSR | North Terrace | NT | NT67 | 10 Pulteney Street - Nexus 10 Tower | 08 | Seventh Floor | 701B | 99939 | Unusable Spaces | 99939 | Unusable Spaces | 0.59 | VSR | 8 | Non Useable Floor Area Space Group | 840 | Non-usable - Service riser |  | Unknown | 0.00 | NO
North Terrace_NT67-10 Pulteney Street - Nexus 10 Tower_Seventh Floor_702 _ Seminar 2 - Leadership Lounge | NT-NT67-08-702 | NT67-08-702-Seminar 2 - Leadership Lounge | North Terrace | NT | NT67 | 10 Pulteney Street - Nexus 10 Tower | 08 | Seventh Floor | 702 | 515 | Adelaide Business School | 515 | University of Adelaide Business School | 101.35 | Seminar 2 - Leadership Lounge | 2 | Teaching Space Group | 205 | Lecture/Seminar/Tutorial/Class Room (31 to 69) Flat Floor |  | Good | 26,210.40 | NO
North Terrace_NT67-10 Pulteney Street - Nexus 10 Tower_Seventh Floor_702A _ VSR | NT-NT67-08-702A | NT67-08-702A-VSR | North Terrace | NT | NT67 | 10 Pulteney Street - Nexus 10 Tower | 08 | Seventh Floor | 702A | 99939 | Unusable Spaces | 99939 | Unusable Spaces | 0.24 | VSR | 8 | Non Useable Floor Area Space Group | 840 | Non-usable - Service riser |  | Unknown | 0.00 | NO
North Terrace_NT67-10 Pulteney Street - Nexus 10 Tower_Seventh Floor_702B _ VSR | NT-NT67-08-702B | NT67-08-702B-VSR | North Terrace | NT | NT67 | 10 Pulteney Street - Nexus 10 Tower | 08 | Seventh Floor | 702B | 99939 | Unusable Spaces | 99939 | Unusable Spaces | 0.59 | VSR | 8 | Non Useable Floor Area Space Group | 840 | Non-usable - Service riser |  | Unknown | 0.00 | NO
North Terrace_NT67-10 Pulteney Street - Nexus 10 Tower_Seventh Floor_703 _ Seminar 3 | NT-NT67-08-703 | NT67-08-703-Seminar 3 | North Terrace | NT | NT67 | 10 Pulteney Street - Nexus 10 Tower | 08 | Seventh Floor | 703 | 515 | Adelaide Business School | 515 | University of Adelaide Business School | 82.32 | Seminar 3 | 2 | Teaching Space Group | 206 | Lecture/Seminar/Tutorial/Class Room (<30) Flat Floor |  | Good | 21,289.00 | NO
North Terrace_NT67-10 Pulteney Street - Nexus 10 Tower_Seventh Floor_704 _ Seminar 4 | NT-NT67-08-704 | NT67-08-704-Seminar 4 | North Terrace | NT | NT67 | 10 Pulteney Street - Nexus 10 Tower | 08 | Seventh Floor | 704 | 515 | Adelaide Business School | 515 | University of Adelaide Business School | 67.97 | Seminar 4 | 2 | Teaching Space Group | 206 | Lecture/Seminar/Tutorial/Class Room (<30) Flat Floor |  | Good | 17,577.91 | NO
North Terrace_NT67-10 Pulteney Street - Nexus 10 Tower_Seventh Floor_704A _ VSR | NT-NT67-08-704A | NT67-08-704A-VSR | North Terrace | NT | NT67 | 10 Pulteney Street - Nexus 10 Tower | 08 | Seventh Floor | 704A | 99939 | Unusable Spaces | 99939 | Unusable Spaces | 0.13 | VSR | 8 | Non Useable Floor Area Space Group | 840 | Non-usable - Service riser |  | Unknown | 0.00 | NO
North Terrace_NT67-10 Pulteney Street - Nexus 10 Tower_Seventh Floor_704B _ Store - Op Door | NT-NT67-08-704B | NT67-08-704B-Store - Op Door | North Terrace | NT | NT67 | 10 Pulteney Street - Nexus 10 Tower | 08 | Seventh Floor | 704B | 99939 | Unusable Spaces | 99939 | Unusable Spaces | 0.41 | Store - Op Door | 8 | Non Useable Floor Area Space Group | 814 | Non-usable - Unusable space |  | Unknown | 0.00 | NO
North Terrace_NT67-10 Pulteney Street - Nexus 10 Tower_Seventh Floor_704C _ Store - Op Door | NT-NT67-08-704C | NT67-08-704C-Store - Op Door | North Terrace | NT | NT67 | 10 Pulteney Street - Nexus 10 Tower | 08 | Seventh Floor | 704C | 99939 | Unusable Spaces | 99939 | Unusable Spaces | 1.1 | Store - Op Door | 8 | Non Useable Floor Area Space Group | 814 | Non-usable - Unusable space |  | Unknown | 0.00 | NO
North Terrace_NT67-10 Pulteney Street - Nexus 10 Tower_Seventh Floor_705 _ Seminar 5 | NT-NT67-08-705 | NT67-08-705-Seminar 5 | North Terrace | NT | NT67 | 10 Pulteney Street - Nexus 10 Tower | 08 | Seventh Floor | 705 | 515 | Adelaide Business School | 515 | University of Adelaide Business School | 66.69 | Seminar 5 | 2 | Teaching Space Group | 206 | Lecture/Seminar/Tutorial/Class Room (<30) Flat Floor |  | Good | 17,246.89 | NO
North Terrace_NT67-10 Pulteney Street - Nexus 10 Tower_Seventh Floor_706 _ Seminar 6 | NT-NT67-08-706 | NT67-08-706-Seminar 6 | North Terrace | NT | NT67 | 10 Pulteney Street - Nexus 10 Tower | 08 | Seventh Floor | 706 | 515 | Adelaide Business School | 515 | University of Adelaide Business School | 92.89 | Seminar 6 | 2 | Teaching Space Group | 205 | Lecture/Seminar/Tutorial/Class Room (31 to 69) Flat Floor |  | Good | 24,022.54 | NO
North Terrace_NT67-10 Pulteney Street - Nexus 10 Tower_Seventh Floor_706A _ VSR | NT-NT67-08-706A | NT67-08-706A-VSR | North Terrace | NT | NT67 | 10 Pulteney Street - Nexus 10 Tower | 08 | Seventh Floor | 706A | 99939 | Unusable Spaces | 99939 | Unusable Spaces | 0.34 | VSR | 8 | Non Useable Floor Area Space Group | 840 | Non-usable - Service riser |  | Unknown | 0.00 | NO
North Terrace_NT67-10 Pulteney Street - Nexus 10 Tower_Seventh Floor_706B _ VSR | NT-NT67-08-706B | NT67-08-706B-VSR | North Terrace | NT | NT67 | 10 Pulteney Street - Nexus 10 Tower | 08 | Seventh Floor | 706B | 99939 | Unusable Spaces | 99939 | Unusable Spaces | 0.34 | VSR | 8 | Non Useable Floor Area Space Group | 840 | Non-usable - Service riser |  | Unknown | 0.00 | NO
North Terrace_NT67-10 Pulteney Street - Nexus 10 Tower_Seventh Floor_707 _ Coffee Zone 3 | NT-NT67-08-707 | NT67-08-707-Coffee Zone 3 | North Terrace | NT | NT67 | 10 Pulteney Street - Nexus 10 Tower | 08 | Seventh Floor | 707 | 515 | Adelaide Business School | 515 | University of Adelaide Business School | 40.22 | Coffee Zone 3 | 6 | General Facility Space Group | 601 | General Facility - Committee/Conference/Meeting room |  | Excellent | 11,229.43 | NO
North Terrace_NT67-10 Pulteney Street - Nexus 10 Tower_Seventh Floor_708 _ Coffee Zone 2 | NT-NT67-08-708 | NT67-08-708-Coffee Zone 2 | North Terrace | NT | NT67 | 10 Pulteney Street - Nexus 10 Tower | 08 | Seventh Floor | 708 | 515 | Adelaide Business School | 515 | University of Adelaide Business School | 51.8 | Coffee Zone 2 | 6 | General Facility Space Group | 601 | General Facility - Committee/Conference/Meeting room |  | Excellent | 14,462.56 | NO
North Terrace_NT67-10 Pulteney Street - Nexus 10 Tower_Seventh Floor_709 _ Coffee Zone 1 | NT-NT67-08-709 | NT67-08-709-Coffee Zone 1 | North Terrace | NT | NT67 | 10 Pulteney Street - Nexus 10 Tower | 08 | Seventh Floor | 709 | 515 | Adelaide Business School | 515 | University of Adelaide Business School | 47.52 | Coffee Zone 1 | 6 | General Facility Space Group | 601 | General Facility - Committee/Conference/Meeting room |  | Excellent | 13,267.59 | NO
North Terrace_NT67-10 Pulteney Street - Nexus 10 Tower_Seventh Floor_709A _ VSR | NT-NT67-08-709A | NT67-08-709A-VSR | North Terrace | NT | NT67 | 10 Pulteney Street - Nexus 10 Tower | 08 | Seventh Floor | 709A | 99939 | Unusable Spaces | 99939 | Unusable Spaces | 0.13 | VSR | 8 | Non Useable Floor Area Space Group | 840 | Non-usable - Service riser |  | Unknown | 0.00 | NO
North Terrace_NT67-10 Pulteney Street - Nexus 10 Tower_Seventh Floor_710 _ Reception | NT-NT67-08-710 | NT67-08-710-Reception | North Terrace | NT | NT67 | 10 Pulteney Street - Nexus 10 Tower | 08 | Seventh Floor | 710 | 515 | Adelaide Business School | 515 | University of Adelaide Business School | 15.47 | Reception | 1 | Office Space Group | 118 | Open Plan - Reception Area |  | Excellent | 3,856.45 | NO
North Terrace_NT67-10 Pulteney Street - Nexus 10 Tower_Seventh Floor_711 _ Office | NT-NT67-08-711 | NT67-08-711-Office | North Terrace | NT | NT67 | 10 Pulteney Street - Nexus 10 Tower | 08 | Seventh Floor | 711 | 515 | Adelaide Business School | 515 | University of Adelaide Business School | 10.77 | Office | 1 | Office Space Group | 108 | Office - Professional/General Staff |  | Excellent | 2,684.81 | NO
North Terrace_NT67-10 Pulteney Street - Nexus 10 Tower_Seventh Floor_712 _ Office | NT-NT67-08-712 | NT67-08-712-Office | North Terrace | NT | NT67 | 10 Pulteney Street - Nexus 10 Tower | 08 | Seventh Floor | 712 | 515 | Adelaide Business School | 515 | University of Adelaide Business School | 11.36 | Office | 1 | Office Space Group | 108 | Office - Professional/General Staff |  | Excellent | 2,831.89 | NO
North Terrace_NT67-10 Pulteney Street - Nexus 10 Tower_Seventh Floor_713 _ Utility | NT-NT67-08-713 | NT67-08-713-Utility | North Terrace | NT | NT67 | 10 Pulteney Street - Nexus 10 Tower | 08 | Seventh Floor | 713 | 515 | Adelaide Business School | 515 | University of Adelaide Business School | 15.79 | Utility | 6 | General Facility Space Group | 603 | General Facility - Resource room |  | Excellent | 4,408.57 | NO
North Terrace_NT67-10 Pulteney Street - Nexus 10 Tower_Seventh Floor_713A _ Workstation | NT-NT67-08-713A | NT67-08-713A-Workstation | North Terrace | NT | NT67 | 10 Pulteney Street - Nexus 10 Tower | 08 | Seventh Floor | 713A | 515 | Adelaide Business School | 515 | University of Adelaide Business School | 4.93 | Workstation | 1 | Office Space Group | 116 | Open Plan - Professional/General Staff |  | Excellent | 1,228.98 | NO
North Terrace_NT67-10 Pulteney Street - Nexus 10 Tower_Seventh Floor_713B _ Workstation | NT-NT67-08-713B | NT67-08-713B-Workstation | North Terrace | NT | NT67 | 10 Pulteney Street - Nexus 10 Tower | 08 | Seventh Floor | 713B | 515 | Adelaide Business School | 515 | University of Adelaide Business School | 5.55 | Workstation | 1 | Office Space Group | 116 | Open Plan - Professional/General Staff |  | Excellent | 1,383.54 | NO
North Terrace_NT67-10 Pulteney Street - Nexus 10 Tower_Seventh Floor_713C _ Workstation | NT-NT67-08-713C | NT67-08-713C-Workstation | North Terrace | NT | NT67 | 10 Pulteney Street - Nexus 10 Tower | 08 | Seventh Floor | 713C | 515 | Adelaide Business School | 515 | University of Adelaide Business School | 4.72 | Workstation | 1 | Office Space Group | 116 | Open Plan - Professional/General Staff |  | Excellent | 1,176.63 | NO
North Terrace_NT67-10 Pulteney Street - Nexus 10 Tower_Seventh Floor_713D _ Workstation | NT-NT67-08-713D | NT67-08-713D-Workstation | North Terrace | NT | NT67 | 10 Pulteney Street - Nexus 10 Tower | 08 | Seventh Floor | 713D | 515 | Adelaide Business School | 515 | University of Adelaide Business School | 5.14 | Workstation | 1 | Office Space Group | 116 | Open Plan - Professional/General Staff |  | Excellent | 1,281.33 | NO
North Terrace_NT67-10 Pulteney Street - Nexus 10 Tower_Seventh Floor_713E _ Workstation | NT-NT67-08-713E | NT67-08-713E-Workstation | North Terrace | NT | NT67 | 10 Pulteney Street - Nexus 10 Tower | 08 | Seventh Floor | 713E | 515 | Adelaide Business School | 515 | University of Adelaide Business School | 5.14 | Workstation | 1 | Office Space Group | 116 | Open Plan - Professional/General Staff |  | Excellent | 1,281.33 | NO
North Terrace_NT67-10 Pulteney Street - Nexus 10 Tower_Seventh Floor_713F _ Workstation | NT-NT67-08-713F | NT67-08-713F-Workstation | North Terrace | NT | NT67 | 10 Pulteney Street - Nexus 10 Tower | 08 | Seventh Floor | 713F | 515 | Adelaide Business School | 515 | University of Adelaide Business School | 3.97 | Workstation | 1 | Office Space Group | 116 | Open Plan - Professional/General Staff |  | Excellent | 989.66 | NO
North Terrace_NT67-10 Pulteney Street - Nexus 10 Tower_Seventh Floor_714 _ Corr. | NT-NT67-08-714 | NT67-08-714-Corr. | North Terrace | NT | NT67 | 10 Pulteney Street - Nexus 10 Tower | 08 | Seventh Floor | 714 | 99939 | Unusable Spaces | 99939 | Unusable Spaces | 11.98 | Corr. | 8 | Non Useable Floor Area Space Group | 805 | Non-usable - Circulation space |  | Excellent | 0.00 | NO
North Terrace_NT67-10 Pulteney Street - Nexus 10 Tower_Seventh Floor_715 _ Utility | NT-NT67-08-715 | NT67-08-715-Utility | North Terrace | NT | NT67 | 10 Pulteney Street - Nexus 10 Tower | 08 | Seventh Floor | 715 | 515 | Adelaide Business School | 515 | University of Adelaide Business School | 15.52 | Utility | 6 | General Facility Space Group | 603 | General Facility - Resource room |  | Excellent | 4,333.18 | NO
North Terrace_NT67-10 Pulteney Street - Nexus 10 Tower_Seventh Floor_716 _ WC - U - Access (LH) | NT-NT67-08-716 | NT67-08-716-WC - U - Access (LH) | North Terrace | NT | NT67 | 10 Pulteney Street - Nexus 10 Tower | 08 | Seventh Floor | 716 | 99939 | Unusable Spaces | 99939 | Unusable Spaces | 5.01 | WC - U - Access (LH) | 8 | Non Useable Floor Area Space Group | 818 | Non-usable - Toilets/Amenities - Unisex Accessible |  | Excellent | 0.00 | NO
North Terrace_NT67-10 Pulteney Street - Nexus 10 Tower_Seventh Floor_717 _ Comms | NT-NT67-08-717 | NT67-08-717-Comms | North Terrace | NT | NT67 | 10 Pulteney Street - Nexus 10 Tower | 08 | Seventh Floor | 717 | 850 | ITDS Branch Central Costs | 869 | Information Technology and Digital Services | 5.58 | Comms | 8 | Non Useable Floor Area Space Group | 812 | Non-usable - Comms/network system/Telephone/PABX |  | Excellent | 0.00 | NO
North Terrace_NT67-10 Pulteney Street - Nexus 10 Tower_Seventh Floor_717A _ VSR | NT-NT67-08-717A | NT67-08-717A-VSR | North Terrace | NT | NT67 | 10 Pulteney Street - Nexus 10 Tower | 08 | Seventh Floor | 717A | 99939 | Unusable Spaces | 99939 | Unusable Spaces | 0.43 | VSR | 8 | Non Useable Floor Area Space Group | 840 | Non-usable - Service riser |  | Unknown | 0.00 | NO
North Terrace_NT67-10 Pulteney Street - Nexus 10 Tower_Seventh Floor_718 _ Kitchen | NT-NT67-08-718 | NT67-08-718-Kitchen | North Terrace | NT | NT67 | 10 Pulteney Street - Nexus 10 Tower | 08 | Seventh Floor | 718 | 515 | Adelaide Business School | 515 | University of Adelaide Business School | 25.71 | Kitchen | 6 | General Facility Space Group | 608 | General Facility - Kitchen/Servery/Food Storage |  | Excellent | 7,178.23 | NO
North Terrace_NT67-10 Pulteney Street - Nexus 10 Tower_Seventh Floor_719 _ WC - F | NT-NT67-08-719 | NT67-08-719-WC - F | North Terrace | NT | NT67 | 10 Pulteney Street - Nexus 10 Tower | 08 | Seventh Floor | 719 | 99939 | Unusable Spaces | 99939 | Unusable Spaces | 8.36 | WC - F | 8 | Non Useable Floor Area Space Group | 820 | Non-usable - Toilets/Amenities - Female |  | Excellent | 0.00 | NO
North Terrace_NT67-10 Pulteney Street - Nexus 10 Tower_Seventh Floor_720 _ WC - M | NT-NT67-08-720 | NT67-08-720-WC - M | North Terrace | NT | NT67 | 10 Pulteney Street - Nexus 10 Tower | 08 | Seventh Floor | 720 | 99939 | Unusable Spaces | 99939 | Unusable Spaces | 10.37 | WC - M | 8 | Non Useable Floor Area Space Group | 821 | Non-usable - Toilets/Amenities - Male |  | Excellent | 0.00 | NO
North Terrace_NT67-10 Pulteney Street - Nexus 10 Tower_Seventh Floor_720A _ A/L | NT-NT67-08-720A | NT67-08-720A-A/L | North Terrace | NT | NT67 | 10 Pulteney Street - Nexus 10 Tower | 08 | Seventh Floor | 720A | 99939 | Unusable Spaces | 99939 | Unusable Spaces | 3.05 | A/L | 8 | Non Useable Floor Area Space Group | 822 | Non-usable - Toilets/Amenities - Unisex |  | Excellent | 0.00 | NO
North Terrace_NT67-10 Pulteney Street - Nexus 10 Tower_Seventh Floor_723 _ Fire Stair | NT-NT67-08-723 | NT67-08-723-Fire Stair | North Terrace | NT | NT67 | 10 Pulteney Street - Nexus 10 Tower | 08 | Seventh Floor | 723 | 99939 | Unusable Spaces | 99939 | Unusable Spaces | 17.53 | Fire Stair | 8 | Non Useable Floor Area Space Group | 805 | Non-usable - Circulation space |  | Unknown | 0.00 | NO
North Terrace_NT67-10 Pulteney Street - Nexus 10 Tower_Seventh Floor_724 _ VSR - Comms | NT-NT67-08-724 | NT67-08-724-VSR - Comms | North Terrace | NT | NT67 | 10 Pulteney Street - Nexus 10 Tower | 08 | Seventh Floor | 724 | 850 | ITDS Branch Central Costs | 869 | Information Technology and Digital Services | 1.07 | VSR - Comms | 8 | Non Useable Floor Area Space Group | 840 | Non-usable - Service riser |  | Unknown | 0.00 | NO
North Terrace_NT67-10 Pulteney Street - Nexus 10 Tower_Seventh Floor_724A _ VSR | NT-NT67-08-724A | NT67-08-724A-VSR | North Terrace | NT | NT67 | 10 Pulteney Street - Nexus 10 Tower | 08 | Seventh Floor | 724A | 99939 | Unusable Spaces | 99939 | Unusable Spaces | 1.32 | VSR | 8 | Non Useable Floor Area Space Group | 840 | Non-usable - Service riser |  | Unknown | 0.00 | NO
North Terrace_NT67-10 Pulteney Street - Nexus 10 Tower_Seventh Floor_725A _ VSR | NT-NT67-08-725A | NT67-08-725A-VSR | North Terrace | NT | NT67 | 10 Pulteney Street - Nexus 10 Tower | 08 | Seventh Floor | 725A | 99939 | Unusable Spaces | 99939 | Unusable Spaces | 5.9 | VSR | 8 | Non Useable Floor Area Space Group | 840 | Non-usable - Service riser |  | Unknown | 0.00 | NO
North Terrace_NT67-10 Pulteney Street - Nexus 10 Tower_Seventh Floor_726A _ VSR | NT-NT67-08-726A | NT67-08-726A-VSR | North Terrace | NT | NT67 | 10 Pulteney Street - Nexus 10 Tower | 08 | Seventh Floor | 726A | 99939 | Unusable Spaces | 99939 | Unusable Spaces | 5.6 | VSR | 8 | Non Useable Floor Area Space Group | 840 | Non-usable - Service riser |  | Unknown | 0.00 | NO
North Terrace_NT67-10 Pulteney Street - Nexus 10 Tower_Seventh Floor_726B _ A/L | NT-NT67-08-726B | NT67-08-726B-A/L | North Terrace | NT | NT67 | 10 Pulteney Street - Nexus 10 Tower | 08 | Seventh Floor | 726B | 99939 | Unusable Spaces | 99939 | Unusable Spaces | 0.32 | A/L | 8 | Non Useable Floor Area Space Group | 822 | Non-usable - Toilets/Amenities - Unisex |  | Unknown | 0.00 | NO
North Terrace_NT67-10 Pulteney Street - Nexus 10 Tower_Eighth Floor_800 _ Lift Lobby | NT-NT67-09-800 | NT67-09-800-Lift Lobby | North Terrace | NT | NT67 | 10 Pulteney Street - Nexus 10 Tower | 09 | Eighth Floor | 800 | 99939 | Unusable Spaces | 99939 | Unusable Spaces | 27.2 | Lift Lobby | 8 | Non Useable Floor Area Space Group | 805 | Non-usable - Circulation space |  | Excellent | 0.00 | NO
North Terrace_NT67-10 Pulteney Street - Nexus 10 Tower_Eighth Floor_800A _ Corr. | NT-NT67-09-800A | NT67-09-800A-Corr. | North Terrace | NT | NT67 | 10 Pulteney Street - Nexus 10 Tower | 09 | Eighth Floor | 800A | 99939 | Unusable Spaces | 99939 | Unusable Spaces | 16.76 | Corr. | 8 | Non Useable Floor Area Space Group | 805 | Non-usable - Circulation space |  | Good | 0.00 | NO
North Terrace_NT67-10 Pulteney Street - Nexus 10 Tower_Eighth Floor_800B _ Corr. | NT-NT67-09-800B | NT67-09-800B-Corr. | North Terrace | NT | NT67 | 10 Pulteney Street - Nexus 10 Tower | 09 | Eighth Floor | 800B | 99939 | Unusable Spaces | 99939 | Unusable Spaces | 19.49 | Corr. | 8 | Non Useable Floor Area Space Group | 805 | Non-usable - Circulation space |  | Good | 0.00 | NO
North Terrace_NT67-10 Pulteney Street - Nexus 10 Tower_Eighth Floor_800G _ VSR - Comms | NT-NT67-09-800G | NT67-09-800G-VSR - Comms | North Terrace | NT | NT67 | 10 Pulteney Street - Nexus 10 Tower | 09 | Eighth Floor | 800G | 850 | ITDS Branch Central Costs | 869 | Information Technology and Digital Services | 0.53 | VSR - Comms | 8 | Non Useable Floor Area Space Group | 840 | Non-usable - Service riser |  | Unknown | 0.00 | NO
North Terrace_NT67-10 Pulteney Street - Nexus 10 Tower_Eighth Floor_800H _ DB | NT-NT67-09-800H | NT67-09-800H-DB | North Terrace | NT | NT67 | 10 Pulteney Street - Nexus 10 Tower | 09 | Eighth Floor | 800H | 99939 | Unusable Spaces | 99939 | Unusable Spaces | 1.01 | DB | 8 | Non Useable Floor Area Space Group | 840 | Non-usable - Service riser |  | Unknown | 0.00 | NO
North Terrace_NT67-10 Pulteney Street - Nexus 10 Tower_Eighth Floor_800I _ DB | NT-NT67-09-800I | NT67-09-800I-DB | North Terrace | NT | NT67 | 10 Pulteney Street - Nexus 10 Tower | 09 | Eighth Floor | 800I | 99939 | Unusable Spaces | 99939 | Unusable Spaces | 0.66 | DB | 8 | Non Useable Floor Area Space Group | 840 | Non-usable - Service riser |  | Unknown | 0.00 | NO
North Terrace_NT67-10 Pulteney Street - Nexus 10 Tower_Eighth Floor_800K _ VSR | NT-NT67-09-800K | NT67-09-800K-VSR | North Terrace | NT | NT67 | 10 Pulteney Street - Nexus 10 Tower | 09 | Eighth Floor | 800K | 99939 | Unusable Spaces | 99939 | Unusable Spaces | 0.63 | VSR | 8 | Non Useable Floor Area Space Group | 840 | Non-usable - Service riser |  | Unknown | 0.00 | NO
North Terrace_NT67-10 Pulteney Street - Nexus 10 Tower_Eighth Floor_800L _ VSR | NT-NT67-09-800L | NT67-09-800L-VSR | North Terrace | NT | NT67 | 10 Pulteney Street - Nexus 10 Tower | 09 | Eighth Floor | 800L | 99939 | Unusable Spaces | 99939 | Unusable Spaces | 0.32 | VSR | 8 | Non Useable Floor Area Space Group | 840 | Non-usable - Service riser |  | Unknown | 0.00 | NO
North Terrace_NT67-10 Pulteney Street - Nexus 10 Tower_Eighth Floor_800M _ FHR | NT-NT67-09-800M | NT67-09-800M-FHR | North Terrace | NT | NT67 | 10 Pulteney Street - Nexus 10 Tower | 09 | Eighth Floor | 800M | 99939 | Unusable Spaces | 99939 | Unusable Spaces | 0.54 | FHR | 8 | Non Useable Floor Area Space Group | 840 | Non-usable - Service riser |  | Unknown | 0.00 | NO
North Terrace_NT67-10 Pulteney Street - Nexus 10 Tower_Eighth Floor_801 _ "George Smolicz Meeting Room" | NT-NT67-09-801 | NT67-09-801-"George Smolicz Meeting Room" | North Terrace | NT | NT67 | 10 Pulteney Street - Nexus 10 Tower | 09 | Eighth Floor | 801 | 413 | School of Education | 413 | School of Education | 26.89 | "George Smolicz Meeting Room" | 6 | General Facility Space Group | 601 | General Facility - Committee/Conference/Meeting room |  | Good | 6,384.09 | NO
North Terrace_NT67-10 Pulteney Street - Nexus 10 Tower_Eighth Floor_802 _ Common Room | NT-NT67-09-802 | NT67-09-802-Common Room | North Terrace | NT | NT67 | 10 Pulteney Street - Nexus 10 Tower | 09 | Eighth Floor | 802 | 413 | School of Education | 413 | School of Education | 33.45 | Common Room | 6 | General Facility Space Group | 604 | General Facility - Common Room General Access |  | Excellent | 9,339.24 | NO
North Terrace_NT67-10 Pulteney Street - Nexus 10 Tower_Eighth Floor_802A _ VSR | NT-NT67-09-802A | NT67-09-802A-VSR | North Terrace | NT | NT67 | 10 Pulteney Street - Nexus 10 Tower | 09 | Eighth Floor | 802A | 99939 | Unusable Spaces | 99939 | Unusable Spaces | 0.26 | VSR | 8 | Non Useable Floor Area Space Group | 840 | Non-usable - Service riser |  | Unknown | 0.00 | NO
North Terrace_NT67-10 Pulteney Street - Nexus 10 Tower_Eighth Floor_803 _ Corr. | NT-NT67-09-803 | NT67-09-803-Corr. | North Terrace | NT | NT67 | 10 Pulteney Street - Nexus 10 Tower | 09 | Eighth Floor | 803 | 99939 | Unusable Spaces | 99939 | Unusable Spaces | 9.18 | Corr. | 8 | Non Useable Floor Area Space Group | 805 | Non-usable - Circulation space |  | Excellent | 0.00 | NO
North Terrace_NT67-10 Pulteney Street - Nexus 10 Tower_Eighth Floor_803A _ VSR Student Computer Lab Duct | NT-NT67-09-803A | NT67-09-803A-VSR Student Computer Lab Duct | North Terrace | NT | NT67 | 10 Pulteney Street - Nexus 10 Tower | 09 | Eighth Floor | 803A | 99939 | Unusable Spaces | 99939 | Unusable Spaces | 0.21 | VSR Student Computer Lab Duct | 8 | Non Useable Floor Area Space Group | 840 | Non-usable - Service riser |  | Unknown | 0.00 | NO
North Terrace_NT67-10 Pulteney Street - Nexus 10 Tower_Eighth Floor_805 _ Office | NT-NT67-09-805 | NT67-09-805-Office | North Terrace | NT | NT67 | 10 Pulteney Street - Nexus 10 Tower | 09 | Eighth Floor | 805 | 413 | School of Education | 413 | School of Education | 11.05 | Office | 1 | Office Space Group | 101 | Office - Academic Staff |  | Excellent | 2,754.61 | NO
North Terrace_NT67-10 Pulteney Street - Nexus 10 Tower_Eighth Floor_806 _ Corr. | NT-NT67-09-806 | NT67-09-806-Corr. | North Terrace | NT | NT67 | 10 Pulteney Street - Nexus 10 Tower | 09 | Eighth Floor | 806 | 99939 | Unusable Spaces | 99939 | Unusable Spaces | 13.53 | Corr. | 8 | Non Useable Floor Area Space Group | 805 | Non-usable - Circulation space |  | Good | 0.00 | NO
North Terrace_NT67-10 Pulteney Street - Nexus 10 Tower_Eighth Floor_807 _ Office | NT-NT67-09-807 | NT67-09-807-Office | North Terrace | NT | NT67 | 10 Pulteney Street - Nexus 10 Tower | 09 | Eighth Floor | 807 | 413 | School of Education | 413 | School of Education | 11.05 | Office | 1 | Office Space Group | 101 | Office - Academic Staff |  | Excellent | 2,754.61 | NO
North Terrace_NT67-10 Pulteney Street - Nexus 10 Tower_Eighth Floor_808 _ Office | NT-NT67-09-808 | NT67-09-808-Office | North Terrace | NT | NT67 | 10 Pulteney Street - Nexus 10 Tower | 09 | Eighth Floor | 808 | 413 | School of Education | 413 | School of Education | 11.06 | Office | 1 | Office Space Group | 101 | Office - Academic Staff |  | Excellent | 2,757.10 | NO
North Terrace_NT67-10 Pulteney Street - Nexus 10 Tower_Eighth Floor_809 _ Office | NT-NT67-09-809 | NT67-09-809-Office | North Terrace | NT | NT67 | 10 Pulteney Street - Nexus 10 Tower | 09 | Eighth Floor | 809 | 413 | School of Education | 413 | School of Education | 13.41 | Office | 1 | Office Space Group | 101 | Office - Academic Staff |  | Excellent | 3,342.92 | NO
North Terrace_NT67-10 Pulteney Street - Nexus 10 Tower_Eighth Floor_811 _ Office - Open Plan - HDR | NT-NT67-09-811 | NT67-09-811-Office - Open Plan - HDR | North Terrace | NT | NT67 | 10 Pulteney Street - Nexus 10 Tower | 09 | Eighth Floor | 811 | 413 | School of Education | 413 | School of Education | 60.06 | Office - Open Plan - HDR | 1 | Office Space Group | 114 | Open Plan - Research Students |  | Excellent | 14,972.10 | NO
North Terrace_NT67-10 Pulteney Street - Nexus 10 Tower_Eighth Floor_812 _ "SMARTE Room" | NT-NT67-09-812 | NT67-09-812-"SMARTE Room" | North Terrace | NT | NT67 | 10 Pulteney Street - Nexus 10 Tower | 09 | Eighth Floor | 812 | 413 | School of Education | 413 | School of Education | 105.83 | "SMARTE Room" | 2 | Teaching Space Group | 204 | Lecture/Seminar/Tutorial (>70 seats) Flat Floor |  | Good | 27,368.99 | NO
North Terrace_NT67-10 Pulteney Street - Nexus 10 Tower_Eighth Floor_814 _ Corr. | NT-NT67-09-814 | NT67-09-814-Corr. | North Terrace | NT | NT67 | 10 Pulteney Street - Nexus 10 Tower | 09 | Eighth Floor | 814 | 99939 | Unusable Spaces | 99939 | Unusable Spaces | 13.54 | Corr. | 8 | Non Useable Floor Area Space Group | 805 | Non-usable - Circulation space |  | Good | 0.00 | NO
North Terrace_NT67-10 Pulteney Street - Nexus 10 Tower_Eighth Floor_815 _ Office | NT-NT67-09-815 | NT67-09-815-Office | North Terrace | NT | NT67 | 10 Pulteney Street - Nexus 10 Tower | 09 | Eighth Floor | 815 | 413 | School of Education | 413 | School of Education | 14.07 | Office | 1 | Office Space Group | 101 | Office - Academic Staff |  | Excellent | 3,507.45 | NO
North Terrace_NT67-10 Pulteney Street - Nexus 10 Tower_Eighth Floor_816 _ Office | NT-NT67-09-816 | NT67-09-816-Office | North Terrace | NT | NT67 | 10 Pulteney Street - Nexus 10 Tower | 09 | Eighth Floor | 816 | 413 | School of Education | 413 | School of Education | 11.33 | Office | 1 | Office Space Group | 101 | Office - Academic Staff |  | Excellent | 2,824.41 | NO
North Terrace_NT67-10 Pulteney Street - Nexus 10 Tower_Eighth Floor_817 _ Office | NT-NT67-09-817 | NT67-09-817-Office | North Terrace | NT | NT67 | 10 Pulteney Street - Nexus 10 Tower | 09 | Eighth Floor | 817 | 413 | School of Education | 413 | School of Education | 11.33 | Office | 1 | Office Space Group | 101 | Office - Academic Staff |  | Excellent | 2,824.41 | NO
North Terrace_NT67-10 Pulteney Street - Nexus 10 Tower_Eighth Floor_818 _ VSR - Comms | NT-NT67-09-818 | NT67-09-818-VSR - Comms | North Terrace | NT | NT67 | 10 Pulteney Street - Nexus 10 Tower | 09 | Eighth Floor | 818 | 850 | ITDS Branch Central Costs | 869 | Information Technology and Digital Services | 1.16 | VSR - Comms | 8 | Non Useable Floor Area Space Group | 812 | Non-usable - Comms/network system/Telephone/PABX |  | Unknown | 0.00 | NO
North Terrace_NT67-10 Pulteney Street - Nexus 10 Tower_Eighth Floor_818A _ VSR | NT-NT67-09-818A | NT67-09-818A-VSR | North Terrace | NT | NT67 | 10 Pulteney Street - Nexus 10 Tower | 09 | Eighth Floor | 818A | 99939 | Unusable Spaces | 99939 | Unusable Spaces | 1.41 | VSR | 8 | Non Useable Floor Area Space Group | 840 | Non-usable - Service riser |  | Unknown | 0.00 | NO
North Terrace_NT67-10 Pulteney Street - Nexus 10 Tower_Eighth Floor_819 _ Stair | NT-NT67-09-819 | NT67-09-819-Stair | North Terrace | NT | NT67 | 10 Pulteney Street - Nexus 10 Tower | 09 | Eighth Floor | 819 | 99939 | Unusable Spaces | 99939 | Unusable Spaces | 17.53 | Stair | 8 | Non Useable Floor Area Space Group | 805 | Non-usable - Circulation space |  | Unknown | 0.00 | NO
North Terrace_NT67-10 Pulteney Street - Nexus 10 Tower_Eighth Floor_820 _ WC - F | NT-NT67-09-820 | NT67-09-820-WC - F | North Terrace | NT | NT67 | 10 Pulteney Street - Nexus 10 Tower | 09 | Eighth Floor | 820 | 99939 | Unusable Spaces | 99939 | Unusable Spaces | 8.36 | WC - F | 8 | Non Useable Floor Area Space Group | 820 | Non-usable - Toilets/Amenities - Female |  | Unknown | 0.00 | NO
North Terrace_NT67-10 Pulteney Street - Nexus 10 Tower_Eighth Floor_820A _ VSR | NT-NT67-09-820A | NT67-09-820A-VSR | North Terrace | NT | NT67 | 10 Pulteney Street - Nexus 10 Tower | 09 | Eighth Floor | 820A | 99939 | Unusable Spaces | 99939 | Unusable Spaces | 5.9 | VSR | 8 | Non Useable Floor Area Space Group | 840 | Non-usable - Service riser |  | Unknown | 0.00 | NO
North Terrace_NT67-10 Pulteney Street - Nexus 10 Tower_Eighth Floor_821 _ WC - M | NT-NT67-09-821 | NT67-09-821-WC - M | North Terrace | NT | NT67 | 10 Pulteney Street - Nexus 10 Tower | 09 | Eighth Floor | 821 | 99939 | Unusable Spaces | 99939 | Unusable Spaces | 10.37 | WC - M | 8 | Non Useable Floor Area Space Group | 821 | Non-usable - Toilets/Amenities - Male |  | Unknown | 0.00 | NO
North Terrace_NT67-10 Pulteney Street - Nexus 10 Tower_Eighth Floor_821A _ VSR | NT-NT67-09-821A | NT67-09-821A-VSR | North Terrace | NT | NT67 | 10 Pulteney Street - Nexus 10 Tower | 09 | Eighth Floor | 821A | 99939 | Unusable Spaces | 99939 | Unusable Spaces | 5.6 | VSR | 8 | Non Useable Floor Area Space Group | 840 | Non-usable - Service riser |  | Unknown | 0.00 | NO
North Terrace_NT67-10 Pulteney Street - Nexus 10 Tower_Eighth Floor_821B _ A/L | NT-NT67-09-821B | NT67-09-821B-A/L | North Terrace | NT | NT67 | 10 Pulteney Street - Nexus 10 Tower | 09 | Eighth Floor | 821B | 99939 | Unusable Spaces | 99939 | Unusable Spaces | 3.05 | A/L | 8 | Non Useable Floor Area Space Group | 822 | Non-usable - Toilets/Amenities - Unisex |  | Unknown | 0.00 | NO
North Terrace_NT67-10 Pulteney Street - Nexus 10 Tower_Eighth Floor_821D _ VSR | NT-NT67-09-821D | NT67-09-821D-VSR | North Terrace | NT | NT67 | 10 Pulteney Street - Nexus 10 Tower | 09 | Eighth Floor | 821D | 99939 | Unusable Spaces | 99939 | Unusable Spaces | 0.94 | VSR | 8 | Non Useable Floor Area Space Group | 840 | Non-usable - Service riser |  | Unknown | 0.00 | NO
North Terrace_NT67-10 Pulteney Street - Nexus 10 Tower_Eighth Floor_822 _ Office | NT-NT67-09-822 | NT67-09-822-Office | North Terrace | NT | NT67 | 10 Pulteney Street - Nexus 10 Tower | 09 | Eighth Floor | 822 | 413 | School of Education | 413 | School of Education | 11.33 | Office | 1 | Office Space Group | 101 | Office - Academic Staff |  | Excellent | 2,824.41 | NO
North Terrace_NT67-10 Pulteney Street - Nexus 10 Tower_Eighth Floor_823 _ Office | NT-NT67-09-823 | NT67-09-823-Office | North Terrace | NT | NT67 | 10 Pulteney Street - Nexus 10 Tower | 09 | Eighth Floor | 823 | 413 | School of Education | 413 | School of Education | 11.33 | Office | 1 | Office Space Group | 101 | Office - Academic Staff |  | Excellent | 2,824.41 | NO
North Terrace_NT67-10 Pulteney Street - Nexus 10 Tower_Eighth Floor_824 _ Comms | NT-NT67-09-824 | NT67-09-824-Comms | North Terrace | NT | NT67 | 10 Pulteney Street - Nexus 10 Tower | 09 | Eighth Floor | 824 | 850 | ITDS Branch Central Costs | 869 | Information Technology and Digital Services | 8.44 | Comms | 8 | Non Useable Floor Area Space Group | 812 | Non-usable - Comms/network system/Telephone/PABX |  | Excellent | 0.00 | NO
North Terrace_NT67-10 Pulteney Street - Nexus 10 Tower_Eighth Floor_825 _ Office | NT-NT67-09-825 | NT67-09-825-Office | North Terrace | NT | NT67 | 10 Pulteney Street - Nexus 10 Tower | 09 | Eighth Floor | 825 | 413 | School of Education | 413 | School of Education | 11.33 | Office | 1 | Office Space Group | 101 | Office - Academic Staff |  | Excellent | 2,824.41 | NO
North Terrace_NT67-10 Pulteney Street - Nexus 10 Tower_Eighth Floor_826 _ Office | NT-NT67-09-826 | NT67-09-826-Office | North Terrace | NT | NT67 | 10 Pulteney Street - Nexus 10 Tower | 09 | Eighth Floor | 826 | 413 | School of Education | 413 | School of Education | 11.33 | Office | 1 | Office Space Group | 101 | Office - Academic Staff |  | Excellent | 2,824.41 | NO
North Terrace_NT67-10 Pulteney Street - Nexus 10 Tower_Eighth Floor_827 _ Compactus | NT-NT67-09-827 | NT67-09-827-Compactus | North Terrace | NT | NT67 | 10 Pulteney Street - Nexus 10 Tower | 09 | Eighth Floor | 827 | 413 | School of Education | 413 | School of Education | 10.02 | Compactus | 4 | Ancillary Area Space Group | 419 | Ancillary Area - Store Room - Generic |  | Excellent | 2,198.10 | NO
North Terrace_NT67-10 Pulteney Street - Nexus 10 Tower_Eighth Floor_827A _ Corr. | NT-NT67-09-827A | NT67-09-827A-Corr. | North Terrace | NT | NT67 | 10 Pulteney Street - Nexus 10 Tower | 09 | Eighth Floor | 827A | 99939 | Unusable Spaces | 99939 | Unusable Spaces | 26.01 | Corr. | 8 | Non Useable Floor Area Space Group | 805 | Non-usable - Circulation space |  | Good | 0.00 | NO
North Terrace_NT67-10 Pulteney Street - Nexus 10 Tower_Eighth Floor_828 _ Office | NT-NT67-09-828 | NT67-09-828-Office | North Terrace | NT | NT67 | 10 Pulteney Street - Nexus 10 Tower | 09 | Eighth Floor | 828 | 413 | School of Education | 413 | School of Education | 11.33 | Office | 1 | Office Space Group | 101 | Office - Academic Staff |  | Excellent | 2,824.41 | NO
North Terrace_NT67-10 Pulteney Street - Nexus 10 Tower_Eighth Floor_829 _ Office | NT-NT67-09-829 | NT67-09-829-Office | North Terrace | NT | NT67 | 10 Pulteney Street - Nexus 10 Tower | 09 | Eighth Floor | 829 | 413 | School of Education | 413 | School of Education | 11.33 | Office | 1 | Office Space Group | 101 | Office - Academic Staff |  | Excellent | 2,824.41 | NO
North Terrace_NT67-10 Pulteney Street - Nexus 10 Tower_Eighth Floor_830 _ Office - Visitor | NT-NT67-09-830 | NT67-09-830-Office - Visitor | North Terrace | NT | NT67 | 10 Pulteney Street - Nexus 10 Tower | 09 | Eighth Floor | 830 | 413 | School of Education | 413 | School of Education | 11.45 | Office - Visitor | 1 | Office Space Group | 101 | Office - Academic Staff |  | Excellent | 2,854.32 | NO
North Terrace_NT67-10 Pulteney Street - Nexus 10 Tower_Eighth Floor_831 _ Office | NT-NT67-09-831 | NT67-09-831-Office | North Terrace | NT | NT67 | 10 Pulteney Street - Nexus 10 Tower | 09 | Eighth Floor | 831 | 413 | School of Education | 413 | School of Education | 11.33 | Office | 1 | Office Space Group | 101 | Office - Academic Staff |  | Excellent | 2,824.41 | NO
North Terrace_NT67-10 Pulteney Street - Nexus 10 Tower_Eighth Floor_832 _ Office | NT-NT67-09-832 | NT67-09-832-Office | North Terrace | NT | NT67 | 10 Pulteney Street - Nexus 10 Tower | 09 | Eighth Floor | 832 | 413 | School of Education | 413 | School of Education | 10.9 | Office | 1 | Office Space Group | 101 | Office - Academic Staff |  | Excellent | 2,717.21 | NO
North Terrace_NT67-10 Pulteney Street - Nexus 10 Tower_Eighth Floor_832A _ VSR | NT-NT67-09-832A | NT67-09-832A-VSR | North Terrace | NT | NT67 | 10 Pulteney Street - Nexus 10 Tower | 09 | Eighth Floor | 832A | 99939 | Unusable Spaces | 99939 | Unusable Spaces | 0.15 | VSR | 8 | Non Useable Floor Area Space Group | 840 | Non-usable - Service riser |  | Unknown | 0.00 | NO
North Terrace_NT67-10 Pulteney Street - Nexus 10 Tower_Eighth Floor_833 _ Office | NT-NT67-09-833 | NT67-09-833-Office | North Terrace | NT | NT67 | 10 Pulteney Street - Nexus 10 Tower | 09 | Eighth Floor | 833 | 413 | School of Education | 413 | School of Education | 11.33 | Office | 1 | Office Space Group | 101 | Office - Academic Staff |  | Excellent | 2,824.41 | NO
North Terrace_NT67-10 Pulteney Street - Nexus 10 Tower_Eighth Floor_834 _ Office | NT-NT67-09-834 | NT67-09-834-Office | North Terrace | NT | NT67 | 10 Pulteney Street - Nexus 10 Tower | 09 | Eighth Floor | 834 | 413 | School of Education | 413 | School of Education | 14.24 | Office | 1 | Office Space Group | 101 | Office - Academic Staff |  | Excellent | 3,549.83 | NO
North Terrace_NT67-10 Pulteney Street - Nexus 10 Tower_Eighth Floor_835 _ Corr. | NT-NT67-09-835 | NT67-09-835-Corr. | North Terrace | NT | NT67 | 10 Pulteney Street - Nexus 10 Tower | 09 | Eighth Floor | 835 | 99939 | Unusable Spaces | 99939 | Unusable Spaces | 13.6 | Corr. | 8 | Non Useable Floor Area Space Group | 805 | Non-usable - Circulation space |  | Good | 0.00 | NO
North Terrace_NT67-10 Pulteney Street - Nexus 10 Tower_Eighth Floor_836 _ Office - Open Plan - shared | NT-NT67-09-836 | NT67-09-836-Office - Open Plan - shared | North Terrace | NT | NT67 | 10 Pulteney Street - Nexus 10 Tower | 09 | Eighth Floor | 836 | 413 | School of Education | 413 | School of Education | 33.76 | Office - Open Plan - shared | 1 | Office Space Group | 111 | Open Plan - Specific type not defined |  | Excellent | 8,415.89 | NO
North Terrace_NT67-10 Pulteney Street - Nexus 10 Tower_Eighth Floor_837 _ WC - U - Access (RH) | NT-NT67-09-837 | NT67-09-837-WC - U - Access (RH) | North Terrace | NT | NT67 | 10 Pulteney Street - Nexus 10 Tower | 09 | Eighth Floor | 837 | 99939 | Unusable Spaces | 99939 | Unusable Spaces | 5.14 | WC - U - Access (RH) | 8 | Non Useable Floor Area Space Group | 818 | Non-usable - Toilets/Amenities - Unisex Accessible |  | Unknown | 0.00 | NO
North Terrace_NT67-10 Pulteney Street - Nexus 10 Tower_Eighth Floor_838 _ Resource | NT-NT67-09-838 | NT67-09-838-Resource | North Terrace | NT | NT67 | 10 Pulteney Street - Nexus 10 Tower | 09 | Eighth Floor | 838 | 413 | School of Education | 413 | School of Education | 13.81 | Resource | 6 | General Facility Space Group | 603 | General Facility - Resource room |  | Excellent | 3,855.75 | NO
North Terrace_NT67-10 Pulteney Street - Nexus 10 Tower_Eighth Floor_839 _ Office - Open Plan - shared | NT-NT67-09-839 | NT67-09-839-Office - Open Plan - shared | North Terrace | NT | NT67 | 10 Pulteney Street - Nexus 10 Tower | 09 | Eighth Floor | 839 | 413 | School of Education | 413 | School of Education | 60.18 | Office - Open Plan - shared | 1 | Office Space Group | 111 | Open Plan - Specific type not defined |  | Excellent | 15,002.02 | NO
North Terrace_NT67-10 Pulteney Street - Nexus 10 Tower_Eighth Floor_840 _ Utility | NT-NT67-09-840 | NT67-09-840-Utility | North Terrace | NT | NT67 | 10 Pulteney Street - Nexus 10 Tower | 09 | Eighth Floor | 840 | 413 | School of Education | 413 | School of Education | 15.16 | Utility | 4 | Ancillary Area Space Group | 419 | Ancillary Area - Store Room - Generic |  | Excellent | 3,325.67 | NO
North Terrace_NT67-10 Pulteney Street - Nexus 10 Tower_Eighth Floor_841 _ Reception | NT-NT67-09-841 | NT67-09-841-Reception | North Terrace | NT | NT67 | 10 Pulteney Street - Nexus 10 Tower | 09 | Eighth Floor | 841 | 413 | School of Education | 413 | School of Education | 15.71 | Reception | 6 | General Facility Space Group | 623 | General Facility - Waiting Area/Foyer/Reception Area |  | Excellent | 4,386.23 | NO
North Terrace_NT67-10 Pulteney Street - Nexus 10 Tower_Eighth Floor_842 _ Corr. | NT-NT67-09-842 | NT67-09-842-Corr. | North Terrace | NT | NT67 | 10 Pulteney Street - Nexus 10 Tower | 09 | Eighth Floor | 842 | 99939 | Unusable Spaces | 99939 | Unusable Spaces | 15.03 | Corr. | 8 | Non Useable Floor Area Space Group | 805 | Non-usable - Circulation space |  | Good | 0.00 | NO
North Terrace_NT67-10 Pulteney Street - Nexus 10 Tower_Eighth Floor_843 _ Office - Head of School | NT-NT67-09-843 | NT67-09-843-Office - Head of School | North Terrace | NT | NT67 | 10 Pulteney Street - Nexus 10 Tower | 09 | Eighth Floor | 843 | 413 | School of Education | 413 | School of Education | 15.34 | Office - Head of School | 1 | Office Space Group | 101 | Office - Academic Staff |  | Excellent | 3,824.04 | NO
North Terrace_NT67-10 Pulteney Street - Nexus 10 Tower_Eighth Floor_844 _ Meeting | NT-NT67-09-844 | NT67-09-844-Meeting | North Terrace | NT | NT67 | 10 Pulteney Street - Nexus 10 Tower | 09 | Eighth Floor | 844 | 413 | School of Education | 413 | School of Education | 11.3 | Meeting | 6 | General Facility Space Group | 601 | General Facility - Committee/Conference/Meeting room |  | Excellent | 3,154.96 | NO
North Terrace_NT67-10 Pulteney Street - Nexus 10 Tower_Eighth Floor_845 _ Office | NT-NT67-09-845 | NT67-09-845-Office | North Terrace | NT | NT67 | 10 Pulteney Street - Nexus 10 Tower | 09 | Eighth Floor | 845 | 413 | School of Education | 413 | School of Education | 11.34 | Office | 1 | Office Space Group | 101 | Office - Academic Staff |  | Excellent | 2,826.90 | NO
North Terrace_NT67-10 Pulteney Street - Nexus 10 Tower_Eighth Floor_846 _ Waiting | NT-NT67-09-846 | NT67-09-846-Waiting | North Terrace | NT | NT67 | 10 Pulteney Street - Nexus 10 Tower | 09 | Eighth Floor | 846 | 413 | School of Education | 413 | School of Education | 10.98 | Waiting | 6 | General Facility Space Group | 623 | General Facility - Waiting Area/Foyer/Reception Area |  | Excellent | 3,065.62 | NO
North Terrace_NT67-10 Pulteney Street - Nexus 10 Tower_Ninth Floor_900 _ Lift Lobby | NT-NT67-10-900 | NT67-10-900-Lift Lobby | North Terrace | NT | NT67 | 10 Pulteney Street - Nexus 10 Tower | 10 | Ninth Floor | 900 | 99939 | Unusable Spaces | 99939 | Unusable Spaces | 24.25 | Lift Lobby | 8 | Non Useable Floor Area Space Group | 805 | Non-usable - Circulation space |  | Unknown | 0.00 | NO
North Terrace_NT67-10 Pulteney Street - Nexus 10 Tower_Ninth Floor_900G _ VSR - Comms | NT-NT67-10-900G | NT67-10-900G-VSR - Comms | North Terrace | NT | NT67 | 10 Pulteney Street - Nexus 10 Tower | 10 | Ninth Floor | 900G | 850 | ITDS Branch Central Costs | 869 | Information Technology and Digital Services | 0.45 | VSR - Comms | 8 | Non Useable Floor Area Space Group | 840 | Non-usable - Service riser |  | Excellent | 0.00 | NO
North Terrace_NT67-10 Pulteney Street - Nexus 10 Tower_Ninth Floor_900H _ DB | NT-NT67-10-900H | NT67-10-900H-DB | North Terrace | NT | NT67 | 10 Pulteney Street - Nexus 10 Tower | 10 | Ninth Floor | 900H | 99939 | Unusable Spaces | 99939 | Unusable Spaces | 0.86 | DB | 8 | Non Useable Floor Area Space Group | 840 | Non-usable - Service riser |  | Unknown | 0.00 | NO
North Terrace_NT67-10 Pulteney Street - Nexus 10 Tower_Ninth Floor_900I _ FHR | NT-NT67-10-900I | NT67-10-900I-FHR | North Terrace | NT | NT67 | 10 Pulteney Street - Nexus 10 Tower | 10 | Ninth Floor | 900I | 99939 | Unusable Spaces | 99939 | Unusable Spaces | 0.7 | FHR | 8 | Non Useable Floor Area Space Group | 840 | Non-usable - Service riser |  | Unknown | 0.00 | NO
North Terrace_NT67-10 Pulteney Street - Nexus 10 Tower_Ninth Floor_900K _ VSR | NT-NT67-10-900K | NT67-10-900K-VSR | North Terrace | NT | NT67 | 10 Pulteney Street - Nexus 10 Tower | 10 | Ninth Floor | 900K | 99939 | Unusable Spaces | 99939 | Unusable Spaces | 0.59 | VSR | 8 | Non Useable Floor Area Space Group | 840 | Non-usable - Service riser |  | Unknown | 0.00 | NO
North Terrace_NT67-10 Pulteney Street - Nexus 10 Tower_Ninth Floor_900L _ VSR | NT-NT67-10-900L | NT67-10-900L-VSR | North Terrace | NT | NT67 | 10 Pulteney Street - Nexus 10 Tower | 10 | Ninth Floor | 900L | 99939 | Unusable Spaces | 99939 | Unusable Spaces | 0.36 | VSR | 8 | Non Useable Floor Area Space Group | 840 | Non-usable - Service riser |  | Unknown | 0.00 | NO
North Terrace_NT67-10 Pulteney Street - Nexus 10 Tower_Ninth Floor_900M _ VSR | NT-NT67-10-900M | NT67-10-900M-VSR | North Terrace | NT | NT67 | 10 Pulteney Street - Nexus 10 Tower | 10 | Ninth Floor | 900M | 99939 | Unusable Spaces | 99939 | Unusable Spaces | 0.43 | VSR | 8 | Non Useable Floor Area Space Group | 840 | Non-usable - Service riser |  | Unknown | 0.00 | NO
North Terrace_NT67-10 Pulteney Street - Nexus 10 Tower_Ninth Floor_901 _ Seminar - shared | NT-NT67-10-901 | NT67-10-901-Seminar - shared | North Terrace | NT | NT67 | 10 Pulteney Street - Nexus 10 Tower | 10 | Ninth Floor | 901 | 555 | Entrepreneurship Commercialisation & Innovation Centre | 515 | University of Adelaide Business School | 61.2 | Seminar - shared | 6 | General Facility Space Group | 601 | General Facility - Committee/Conference/Meeting room |  | Excellent | 17,087.04 | NO
North Terrace_NT67-10 Pulteney Street - Nexus 10 Tower_Ninth Floor_902 _ Tea Point | NT-NT67-10-902 | NT67-10-902-Tea Point | North Terrace | NT | NT67 | 10 Pulteney Street - Nexus 10 Tower | 10 | Ninth Floor | 902 | 555 | Entrepreneurship Commercialisation & Innovation Centre | 515 | University of Adelaide Business School | 6.99 | Tea Point | 6 | General Facility Space Group | 608 | General Facility - Kitchen/Servery/Food Storage |  | Excellent | 1,951.61 | NO
North Terrace_NT67-10 Pulteney Street - Nexus 10 Tower_Ninth Floor_902A _ VSR | NT-NT67-10-902A | NT67-10-902A-VSR | North Terrace | NT | NT67 | 10 Pulteney Street - Nexus 10 Tower | 10 | Ninth Floor | 902A | 99939 | Unusable Spaces | 99939 | Unusable Spaces | 1.4 | VSR | 8 | Non Useable Floor Area Space Group | 840 | Non-usable - Service riser |  | Unknown | 0.00 | NO
North Terrace_NT67-10 Pulteney Street - Nexus 10 Tower_Ninth Floor_903 _ Office | NT-NT67-10-903 | NT67-10-903-Office | North Terrace | NT | NT67 | 10 Pulteney Street - Nexus 10 Tower | 10 | Ninth Floor | 903 | 555 | Entrepreneurship Commercialisation & Innovation Centre | 515 | University of Adelaide Business School | 12 | Office | 1 | Office Space Group | 103 | Office - Research Students |  | Excellent | 2,991.43 | NO
North Terrace_NT67-10 Pulteney Street - Nexus 10 Tower_Ninth Floor_904 _ Office | NT-NT67-10-904 | NT67-10-904-Office | North Terrace | NT | NT67 | 10 Pulteney Street - Nexus 10 Tower | 10 | Ninth Floor | 904 | 555 | Entrepreneurship Commercialisation & Innovation Centre | 515 | University of Adelaide Business School | 12.01 | Office | 1 | Office Space Group | 100 | Office - Specific type not defined |  | Excellent | 2,993.92 | NO
North Terrace_NT67-10 Pulteney Street - Nexus 10 Tower_Ninth Floor_905 _ Office | NT-NT67-10-905 | NT67-10-905-Office | North Terrace | NT | NT67 | 10 Pulteney Street - Nexus 10 Tower | 10 | Ninth Floor | 905 | 555 | Entrepreneurship Commercialisation & Innovation Centre | 515 | University of Adelaide Business School | 12 | Office | 1 | Office Space Group | 101 | Office - Academic Staff |  | Excellent | 2,991.43 | NO
North Terrace_NT67-10 Pulteney Street - Nexus 10 Tower_Ninth Floor_906 _ Office | NT-NT67-10-906 | NT67-10-906-Office | North Terrace | NT | NT67 | 10 Pulteney Street - Nexus 10 Tower | 10 | Ninth Floor | 906 | 555 | Entrepreneurship Commercialisation & Innovation Centre | 515 | University of Adelaide Business School | 16.47 | Office | 1 | Office Space Group | 101 | Office - Academic Staff |  | Excellent | 4,105.74 | NO
North Terrace_NT67-10 Pulteney Street - Nexus 10 Tower_Ninth Floor_907 _ Corr. | NT-NT67-10-907 | NT67-10-907-Corr. | North Terrace | NT | NT67 | 10 Pulteney Street - Nexus 10 Tower | 10 | Ninth Floor | 907 | 99939 | Unusable Spaces | 99939 | Unusable Spaces | 18.01 | Corr. | 8 | Non Useable Floor Area Space Group | 805 | Non-usable - Circulation space |  | Unknown | 0.00 | NO
North Terrace_NT67-10 Pulteney Street - Nexus 10 Tower_Ninth Floor_908 _ Corr. | NT-NT67-10-908 | NT67-10-908-Corr. | North Terrace | NT | NT67 | 10 Pulteney Street - Nexus 10 Tower | 10 | Ninth Floor | 908 | 99939 | Unusable Spaces | 99939 | Unusable Spaces | 17 | Corr. | 8 | Non Useable Floor Area Space Group | 805 | Non-usable - Circulation space |  | Unknown | 0.00 | NO
North Terrace_NT67-10 Pulteney Street - Nexus 10 Tower_Ninth Floor_909 _ Meeting | NT-NT67-10-909 | NT67-10-909-Meeting | North Terrace | NT | NT67 | 10 Pulteney Street - Nexus 10 Tower | 10 | Ninth Floor | 909 | 555 | Entrepreneurship Commercialisation & Innovation Centre | 515 | University of Adelaide Business School | 15.18 | Meeting | 6 | General Facility Space Group | 601 | General Facility - Committee/Conference/Meeting room |  | Excellent | 4,238.26 | NO
North Terrace_NT67-10 Pulteney Street - Nexus 10 Tower_Ninth Floor_910 _ Resource | NT-NT67-10-910 | NT67-10-910-Resource | North Terrace | NT | NT67 | 10 Pulteney Street - Nexus 10 Tower | 10 | Ninth Floor | 910 | 555 | Entrepreneurship Commercialisation & Innovation Centre | 515 | University of Adelaide Business School | 15.1 | Resource | 6 | General Facility Space Group | 603 | General Facility - Resource room |  | Excellent | 4,215.92 | NO
North Terrace_NT67-10 Pulteney Street - Nexus 10 Tower_Ninth Floor_911 _ Office - Open Plan - Post Grad | NT-NT67-10-911 | NT67-10-911-Office - Open Plan - Post Grad | North Terrace | NT | NT67 | 10 Pulteney Street - Nexus 10 Tower | 10 | Ninth Floor | 911 | 555 | Entrepreneurship Commercialisation & Innovation Centre | 515 | University of Adelaide Business School | 141.34 | Office - Open Plan - Post Grad | 1 | Office Space Group | 114 | Open Plan - Research Students |  | Excellent | 35,234.05 | NO
North Terrace_NT67-10 Pulteney Street - Nexus 10 Tower_Ninth Floor_912 _ Comms | NT-NT67-10-912 | NT67-10-912-Comms | North Terrace | NT | NT67 | 10 Pulteney Street - Nexus 10 Tower | 10 | Ninth Floor | 912 | 850 | ITDS Branch Central Costs | 869 | Information Technology and Digital Services | 7.25 | Comms | 8 | Non Useable Floor Area Space Group | 812 | Non-usable - Comms/network system/Telephone/PABX |  | Excellent | 0.00 | NO
North Terrace_NT67-10 Pulteney Street - Nexus 10 Tower_Ninth Floor_912A _ VSR | NT-NT67-10-912A | NT67-10-912A-VSR | North Terrace | NT | NT67 | 10 Pulteney Street - Nexus 10 Tower | 10 | Ninth Floor | 912A | 99939 | Unusable Spaces | 99939 | Unusable Spaces | 0.98 | VSR | 8 | Non Useable Floor Area Space Group | 840 | Non-usable - Service riser |  | Unknown | 0.00 | NO
North Terrace_NT67-10 Pulteney Street - Nexus 10 Tower_Ninth Floor_913 _ Compactus | NT-NT67-10-913 | NT67-10-913-Compactus | North Terrace | NT | NT67 | 10 Pulteney Street - Nexus 10 Tower | 10 | Ninth Floor | 913 | 555 | Entrepreneurship Commercialisation & Innovation Centre | 515 | University of Adelaide Business School | 7.95 | Compactus | 4 | Ancillary Area Space Group | 419 | Ancillary Area - Store Room - Generic |  | Excellent | 1,744.00 | NO
North Terrace_NT67-10 Pulteney Street - Nexus 10 Tower_Ninth Floor_914 _ WC - U - Access (LH) | NT-NT67-10-914 | NT67-10-914-WC - U - Access (LH) | North Terrace | NT | NT67 | 10 Pulteney Street - Nexus 10 Tower | 10 | Ninth Floor | 914 | 99939 | Unusable Spaces | 99939 | Unusable Spaces | 5.59 | WC - U - Access (LH) | 8 | Non Useable Floor Area Space Group | 818 | Non-usable - Toilets/Amenities - Unisex Accessible |  | Unknown | 0.00 | NO
North Terrace_NT67-10 Pulteney Street - Nexus 10 Tower_Ninth Floor_915 _ Corr. | NT-NT67-10-915 | NT67-10-915-Corr. | North Terrace | NT | NT67 | 10 Pulteney Street - Nexus 10 Tower | 10 | Ninth Floor | 915 | 99939 | Unusable Spaces | 99939 | Unusable Spaces | 18.24 | Corr. | 8 | Non Useable Floor Area Space Group | 805 | Non-usable - Circulation space |  | Unknown | 0.00 | NO
North Terrace_NT67-10 Pulteney Street - Nexus 10 Tower_Ninth Floor_915A _ VSR | NT-NT67-10-915A | NT67-10-915A-VSR | North Terrace | NT | NT67 | 10 Pulteney Street - Nexus 10 Tower | 10 | Ninth Floor | 915A | 99939 | Unusable Spaces | 99939 | Unusable Spaces | 16.98 | VSR | 8 | Non Useable Floor Area Space Group | 840 | Non-usable - Service riser |  | Unknown | 0.00 | NO
North Terrace_NT67-10 Pulteney Street - Nexus 10 Tower_Ninth Floor_915B _ VSR - Comms | NT-NT67-10-915B | NT67-10-915B-VSR - Comms | North Terrace | NT | NT67 | 10 Pulteney Street - Nexus 10 Tower | 10 | Ninth Floor | 915B | 850 | ITDS Branch Central Costs | 869 | Information Technology and Digital Services | 2.75 | VSR - Comms | 8 | Non Useable Floor Area Space Group | 840 | Non-usable - Service riser |  | Unknown | 0.00 | NO
North Terrace_NT67-10 Pulteney Street - Nexus 10 Tower_Ninth Floor_918 _ Corr. | NT-NT67-10-918 | NT67-10-918-Corr. | North Terrace | NT | NT67 | 10 Pulteney Street - Nexus 10 Tower | 10 | Ninth Floor | 918 | 99939 | Unusable Spaces | 99939 | Unusable Spaces | 47.41 | Corr. | 8 | Non Useable Floor Area Space Group | 805 | Non-usable - Circulation space |  | Unknown | 0.00 | NO
North Terrace_NT67-10 Pulteney Street - Nexus 10 Tower_Ninth Floor_919 _ Office | NT-NT67-10-919 | NT67-10-919-Office | North Terrace | NT | NT67 | 10 Pulteney Street - Nexus 10 Tower | 10 | Ninth Floor | 919 | 555 | Entrepreneurship Commercialisation & Innovation Centre | 515 | University of Adelaide Business School | 17.11 | Office | 1 | Office Space Group | 101 | Office - Academic Staff |  | Excellent | 4,265.28 | NO
North Terrace_NT67-10 Pulteney Street - Nexus 10 Tower_Ninth Floor_920 _ Office | NT-NT67-10-920 | NT67-10-920-Office | North Terrace | NT | NT67 | 10 Pulteney Street - Nexus 10 Tower | 10 | Ninth Floor | 920 | 555 | Entrepreneurship Commercialisation & Innovation Centre | 515 | University of Adelaide Business School | 12.52 | Office | 1 | Office Space Group | 101 | Office - Academic Staff |  | Excellent | 3,121.06 | NO
North Terrace_NT67-10 Pulteney Street - Nexus 10 Tower_Ninth Floor_921 _ Office | NT-NT67-10-921 | NT67-10-921-Office | North Terrace | NT | NT67 | 10 Pulteney Street - Nexus 10 Tower | 10 | Ninth Floor | 921 | 555 | Entrepreneurship Commercialisation & Innovation Centre | 515 | University of Adelaide Business School | 12.53 | Office | 1 | Office Space Group | 101 | Office - Academic Staff |  | Excellent | 3,123.55 | NO
North Terrace_NT67-10 Pulteney Street - Nexus 10 Tower_Ninth Floor_922 _ Office | NT-NT67-10-922 | NT67-10-922-Office | North Terrace | NT | NT67 | 10 Pulteney Street - Nexus 10 Tower | 10 | Ninth Floor | 922 | 555 | Entrepreneurship Commercialisation & Innovation Centre | 515 | University of Adelaide Business School | 12.52 | Office | 1 | Office Space Group | 101 | Office - Academic Staff |  | Excellent | 3,121.06 | NO
North Terrace_NT67-10 Pulteney Street - Nexus 10 Tower_Ninth Floor_923 _ Office | NT-NT67-10-923 | NT67-10-923-Office | North Terrace | NT | NT67 | 10 Pulteney Street - Nexus 10 Tower | 10 | Ninth Floor | 923 | 555 | Entrepreneurship Commercialisation & Innovation Centre | 515 | University of Adelaide Business School | 12.52 | Office | 1 | Office Space Group | 101 | Office - Academic Staff |  | Excellent | 3,121.06 | NO
North Terrace_NT67-10 Pulteney Street - Nexus 10 Tower_Ninth Floor_924 _ Office | NT-NT67-10-924 | NT67-10-924-Office | North Terrace | NT | NT67 | 10 Pulteney Street - Nexus 10 Tower | 10 | Ninth Floor | 924 | 555 | Entrepreneurship Commercialisation & Innovation Centre | 515 | University of Adelaide Business School | 12.52 | Office | 1 | Office Space Group | 101 | Office - Academic Staff |  | Excellent | 3,121.06 | NO
North Terrace_NT67-10 Pulteney Street - Nexus 10 Tower_Ninth Floor_925 _ Office | NT-NT67-10-925 | NT67-10-925-Office | North Terrace | NT | NT67 | 10 Pulteney Street - Nexus 10 Tower | 10 | Ninth Floor | 925 | 555 | Entrepreneurship Commercialisation & Innovation Centre | 515 | University of Adelaide Business School | 12.52 | Office | 1 | Office Space Group | 101 | Office - Academic Staff |  | Excellent | 3,121.06 | NO
North Terrace_NT67-10 Pulteney Street - Nexus 10 Tower_Ninth Floor_926 _ Office | NT-NT67-10-926 | NT67-10-926-Office | North Terrace | NT | NT67 | 10 Pulteney Street - Nexus 10 Tower | 10 | Ninth Floor | 926 | 555 | Entrepreneurship Commercialisation & Innovation Centre | 515 | University of Adelaide Business School | 12.52 | Office | 1 | Office Space Group | 101 | Office - Academic Staff |  | Excellent | 3,121.06 | NO
North Terrace_NT67-10 Pulteney Street - Nexus 10 Tower_Ninth Floor_927 _ Office | NT-NT67-10-927 | NT67-10-927-Office | North Terrace | NT | NT67 | 10 Pulteney Street - Nexus 10 Tower | 10 | Ninth Floor | 927 | 555 | Entrepreneurship Commercialisation & Innovation Centre | 515 | University of Adelaide Business School | 12.52 | Office | 1 | Office Space Group | 101 | Office - Academic Staff |  | Excellent | 3,121.06 | NO
North Terrace_NT67-10 Pulteney Street - Nexus 10 Tower_Ninth Floor_928 _ Office - Visiting Academics | NT-NT67-10-928 | NT67-10-928-Office - Visiting Academics | North Terrace | NT | NT67 | 10 Pulteney Street - Nexus 10 Tower | 10 | Ninth Floor | 928 | 555 | Entrepreneurship Commercialisation & Innovation Centre | 515 | University of Adelaide Business School | 12.83 | Office - Visiting Academics | 1 | Office Space Group | 101 | Office - Academic Staff |  | Excellent | 3,198.34 | NO
North Terrace_NT67-10 Pulteney Street - Nexus 10 Tower_Ninth Floor_929 _ Office | NT-NT67-10-929 | NT67-10-929-Office | North Terrace | NT | NT67 | 10 Pulteney Street - Nexus 10 Tower | 10 | Ninth Floor | 929 | 555 | Entrepreneurship Commercialisation & Innovation Centre | 515 | University of Adelaide Business School | 12.52 | Office | 1 | Office Space Group | 100 | Office - Specific type not defined |  | Excellent | 3,121.06 | NO
North Terrace_NT67-10 Pulteney Street - Nexus 10 Tower_Ninth Floor_930 _ Office | NT-NT67-10-930 | NT67-10-930-Office | North Terrace | NT | NT67 | 10 Pulteney Street - Nexus 10 Tower | 10 | Ninth Floor | 930 | 555 | Entrepreneurship Commercialisation & Innovation Centre | 515 | University of Adelaide Business School | 17.14 | Office | 1 | Office Space Group | 101 | Office - Academic Staff |  | Excellent | 4,272.76 | NO
North Terrace_NT67-10 Pulteney Street - Nexus 10 Tower_Ninth Floor_931 _ Office | NT-NT67-10-931 | NT67-10-931-Office | North Terrace | NT | NT67 | 10 Pulteney Street - Nexus 10 Tower | 10 | Ninth Floor | 931 | 555 | Entrepreneurship Commercialisation & Innovation Centre | 515 | University of Adelaide Business School | 11.93 | Office | 1 | Office Space Group | 101 | Office - Academic Staff |  | Excellent | 2,973.98 | NO
North Terrace_NT67-10 Pulteney Street - Nexus 10 Tower_Ninth Floor_932 _ Office | NT-NT67-10-932 | NT67-10-932-Office | North Terrace | NT | NT67 | 10 Pulteney Street - Nexus 10 Tower | 10 | Ninth Floor | 932 | 555 | Entrepreneurship Commercialisation & Innovation Centre | 515 | University of Adelaide Business School | 11.94 | Office | 1 | Office Space Group | 101 | Office - Academic Staff |  | Excellent | 2,976.47 | NO
North Terrace_NT67-10 Pulteney Street - Nexus 10 Tower_Ninth Floor_933 _ Office | NT-NT67-10-933 | NT67-10-933-Office | North Terrace | NT | NT67 | 10 Pulteney Street - Nexus 10 Tower | 10 | Ninth Floor | 933 | 555 | Entrepreneurship Commercialisation & Innovation Centre | 515 | University of Adelaide Business School | 11.94 | Office | 1 | Office Space Group | 101 | Office - Academic Staff |  | Excellent | 2,976.47 | NO
North Terrace_NT67-10 Pulteney Street - Nexus 10 Tower_Ninth Floor_934 _ Waiting | NT-NT67-10-934 | NT67-10-934-Waiting | North Terrace | NT | NT67 | 10 Pulteney Street - Nexus 10 Tower | 10 | Ninth Floor | 934 | 555 | Entrepreneurship Commercialisation & Innovation Centre | 515 | University of Adelaide Business School | 10.41 | Waiting | 6 | General Facility Space Group | 623 | General Facility - Waiting Area/Foyer/Reception Area |  | Excellent | 2,906.47 | NO
North Terrace_NT67-10 Pulteney Street - Nexus 10 Tower_Ninth Floor_935 _ Office | NT-NT67-10-935 | NT67-10-935-Office | North Terrace | NT | NT67 | 10 Pulteney Street - Nexus 10 Tower | 10 | Ninth Floor | 935 | 555 | Entrepreneurship Commercialisation & Innovation Centre | 515 | University of Adelaide Business School | 18.06 | Office | 1 | Office Space Group | 101 | Office - Academic Staff |  | Excellent | 4,502.10 | NO
North Terrace_NT67-10 Pulteney Street - Nexus 10 Tower_Ninth Floor_936 _ Meeting | NT-NT67-10-936 | NT67-10-936-Meeting | North Terrace | NT | NT67 | 10 Pulteney Street - Nexus 10 Tower | 10 | Ninth Floor | 936 | 555 | Entrepreneurship Commercialisation & Innovation Centre | 515 | University of Adelaide Business School | 12.01 | Meeting | 6 | General Facility Space Group | 601 | General Facility - Committee/Conference/Meeting room |  | Excellent | 3,353.19 | NO
North Terrace_NT67-10 Pulteney Street - Nexus 10 Tower_Ninth Floor_937 _ Office | NT-NT67-10-937 | NT67-10-937-Office | North Terrace | NT | NT67 | 10 Pulteney Street - Nexus 10 Tower | 10 | Ninth Floor | 937 | 555 | Entrepreneurship Commercialisation & Innovation Centre | 515 | University of Adelaide Business School | 12.06 | Office | 1 | Office Space Group | 101 | Office - Academic Staff |  | Excellent | 3,006.39 | NO
North Terrace_NT67-10 Pulteney Street - Nexus 10 Tower_Ninth Floor_938 _ Office | NT-NT67-10-938 | NT67-10-938-Office | North Terrace | NT | NT67 | 10 Pulteney Street - Nexus 10 Tower | 10 | Ninth Floor | 938 | 555 | Entrepreneurship Commercialisation & Innovation Centre | 515 | University of Adelaide Business School | 12.06 | Office | 1 | Office Space Group | 101 | Office - Academic Staff |  | Excellent | 3,006.39 | NO
North Terrace_NT67-10 Pulteney Street - Nexus 10 Tower_Ninth Floor_939 _ Corr. | NT-NT67-10-939 | NT67-10-939-Corr. | North Terrace | NT | NT67 | 10 Pulteney Street - Nexus 10 Tower | 10 | Ninth Floor | 939 | 99939 | Unusable Spaces | 99939 | Unusable Spaces | 17.93 | Corr. | 8 | Non Useable Floor Area Space Group | 805 | Non-usable - Circulation space |  | Unknown | 0.00 | NO
North Terrace_NT67-10 Pulteney Street - Nexus 10 Tower_Ninth Floor_940 _ Lobby | NT-NT67-10-940 | NT67-10-940-Lobby | North Terrace | NT | NT67 | 10 Pulteney Street - Nexus 10 Tower | 10 | Ninth Floor | 940 | 99939 | Unusable Spaces | 99939 | Unusable Spaces | 8.61 | Lobby | 8 | Non Useable Floor Area Space Group | 805 | Non-usable - Circulation space |  | Unknown | 0.00 | NO
North Terrace_NT67-10 Pulteney Street - Nexus 10 Tower_Ninth Floor_941 _ Reception | NT-NT67-10-941 | NT67-10-941-Reception | North Terrace | NT | NT67 | 10 Pulteney Street - Nexus 10 Tower | 10 | Ninth Floor | 941 | 555 | Entrepreneurship Commercialisation & Innovation Centre | 515 | University of Adelaide Business School | 21.93 | Reception | 6 | General Facility Space Group | 623 | General Facility - Waiting Area/Foyer/Reception Area |  | Excellent | 6,122.86 | NO
North Terrace_NT67-10 Pulteney Street - Nexus 10 Tower_Ninth Floor_942 _ Corr. | NT-NT67-10-942 | NT67-10-942-Corr. | North Terrace | NT | NT67 | 10 Pulteney Street - Nexus 10 Tower | 10 | Ninth Floor | 942 | 99939 | Unusable Spaces | 99939 | Unusable Spaces | 17.2 | Corr. | 8 | Non Useable Floor Area Space Group | 805 | Non-usable - Circulation space |  | Unknown | 0.00 | NO
North Terrace_NT67-10 Pulteney Street - Nexus 10 Tower_Ninth Floor_943 _ Library | NT-NT67-10-943 | NT67-10-943-Library | North Terrace | NT | NT67 | 10 Pulteney Street - Nexus 10 Tower | 10 | Ninth Floor | 943 | 555 | Entrepreneurship Commercialisation & Innovation Centre | 515 | University of Adelaide Business School | 22.47 | Library | 5 | Library, IT and Learning Space Group | 509 | Library and Learning - Department reference library |  | Excellent | 6,273.62 | NO
North Terrace_NT67-10 Pulteney Street - Nexus 10 Tower_Ninth Floor_944 _ Office | NT-NT67-10-944 | NT67-10-944-Office | North Terrace | NT | NT67 | 10 Pulteney Street - Nexus 10 Tower | 10 | Ninth Floor | 944 | 555 | Entrepreneurship Commercialisation & Innovation Centre | 515 | University of Adelaide Business School | 11.13 | Office | 1 | Office Space Group | 101 | Office - Academic Staff |  | Excellent | 2,774.55 | NO
North Terrace_NT67-10 Pulteney Street - Nexus 10 Tower_Ninth Floor_945 _ Office | NT-NT67-10-945 | NT67-10-945-Office | North Terrace | NT | NT67 | 10 Pulteney Street - Nexus 10 Tower | 10 | Ninth Floor | 945 | 555 | Entrepreneurship Commercialisation & Innovation Centre | 515 | University of Adelaide Business School | 11.29 | Office | 1 | Office Space Group | 101 | Office - Academic Staff |  | Excellent | 2,814.44 | NO
North Terrace_NT67-10 Pulteney Street - Nexus 10 Tower_Ninth Floor_946 _ Utility | NT-NT67-10-946 | NT67-10-946-Utility | North Terrace | NT | NT67 | 10 Pulteney Street - Nexus 10 Tower | 10 | Ninth Floor | 946 | 555 | Entrepreneurship Commercialisation & Innovation Centre | 515 | University of Adelaide Business School | 15.43 | Utility | 6 | General Facility Space Group | 603 | General Facility - Resource room |  | Excellent | 4,308.06 | NO
North Terrace_NT67-10 Pulteney Street - Nexus 10 Tower_Ninth Floor_947 _ Kitchen | NT-NT67-10-947 | NT67-10-947-Kitchen | North Terrace | NT | NT67 | 10 Pulteney Street - Nexus 10 Tower | 10 | Ninth Floor | 947 | 555 | Entrepreneurship Commercialisation & Innovation Centre | 515 | University of Adelaide Business School | 22.92 | Kitchen | 6 | General Facility Space Group | 608 | General Facility - Kitchen/Servery/Food Storage |  | Excellent | 6,399.26 | NO
North Terrace_NT67-10 Pulteney Street - Nexus 10 Tower_Ninth Floor_948 _ WC - M | NT-NT67-10-948 | NT67-10-948-WC - M | North Terrace | NT | NT67 | 10 Pulteney Street - Nexus 10 Tower | 10 | Ninth Floor | 948 | 99939 | Unusable Spaces | 99939 | Unusable Spaces | 10.73 | WC - M | 8 | Non Useable Floor Area Space Group | 821 | Non-usable - Toilets/Amenities - Male |  | Unknown | 0.00 | NO
North Terrace_NT67-10 Pulteney Street - Nexus 10 Tower_Ninth Floor_948A _ VSR | NT-NT67-10-948A | NT67-10-948A-VSR | North Terrace | NT | NT67 | 10 Pulteney Street - Nexus 10 Tower | 10 | Ninth Floor | 948A | 99939 | Unusable Spaces | 99939 | Unusable Spaces | 5.24 | VSR | 8 | Non Useable Floor Area Space Group | 840 | Non-usable - Service riser |  | Unknown | 0.00 | NO
North Terrace_NT67-10 Pulteney Street - Nexus 10 Tower_Ninth Floor_948B _ A/L | NT-NT67-10-948B | NT67-10-948B-A/L | North Terrace | NT | NT67 | 10 Pulteney Street - Nexus 10 Tower | 10 | Ninth Floor | 948B | 99939 | Unusable Spaces | 99939 | Unusable Spaces | 2.34 | A/L | 8 | Non Useable Floor Area Space Group | 822 | Non-usable - Toilets/Amenities - Unisex |  | Unknown | 0.00 | NO
North Terrace_NT67-10 Pulteney Street - Nexus 10 Tower_Ninth Floor_949 _ WC - F | NT-NT67-10-949 | NT67-10-949-WC - F | North Terrace | NT | NT67 | 10 Pulteney Street - Nexus 10 Tower | 10 | Ninth Floor | 949 | 99939 | Unusable Spaces | 99939 | Unusable Spaces | 8.46 | WC - F | 8 | Non Useable Floor Area Space Group | 820 | Non-usable - Toilets/Amenities - Female |  | Unknown | 0.00 | NO
North Terrace_NT67-10 Pulteney Street - Nexus 10 Tower_Ninth Floor_949A _ VSR | NT-NT67-10-949A | NT67-10-949A-VSR | North Terrace | NT | NT67 | 10 Pulteney Street - Nexus 10 Tower | 10 | Ninth Floor | 949A | 99939 | Unusable Spaces | 99939 | Unusable Spaces | 4.49 | VSR | 8 | Non Useable Floor Area Space Group | 840 | Non-usable - Service riser |  | Unknown | 0.00 | NO
North Terrace_NT67-10 Pulteney Street - Nexus 10 Tower_Tenth Floor_10.00 _ Corr. | NT-NT67-11-10.00 | NT67-11-10.00-Corr. | North Terrace | NT | NT67 | 10 Pulteney Street - Nexus 10 Tower | 11 | Tenth Floor | 10.00 | 99939 | Unusable Spaces | 99939 | Unusable Spaces | 22.52 | Corr. | 8 | Non Useable Floor Area Space Group | 805 | Non-usable - Circulation space |  | Unknown | 0.00 | NO
North Terrace_NT67-10 Pulteney Street - Nexus 10 Tower_Tenth Floor_10.00A _ Stair | NT-NT67-11-10.00A | NT67-11-10.00A-Stair | North Terrace | NT | NT67 | 10 Pulteney Street - Nexus 10 Tower | 11 | Tenth Floor | 10.00A | 99939 | Unusable Spaces | 99939 | Unusable Spaces | 17.53 | Stair | 8 | Non Useable Floor Area Space Group | 805 | Non-usable - Circulation space |  | Unknown | 0.00 | NO
North Terrace_NT67-10 Pulteney Street - Nexus 10 Tower_Tenth Floor_10.00B _ VSR - Comms | NT-NT67-11-10.00B | NT67-11-10.00B-VSR - Comms | North Terrace | NT | NT67 | 10 Pulteney Street - Nexus 10 Tower | 11 | Tenth Floor | 10.00B | 850 | ITDS Branch Central Costs | 869 | Information Technology and Digital Services | 1.16 | VSR - Comms | 8 | Non Useable Floor Area Space Group | 840 | Non-usable - Service riser |  | Unknown | 0.00 | NO
North Terrace_NT67-10 Pulteney Street - Nexus 10 Tower_Tenth Floor_10.00G _ VSR - Comms | NT-NT67-11-10.00G | NT67-11-10.00G-VSR - Comms | North Terrace | NT | NT67 | 10 Pulteney Street - Nexus 10 Tower | 11 | Tenth Floor | 10.00G | 850 | ITDS Branch Central Costs | 869 | Information Technology and Digital Services | 0.54 | VSR - Comms | 8 | Non Useable Floor Area Space Group | 840 | Non-usable - Service riser |  | Unknown | 0.00 | NO
North Terrace_NT67-10 Pulteney Street - Nexus 10 Tower_Tenth Floor_10.00H _ DB | NT-NT67-11-10.00H | NT67-11-10.00H-DB | North Terrace | NT | NT67 | 10 Pulteney Street - Nexus 10 Tower | 11 | Tenth Floor | 10.00H | 99939 | Unusable Spaces | 99939 | Unusable Spaces | 1.02 | DB | 8 | Non Useable Floor Area Space Group | 840 | Non-usable - Service riser |  | Unknown | 0.00 | NO
North Terrace_NT67-10 Pulteney Street - Nexus 10 Tower_Tenth Floor_10.00I _ DB | NT-NT67-11-10.00I | NT67-11-10.00I-DB | North Terrace | NT | NT67 | 10 Pulteney Street - Nexus 10 Tower | 11 | Tenth Floor | 10.00I | 99939 | Unusable Spaces | 99939 | Unusable Spaces | 0.67 | DB | 8 | Non Useable Floor Area Space Group | 840 | Non-usable - Service riser |  | Unknown | 0.00 | NO
North Terrace_NT67-10 Pulteney Street - Nexus 10 Tower_Tenth Floor_10.00J _ VSR | NT-NT67-11-10.00J | NT67-11-10.00J-VSR | North Terrace | NT | NT67 | 10 Pulteney Street - Nexus 10 Tower | 11 | Tenth Floor | 10.00J | 99939 | Unusable Spaces | 99939 | Unusable Spaces | 0.94 | VSR | 8 | Non Useable Floor Area Space Group | 840 | Non-usable - Service riser |  | Unknown | 0.00 | NO
North Terrace_NT67-10 Pulteney Street - Nexus 10 Tower_Tenth Floor_10.00K _ VSR | NT-NT67-11-10.00K | NT67-11-10.00K-VSR | North Terrace | NT | NT67 | 10 Pulteney Street - Nexus 10 Tower | 11 | Tenth Floor | 10.00K | 99939 | Unusable Spaces | 99939 | Unusable Spaces | 0.63 | VSR | 8 | Non Useable Floor Area Space Group | 840 | Non-usable - Service riser |  | Unknown | 0.00 | NO
North Terrace_NT67-10 Pulteney Street - Nexus 10 Tower_Tenth Floor_10.00L _ VSR | NT-NT67-11-10.00L | NT67-11-10.00L-VSR | North Terrace | NT | NT67 | 10 Pulteney Street - Nexus 10 Tower | 11 | Tenth Floor | 10.00L | 99939 | Unusable Spaces | 99939 | Unusable Spaces | 0.37 | VSR | 8 | Non Useable Floor Area Space Group | 840 | Non-usable - Service riser |  | Unknown | 0.00 | NO
North Terrace_NT67-10 Pulteney Street - Nexus 10 Tower_Tenth Floor_10.00M _ FHR | NT-NT67-11-10.00M | NT67-11-10.00M-FHR | North Terrace | NT | NT67 | 10 Pulteney Street - Nexus 10 Tower | 11 | Tenth Floor | 10.00M | 99939 | Unusable Spaces | 99939 | Unusable Spaces | 0.39 | FHR | 8 | Non Useable Floor Area Space Group | 840 | Non-usable - Service riser |  | Unknown | 0.00 | NO
North Terrace_NT67-10 Pulteney Street - Nexus 10 Tower_Tenth Floor_10.00N _ Corr. | NT-NT67-11-10.00N | NT67-11-10.00N-Corr. | North Terrace | NT | NT67 | 10 Pulteney Street - Nexus 10 Tower | 11 | Tenth Floor | 10.00N | 99939 | Unusable Spaces | 99939 | Unusable Spaces | 3.7 | Corr. | 8 | Non Useable Floor Area Space Group | 805 | Non-usable - Circulation space |  | Unknown | 0.00 | NO
North Terrace_NT67-10 Pulteney Street - Nexus 10 Tower_Tenth Floor_10.00P _ VSR | NT-NT67-11-10.00P | NT67-11-10.00P-VSR | North Terrace | NT | NT67 | 10 Pulteney Street - Nexus 10 Tower | 11 | Tenth Floor | 10.00P | 99939 | Unusable Spaces | 99939 | Unusable Spaces | 1.41 | VSR | 8 | Non Useable Floor Area Space Group | 840 | Non-usable - Service riser |  | Unknown | 0.00 | NO
North Terrace_NT67-10 Pulteney Street - Nexus 10 Tower_Tenth Floor_10.01 _ WC - F | NT-NT67-11-10.01 | NT67-11-10.01-WC - F | North Terrace | NT | NT67 | 10 Pulteney Street - Nexus 10 Tower | 11 | Tenth Floor | 10.01 | 99939 | Unusable Spaces | 99939 | Unusable Spaces | 8.36 | WC - F | 8 | Non Useable Floor Area Space Group | 820 | Non-usable - Toilets/Amenities - Female |  | Unknown | 0.00 | NO
North Terrace_NT67-10 Pulteney Street - Nexus 10 Tower_Tenth Floor_10.01A _ VSR - A/C | NT-NT67-11-10.01A | NT67-11-10.01A-VSR - A/C | North Terrace | NT | NT67 | 10 Pulteney Street - Nexus 10 Tower | 11 | Tenth Floor | 10.01A | 99939 | Unusable Spaces | 99939 | Unusable Spaces | 5.9 | VSR - A/C | 8 | Non Useable Floor Area Space Group | 840 | Non-usable - Service riser |  | Unknown | 0.00 | NO
North Terrace_NT67-10 Pulteney Street - Nexus 10 Tower_Tenth Floor_10.02 _ WC - M | NT-NT67-11-10.02 | NT67-11-10.02-WC - M | North Terrace | NT | NT67 | 10 Pulteney Street - Nexus 10 Tower | 11 | Tenth Floor | 10.02 | 99939 | Unusable Spaces | 99939 | Unusable Spaces | 10.37 | WC - M | 8 | Non Useable Floor Area Space Group | 821 | Non-usable - Toilets/Amenities - Male |  | Unknown | 0.00 | NO
North Terrace_NT67-10 Pulteney Street - Nexus 10 Tower_Tenth Floor_10.02A _ VSR | NT-NT67-11-10.02A | NT67-11-10.02A-VSR | North Terrace | NT | NT67 | 10 Pulteney Street - Nexus 10 Tower | 11 | Tenth Floor | 10.02A | 99939 | Unusable Spaces | 99939 | Unusable Spaces | 5.6 | VSR | 8 | Non Useable Floor Area Space Group | 840 | Non-usable - Service riser |  | Unknown | 0.00 | NO
North Terrace_NT67-10 Pulteney Street - Nexus 10 Tower_Tenth Floor_10.02B _ Corr. | NT-NT67-11-10.02B | NT67-11-10.02B-Corr. | North Terrace | NT | NT67 | 10 Pulteney Street - Nexus 10 Tower | 11 | Tenth Floor | 10.02B | 99939 | Unusable Spaces | 99939 | Unusable Spaces | 16.11 | Corr. | 8 | Non Useable Floor Area Space Group | 805 | Non-usable - Circulation space |  | Unknown | 0.00 | NO
North Terrace_NT67-10 Pulteney Street - Nexus 10 Tower_Tenth Floor_10.02C _ A/L | NT-NT67-11-10.02C | NT67-11-10.02C-A/L | North Terrace | NT | NT67 | 10 Pulteney Street - Nexus 10 Tower | 11 | Tenth Floor | 10.02C | 99939 | Unusable Spaces | 99939 | Unusable Spaces | 3.05 | A/L | 8 | Non Useable Floor Area Space Group | 822 | Non-usable - Toilets/Amenities - Unisex |  | Unknown | 0.00 | NO
North Terrace_NT67-10 Pulteney Street - Nexus 10 Tower_Tenth Floor_10.03 _ Corr. | NT-NT67-11-10.03 | NT67-11-10.03-Corr. | North Terrace | NT | NT67 | 10 Pulteney Street - Nexus 10 Tower | 11 | Tenth Floor | 10.03 | 99939 | Unusable Spaces | 99939 | Unusable Spaces | 16.18 | Corr. | 8 | Non Useable Floor Area Space Group | 805 | Non-usable - Circulation space |  | Unknown | 0.00 | NO
North Terrace_NT67-10 Pulteney Street - Nexus 10 Tower_Tenth Floor_10.04 _ Meeting - Large | NT-NT67-11-10.04 | NT67-11-10.04-Meeting - Large | North Terrace | NT | NT67 | 10 Pulteney Street - Nexus 10 Tower | 11 | Tenth Floor | 10.04 | 515 | Adelaide Business School | 515 | University of Adelaide Business School | 58.19 | Meeting - Large | 6 | General Facility Space Group | 601 | General Facility - Committee/Conference/Meeting room |  | Excellent | 16,246.65 | NO
North Terrace_NT67-10 Pulteney Street - Nexus 10 Tower_Tenth Floor_10.05A _ VSR | NT-NT67-11-10.05A | NT67-11-10.05A-VSR | North Terrace | NT | NT67 | 10 Pulteney Street - Nexus 10 Tower | 11 | Tenth Floor | 10.05A | 99939 | Unusable Spaces | 99939 | Unusable Spaces | 0.21 | VSR | 8 | Non Useable Floor Area Space Group | 840 | Non-usable - Service riser |  | Unknown | 0.00 | NO
North Terrace_NT67-10 Pulteney Street - Nexus 10 Tower_Tenth Floor_10.07 _ Tea Point | NT-NT67-11-10.07 | NT67-11-10.07-Tea Point | North Terrace | NT | NT67 | 10 Pulteney Street - Nexus 10 Tower | 11 | Tenth Floor | 10.07 | 515 | Adelaide Business School | 515 | University of Adelaide Business School | 7.83 | Tea Point | 6 | General Facility Space Group | 608 | General Facility - Kitchen/Servery/Food Storage |  | Excellent | 2,186.14 | NO
North Terrace_NT67-10 Pulteney Street - Nexus 10 Tower_Tenth Floor_10.07A _ VSR | NT-NT67-11-10.07A | NT67-11-10.07A-VSR | North Terrace | NT | NT67 | 10 Pulteney Street - Nexus 10 Tower | 11 | Tenth Floor | 10.07A | 99939 | Unusable Spaces | 99939 | Unusable Spaces | 0.5 | VSR | 8 | Non Useable Floor Area Space Group | 840 | Non-usable - Service riser |  | Unknown | 0.00 | NO
North Terrace_NT67-10 Pulteney Street - Nexus 10 Tower_Tenth Floor_10.07B _ VSR | NT-NT67-11-10.07B | NT67-11-10.07B-VSR | North Terrace | NT | NT67 | 10 Pulteney Street - Nexus 10 Tower | 11 | Tenth Floor | 10.07B | 99939 | Unusable Spaces | 99939 | Unusable Spaces | 0.17 | VSR | 8 | Non Useable Floor Area Space Group | 840 | Non-usable - Service riser |  | Unknown | 0.00 | NO
North Terrace_NT67-10 Pulteney Street - Nexus 10 Tower_Tenth Floor_10.07C _ Tea Point | NT-NT67-11-10.07C | NT67-11-10.07C-Tea Point | North Terrace | NT | NT67 | 10 Pulteney Street - Nexus 10 Tower | 11 | Tenth Floor | 10.07C | 515 | Adelaide Business School | 515 | University of Adelaide Business School | 6.26 | Tea Point | 6 | General Facility Space Group | 608 | General Facility - Kitchen/Servery/Food Storage |  | Excellent | 1,747.79 | NO
North Terrace_NT67-10 Pulteney Street - Nexus 10 Tower_Tenth Floor_10.08 _ Corr. | NT-NT67-11-10.08 | NT67-11-10.08-Corr. | North Terrace | NT | NT67 | 10 Pulteney Street - Nexus 10 Tower | 11 | Tenth Floor | 10.08 | 99939 | Unusable Spaces | 99939 | Unusable Spaces | 13.47 | Corr. | 8 | Non Useable Floor Area Space Group | 805 | Non-usable - Circulation space |  | Unknown | 0.00 | NO
North Terrace_NT67-10 Pulteney Street - Nexus 10 Tower_Tenth Floor_10.09 _ Office | NT-NT67-11-10.09 | NT67-11-10.09-Office | North Terrace | NT | NT67 | 10 Pulteney Street - Nexus 10 Tower | 11 | Tenth Floor | 10.09 | 515 | Adelaide Business School | 515 | University of Adelaide Business School | 10.9 | Office | 1 | Office Space Group | 101 | Office - Academic Staff |  | Excellent | 2,717.21 | NO
North Terrace_NT67-10 Pulteney Street - Nexus 10 Tower_Tenth Floor_10.10 _ Dedicated Meeting | NT-NT67-11-10.10 | NT67-11-10.10-Dedicated Meeting | North Terrace | NT | NT67 | 10 Pulteney Street - Nexus 10 Tower | 11 | Tenth Floor | 10.10 | 515 | Adelaide Business School | 515 | University of Adelaide Business School | 11.3 | Dedicated Meeting | 6 | General Facility Space Group | 601 | General Facility - Committee/Conference/Meeting room |  | Excellent | 3,154.96 | NO
North Terrace_NT67-10 Pulteney Street - Nexus 10 Tower_Tenth Floor_10.11 _ Office | NT-NT67-11-10.11 | NT67-11-10.11-Office | North Terrace | NT | NT67 | 10 Pulteney Street - Nexus 10 Tower | 11 | Tenth Floor | 10.11 | 515 | Adelaide Business School | 515 | University of Adelaide Business School | 10.9 | Office | 1 | Office Space Group | 101 | Office - Academic Staff |  | Excellent | 2,717.21 | NO
North Terrace_NT67-10 Pulteney Street - Nexus 10 Tower_Tenth Floor_10.12 _ Dedicated Meeting | NT-NT67-11-10.12 | NT67-11-10.12-Dedicated Meeting | North Terrace | NT | NT67 | 10 Pulteney Street - Nexus 10 Tower | 11 | Tenth Floor | 10.12 | 515 | Adelaide Business School | 515 | University of Adelaide Business School | 10.7 | Dedicated Meeting | 6 | General Facility Space Group | 601 | General Facility - Committee/Conference/Meeting room |  | Excellent | 2,987.44 | NO
North Terrace_NT67-10 Pulteney Street - Nexus 10 Tower_Tenth Floor_10.12A _ VSR | NT-NT67-11-10.12A | NT67-11-10.12A-VSR | North Terrace | NT | NT67 | 10 Pulteney Street - Nexus 10 Tower | 11 | Tenth Floor | 10.12A | 99939 | Unusable Spaces | 99939 | Unusable Spaces | 0.1 | VSR | 8 | Non Useable Floor Area Space Group | 840 | Non-usable - Service riser |  | Unknown | 0.00 | NO
North Terrace_NT67-10 Pulteney Street - Nexus 10 Tower_Tenth Floor_10.13 _ Office | NT-NT67-11-10.13 | NT67-11-10.13-Office | North Terrace | NT | NT67 | 10 Pulteney Street - Nexus 10 Tower | 11 | Tenth Floor | 10.13 | 515 | Adelaide Business School | 515 | University of Adelaide Business School | 10.98 | Office | 1 | Office Space Group | 101 | Office - Academic Staff |  | Excellent | 2,737.16 | NO
North Terrace_NT67-10 Pulteney Street - Nexus 10 Tower_Tenth Floor_10.14 _ Office | NT-NT67-11-10.14 | NT67-11-10.14-Office | North Terrace | NT | NT67 | 10 Pulteney Street - Nexus 10 Tower | 11 | Tenth Floor | 10.14 | 515 | Adelaide Business School | 515 | University of Adelaide Business School | 13.42 | Office | 1 | Office Space Group | 101 | Office - Academic Staff |  | Excellent | 3,345.41 | NO
North Terrace_NT67-10 Pulteney Street - Nexus 10 Tower_Tenth Floor_10.15 _ Corr. | NT-NT67-11-10.15 | NT67-11-10.15-Corr. | North Terrace | NT | NT67 | 10 Pulteney Street - Nexus 10 Tower | 11 | Tenth Floor | 10.15 | 99939 | Unusable Spaces | 99939 | Unusable Spaces | 11.87 | Corr. | 8 | Non Useable Floor Area Space Group | 805 | Non-usable - Circulation space |  | Unknown | 0.00 | NO
North Terrace_NT67-10 Pulteney Street - Nexus 10 Tower_Tenth Floor_10.16 _ Office | NT-NT67-11-10.16 | NT67-11-10.16-Office | North Terrace | NT | NT67 | 10 Pulteney Street - Nexus 10 Tower | 11 | Tenth Floor | 10.16 | 515 | Adelaide Business School | 515 | University of Adelaide Business School | 10.49 | Office | 1 | Office Space Group | 101 | Office - Academic Staff |  | Excellent | 2,615.01 | NO
North Terrace_NT67-10 Pulteney Street - Nexus 10 Tower_Tenth Floor_10.17 _ Resource | NT-NT67-11-10.17 | NT67-11-10.17-Resource | North Terrace | NT | NT67 | 10 Pulteney Street - Nexus 10 Tower | 11 | Tenth Floor | 10.17 | 515 | Adelaide Business School | 515 | University of Adelaide Business School | 14.94 | Resource | 6 | General Facility Space Group | 603 | General Facility - Resource room |  | Excellent | 4,171.25 | NO
North Terrace_NT67-10 Pulteney Street - Nexus 10 Tower_Tenth Floor_10.18 _ Office | NT-NT67-11-10.18 | NT67-11-10.18-Office | North Terrace | NT | NT67 | 10 Pulteney Street - Nexus 10 Tower | 11 | Tenth Floor | 10.18 | 515 | Adelaide Business School | 515 | University of Adelaide Business School | 10.49 | Office | 1 | Office Space Group | 101 | Office - Academic Staff |  | Excellent | 2,615.01 | NO
North Terrace_NT67-10 Pulteney Street - Nexus 10 Tower_Tenth Floor_10.19 _ Meeting | NT-NT67-11-10.19 | NT67-11-10.19-Meeting | North Terrace | NT | NT67 | 10 Pulteney Street - Nexus 10 Tower | 11 | Tenth Floor | 10.19 | 515 | Adelaide Business School | 515 | University of Adelaide Business School | 11.36 | Meeting | 6 | General Facility Space Group | 601 | General Facility - Committee/Conference/Meeting room |  | Excellent | 3,171.71 | NO
North Terrace_NT67-10 Pulteney Street - Nexus 10 Tower_Tenth Floor_10.20 _ Office | NT-NT67-11-10.20 | NT67-11-10.20-Office | North Terrace | NT | NT67 | 10 Pulteney Street - Nexus 10 Tower | 11 | Tenth Floor | 10.20 | 515 | Adelaide Business School | 515 | University of Adelaide Business School | 11.36 | Office | 1 | Office Space Group | 101 | Office - Academic Staff |  | Excellent | 2,831.89 | NO
North Terrace_NT67-10 Pulteney Street - Nexus 10 Tower_Tenth Floor_10.21 _ Office - Open Plan - Honours | NT-NT67-11-10.21 | NT67-11-10.21-Office - Open Plan - Honours | North Terrace | NT | NT67 | 10 Pulteney Street - Nexus 10 Tower | 11 | Tenth Floor | 10.21 | 515 | Adelaide Business School | 515 | University of Adelaide Business School | 71.6 | Office - Open Plan - Honours | 1 | Office Space Group | 114 | Open Plan - Research Students |  | Excellent | 17,848.86 | NO
North Terrace_NT67-10 Pulteney Street - Nexus 10 Tower_Tenth Floor_10.22 _ Corr. | NT-NT67-11-10.22 | NT67-11-10.22-Corr. | North Terrace | NT | NT67 | 10 Pulteney Street - Nexus 10 Tower | 11 | Tenth Floor | 10.22 | 99939 | Unusable Spaces | 99939 | Unusable Spaces | 13.13 | Corr. | 8 | Non Useable Floor Area Space Group | 805 | Non-usable - Circulation space |  | Unknown | 0.00 | NO
North Terrace_NT67-10 Pulteney Street - Nexus 10 Tower_Tenth Floor_10.23 _ Office | NT-NT67-11-10.23 | NT67-11-10.23-Office | North Terrace | NT | NT67 | 10 Pulteney Street - Nexus 10 Tower | 11 | Tenth Floor | 10.23 | 515 | Adelaide Business School | 515 | University of Adelaide Business School | 14.35 | Office | 1 | Office Space Group | 101 | Office - Academic Staff |  | Excellent | 3,577.25 | NO
North Terrace_NT67-10 Pulteney Street - Nexus 10 Tower_Tenth Floor_10.24 _ Office | NT-NT67-11-10.24 | NT67-11-10.24-Office | North Terrace | NT | NT67 | 10 Pulteney Street - Nexus 10 Tower | 11 | Tenth Floor | 10.24 | 515 | Adelaide Business School | 515 | University of Adelaide Business School | 11.42 | Office | 1 | Office Space Group | 101 | Office - Academic Staff |  | Excellent | 2,846.84 | NO
North Terrace_NT67-10 Pulteney Street - Nexus 10 Tower_Tenth Floor_10.25 _ Office | NT-NT67-11-10.25 | NT67-11-10.25-Office | North Terrace | NT | NT67 | 10 Pulteney Street - Nexus 10 Tower | 11 | Tenth Floor | 10.25 | 515 | Adelaide Business School | 515 | University of Adelaide Business School | 11.42 | Office | 1 | Office Space Group | 101 | Office - Academic Staff |  | Excellent | 2,846.84 | NO
North Terrace_NT67-10 Pulteney Street - Nexus 10 Tower_Tenth Floor_10.26 _ Office | NT-NT67-11-10.26 | NT67-11-10.26-Office | North Terrace | NT | NT67 | 10 Pulteney Street - Nexus 10 Tower | 11 | Tenth Floor | 10.26 | 515 | Adelaide Business School | 515 | University of Adelaide Business School | 11.42 | Office | 1 | Office Space Group | 101 | Office - Academic Staff |  | Excellent | 2,846.84 | NO
North Terrace_NT67-10 Pulteney Street - Nexus 10 Tower_Tenth Floor_10.27 _ Office | NT-NT67-11-10.27 | NT67-11-10.27-Office | North Terrace | NT | NT67 | 10 Pulteney Street - Nexus 10 Tower | 11 | Tenth Floor | 10.27 | 515 | Adelaide Business School | 515 | University of Adelaide Business School | 11.42 | Office | 1 | Office Space Group | 101 | Office - Academic Staff |  | Excellent | 2,846.84 | NO
North Terrace_NT67-10 Pulteney Street - Nexus 10 Tower_Tenth Floor_10.27A _ Corr. | NT-NT67-11-10.27A | NT67-11-10.27A-Corr. | North Terrace | NT | NT67 | 10 Pulteney Street - Nexus 10 Tower | 11 | Tenth Floor | 10.27A | 99939 | Unusable Spaces | 99939 | Unusable Spaces | 18.44 | Corr. | 8 | Non Useable Floor Area Space Group | 805 | Non-usable - Circulation space |  | Unknown | 0.00 | NO
North Terrace_NT67-10 Pulteney Street - Nexus 10 Tower_Tenth Floor_10.28 _ Office | NT-NT67-11-10.28 | NT67-11-10.28-Office | North Terrace | NT | NT67 | 10 Pulteney Street - Nexus 10 Tower | 11 | Tenth Floor | 10.28 | 515 | Adelaide Business School | 515 | University of Adelaide Business School | 11.42 | Office | 1 | Office Space Group | 101 | Office - Academic Staff |  | Excellent | 2,846.84 | NO
North Terrace_NT67-10 Pulteney Street - Nexus 10 Tower_Tenth Floor_10.29 _ Comms | NT-NT67-11-10.29 | NT67-11-10.29-Comms | North Terrace | NT | NT67 | 10 Pulteney Street - Nexus 10 Tower | 11 | Tenth Floor | 10.29 | 850 | ITDS Branch Central Costs | 869 | Information Technology and Digital Services | 8.38 | Comms | 8 | Non Useable Floor Area Space Group | 812 | Non-usable - Comms/network system/Telephone/PABX |  | Excellent | 0.00 | NO
North Terrace_NT67-10 Pulteney Street - Nexus 10 Tower_Tenth Floor_10.30 _ Compactus | NT-NT67-11-10.30 | NT67-11-10.30-Compactus | North Terrace | NT | NT67 | 10 Pulteney Street - Nexus 10 Tower | 11 | Tenth Floor | 10.30 | 515 | Adelaide Business School | 515 | University of Adelaide Business School | 8.5 | Compactus | 4 | Ancillary Area Space Group | 419 | Ancillary Area - Store Room - Generic |  | Excellent | 1,864.66 | NO
North Terrace_NT67-10 Pulteney Street - Nexus 10 Tower_Tenth Floor_10.31 _ Office | NT-NT67-11-10.31 | NT67-11-10.31-Office | North Terrace | NT | NT67 | 10 Pulteney Street - Nexus 10 Tower | 11 | Tenth Floor | 10.31 | 515 | Adelaide Business School | 515 | University of Adelaide Business School | 11.42 | Office | 1 | Office Space Group | 101 | Office - Academic Staff |  | Excellent | 2,846.84 | NO
North Terrace_NT67-10 Pulteney Street - Nexus 10 Tower_Tenth Floor_10.32 _ Office | NT-NT67-11-10.32 | NT67-11-10.32-Office | North Terrace | NT | NT67 | 10 Pulteney Street - Nexus 10 Tower | 11 | Tenth Floor | 10.32 | 515 | Adelaide Business School | 515 | University of Adelaide Business School | 11.42 | Office | 1 | Office Space Group | 101 | Office - Academic Staff |  | Excellent | 2,846.84 | NO
North Terrace_NT67-10 Pulteney Street - Nexus 10 Tower_Tenth Floor_10.33 _ WC - U - Access (RH) | NT-NT67-11-10.33 | NT67-11-10.33-WC - U - Access (RH) | North Terrace | NT | NT67 | 10 Pulteney Street - Nexus 10 Tower | 11 | Tenth Floor | 10.33 | 99939 | Unusable Spaces | 99939 | Unusable Spaces | 5.04 | WC - U - Access (RH) | 8 | Non Useable Floor Area Space Group | 818 | Non-usable - Toilets/Amenities - Unisex Accessible |  | Unknown | 0.00 | NO
North Terrace_NT67-10 Pulteney Street - Nexus 10 Tower_Tenth Floor_10.34 _ Claims | NT-NT67-11-10.34 | NT67-11-10.34-Claims | North Terrace | NT | NT67 | 10 Pulteney Street - Nexus 10 Tower | 11 | Tenth Floor | 10.34 | 515 | Adelaide Business School | 515 | University of Adelaide Business School | 11.42 | Claims | 1 | Office Space Group | 101 | Office - Academic Staff |  | Excellent | 2,846.84 | NO
North Terrace_NT67-10 Pulteney Street - Nexus 10 Tower_Tenth Floor_10.35 _ Office | NT-NT67-11-10.35 | NT67-11-10.35-Office | North Terrace | NT | NT67 | 10 Pulteney Street - Nexus 10 Tower | 11 | Tenth Floor | 10.35 | 515 | Adelaide Business School | 515 | University of Adelaide Business School | 11.42 | Office | 1 | Office Space Group | 101 | Office - Academic Staff |  | Excellent | 2,846.84 | NO
North Terrace_NT67-10 Pulteney Street - Nexus 10 Tower_Tenth Floor_10.36 _ Office | NT-NT67-11-10.36 | NT67-11-10.36-Office | North Terrace | NT | NT67 | 10 Pulteney Street - Nexus 10 Tower | 11 | Tenth Floor | 10.36 | 515 | Adelaide Business School | 515 | University of Adelaide Business School | 11.42 | Office | 1 | Office Space Group | 101 | Office - Academic Staff |  | Excellent | 2,846.84 | NO
North Terrace_NT67-10 Pulteney Street - Nexus 10 Tower_Tenth Floor_10.37 _ Office | NT-NT67-11-10.37 | NT67-11-10.37-Office | North Terrace | NT | NT67 | 10 Pulteney Street - Nexus 10 Tower | 11 | Tenth Floor | 10.37 | 515 | Adelaide Business School | 515 | University of Adelaide Business School | 14.54 | Office | 1 | Office Space Group | 101 | Office - Academic Staff |  | Excellent | 3,624.61 | NO
North Terrace_NT67-10 Pulteney Street - Nexus 10 Tower_Tenth Floor_10.38 _ Corr. | NT-NT67-11-10.38 | NT67-11-10.38-Corr. | North Terrace | NT | NT67 | 10 Pulteney Street - Nexus 10 Tower | 11 | Tenth Floor | 10.38 | 99939 | Unusable Spaces | 99939 | Unusable Spaces | 13.12 | Corr. | 8 | Non Useable Floor Area Space Group | 805 | Non-usable - Circulation space |  | Unknown | 0.00 | NO
North Terrace_NT67-10 Pulteney Street - Nexus 10 Tower_Tenth Floor_10.39 _ Office - Open Plan - HDR | NT-NT67-11-10.39 | NT67-11-10.39-Office - Open Plan - HDR | North Terrace | NT | NT67 | 10 Pulteney Street - Nexus 10 Tower | 11 | Tenth Floor | 10.39 | 515 | Adelaide Business School | 515 | University of Adelaide Business School | 72.46 | Office - Open Plan - HDR | 1 | Office Space Group | 114 | Open Plan - Research Students |  | Excellent | 18,063.25 | NO
North Terrace_NT67-10 Pulteney Street - Nexus 10 Tower_Tenth Floor_10.40 _ AISEC & CSA File | NT-NT67-11-10.40 | NT67-11-10.40-AISEC & CSA File | North Terrace | NT | NT67 | 10 Pulteney Street - Nexus 10 Tower | 11 | Tenth Floor | 10.40 | 515 | Adelaide Business School | 515 | University of Adelaide Business School | 11.19 | AISEC & CSA File | 6 | General Facility Space Group | 603 | General Facility - Resource room |  | Excellent | 3,124.25 | NO
North Terrace_NT67-10 Pulteney Street - Nexus 10 Tower_Tenth Floor_10.41 _ Meeting | NT-NT67-11-10.41 | NT67-11-10.41-Meeting | North Terrace | NT | NT67 | 10 Pulteney Street - Nexus 10 Tower | 11 | Tenth Floor | 10.41 | 515 | Adelaide Business School | 515 | University of Adelaide Business School | 11.14 | Meeting | 6 | General Facility Space Group | 601 | General Facility - Committee/Conference/Meeting room |  | Excellent | 3,110.29 | NO
North Terrace_NT67-10 Pulteney Street - Nexus 10 Tower_Tenth Floor_10.42 _ Workstation | NT-NT67-11-10.42 | NT67-11-10.42-Workstation | North Terrace | NT | NT67 | 10 Pulteney Street - Nexus 10 Tower | 11 | Tenth Floor | 10.42 | 515 | Adelaide Business School | 515 | University of Adelaide Business School | 5.32 | Workstation | 1 | Office Space Group | 111 | Open Plan - Specific type not defined |  | Excellent | 1,326.20 | NO
North Terrace_NT67-10 Pulteney Street - Nexus 10 Tower_Tenth Floor_10.42A _ Workstation | NT-NT67-11-10.42A | NT67-11-10.42A-Workstation | North Terrace | NT | NT67 | 10 Pulteney Street - Nexus 10 Tower | 11 | Tenth Floor | 10.42A | 515 | Adelaide Business School | 515 | University of Adelaide Business School | 5.32 | Workstation | 1 | Office Space Group | 111 | Open Plan - Specific type not defined |  | Excellent | 1,326.20 | NO
North Terrace_NT67-10 Pulteney Street - Nexus 10 Tower_Tenth Floor_10.43 _ Resource | NT-NT67-11-10.43 | NT67-11-10.43-Resource | North Terrace | NT | NT67 | 10 Pulteney Street - Nexus 10 Tower | 11 | Tenth Floor | 10.43 | 515 | Adelaide Business School | 515 | University of Adelaide Business School | 15.03 | Resource | 6 | General Facility Space Group | 603 | General Facility - Resource room |  | Excellent | 4,196.38 | NO
North Terrace_NT67-10 Pulteney Street - Nexus 10 Tower_Tenth Floor_10.44 _ Reception | NT-NT67-11-10.44 | NT67-11-10.44-Reception | North Terrace | NT | NT67 | 10 Pulteney Street - Nexus 10 Tower | 11 | Tenth Floor | 10.44 | 515 | Adelaide Business School | 515 | University of Adelaide Business School | 11.43 | Reception | 1 | Office Space Group | 118 | Open Plan - Reception Area |  | Excellent | 2,849.34 | NO
North Terrace_NT67-10 Pulteney Street - Nexus 10 Tower_Tenth Floor_10.45 _ Office | NT-NT67-11-10.45 | NT67-11-10.45-Office | North Terrace | NT | NT67 | 10 Pulteney Street - Nexus 10 Tower | 11 | Tenth Floor | 10.45 | 515 | Adelaide Business School | 515 | University of Adelaide Business School | 11.07 | Office | 1 | Office Space Group | 101 | Office - Academic Staff |  | Excellent | 2,759.59 | NO
North Terrace_NT67-10 Pulteney Street - Nexus 10 Tower_Tenth Floor_10.47 _ Office | NT-NT67-11-10.47 | NT67-11-10.47-Office | North Terrace | NT | NT67 | 10 Pulteney Street - Nexus 10 Tower | 11 | Tenth Floor | 10.47 | 515 | Adelaide Business School | 515 | University of Adelaide Business School | 10.51 | Office | 1 | Office Space Group | 101 | Office - Academic Staff |  | Excellent | 2,619.99 | NO
North Terrace_NT67-10 Pulteney Street - Nexus 10 Tower_Tenth Floor_10.48 _ Corr. | NT-NT67-11-10.48 | NT67-11-10.48-Corr. | North Terrace | NT | NT67 | 10 Pulteney Street - Nexus 10 Tower | 11 | Tenth Floor | 10.48 | 99939 | Unusable Spaces | 99939 | Unusable Spaces | 13.4 | Corr. | 8 | Non Useable Floor Area Space Group | 805 | Non-usable - Circulation space |  | Unknown | 0.00 | NO
North Terrace_NT67-10 Pulteney Street - Nexus 10 Tower_Tenth Floor_10.48A _ Corr. | NT-NT67-11-10.48A | NT67-11-10.48A-Corr. | North Terrace | NT | NT67 | 10 Pulteney Street - Nexus 10 Tower | 11 | Tenth Floor | 10.48A | 99939 | Unusable Spaces | 99939 | Unusable Spaces | 10.99 | Corr. | 8 | Non Useable Floor Area Space Group | 805 | Non-usable - Circulation space |  | Unknown | 0.00 | NO
North Terrace_NT67-10 Pulteney Street - Nexus 10 Tower_Tenth Floor_10.49 _ Office | NT-NT67-11-10.49 | NT67-11-10.49-Office | North Terrace | NT | NT67 | 10 Pulteney Street - Nexus 10 Tower | 11 | Tenth Floor | 10.49 | 515 | Adelaide Business School | 515 | University of Adelaide Business School | 13.72 | Office | 1 | Office Space Group | 101 | Office - Academic Staff |  | Excellent | 3,420.20 | NO
North Terrace_NT67-10 Pulteney Street - Nexus 10 Tower_Tenth Floor_10.50 _ Office | NT-NT67-11-10.50 | NT67-11-10.50-Office | North Terrace | NT | NT67 | 10 Pulteney Street - Nexus 10 Tower | 11 | Tenth Floor | 10.50 | 515 | Adelaide Business School | 515 | University of Adelaide Business School | 10.91 | Office | 1 | Office Space Group | 101 | Office - Academic Staff |  | Excellent | 2,719.71 | NO
North Terrace_NT67-10 Pulteney Street - Nexus 10 Tower_Tenth Floor_10.51 _ Office | NT-NT67-11-10.51 | NT67-11-10.51-Office | North Terrace | NT | NT67 | 10 Pulteney Street - Nexus 10 Tower | 11 | Tenth Floor | 10.51 | 515 | Adelaide Business School | 515 | University of Adelaide Business School | 10.91 | Office | 1 | Office Space Group | 101 | Office - Academic Staff |  | Excellent | 2,719.71 | NO
North Terrace_NT67-10 Pulteney Street - Nexus 10 Tower_Tenth Floor_10.52 _ Office | NT-NT67-11-10.52 | NT67-11-10.52-Office | North Terrace | NT | NT67 | 10 Pulteney Street - Nexus 10 Tower | 11 | Tenth Floor | 10.52 | 515 | Adelaide Business School | 515 | University of Adelaide Business School | 10.91 | Office | 1 | Office Space Group | 101 | Office - Academic Staff |  | Excellent | 2,719.71 | NO
North Terrace_NT67-10 Pulteney Street - Nexus 10 Tower_Tenth Floor_10.53 _ Corr. | NT-NT67-11-10.53 | NT67-11-10.53-Corr. | North Terrace | NT | NT67 | 10 Pulteney Street - Nexus 10 Tower | 11 | Tenth Floor | 10.53 | 99939 | Unusable Spaces | 99939 | Unusable Spaces | 13.2 | Corr. | 8 | Non Useable Floor Area Space Group | 805 | Non-usable - Circulation space |  | Unknown | 0.00 | NO
North Terrace_NT67-10 Pulteney Street - Nexus 10 Tower_Eleventh Floor_11.00 _ Lift Lobby | NT-NT67-12-11.00 | NT67-12-11.00-Lift Lobby | North Terrace | NT | NT67 | 10 Pulteney Street - Nexus 10 Tower | 12 | Eleventh Floor | 11.00 | 99939 | Unusable Spaces | 99939 | Unusable Spaces | 19.94 | Lift Lobby | 8 | Non Useable Floor Area Space Group | 805 | Non-usable - Circulation space |  | Unknown | 0.00 | NO
North Terrace_NT67-10 Pulteney Street - Nexus 10 Tower_Eleventh Floor_11.00E _ VSR - Comms | NT-NT67-12-11.00E | NT67-12-11.00E-VSR - Comms | North Terrace | NT | NT67 | 10 Pulteney Street - Nexus 10 Tower | 12 | Eleventh Floor | 11.00E | 850 | ITDS Branch Central Costs | 869 | Information Technology and Digital Services | 0.54 | VSR - Comms | 8 | Non Useable Floor Area Space Group | 840 | Non-usable - Service riser |  | Unknown | 0.00 | NO
North Terrace_NT67-10 Pulteney Street - Nexus 10 Tower_Eleventh Floor_11.00F _ VSR | NT-NT67-12-11.00F | NT67-12-11.00F-VSR | North Terrace | NT | NT67 | 10 Pulteney Street - Nexus 10 Tower | 12 | Eleventh Floor | 11.00F | 99939 | Unusable Spaces | 99939 | Unusable Spaces | 1.02 | VSR | 8 | Non Useable Floor Area Space Group | 840 | Non-usable - Service riser |  | Unknown | 0.00 | NO
North Terrace_NT67-10 Pulteney Street - Nexus 10 Tower_Eleventh Floor_11.00G _ VSR | NT-NT67-12-11.00G | NT67-12-11.00G-VSR | North Terrace | NT | NT67 | 10 Pulteney Street - Nexus 10 Tower | 12 | Eleventh Floor | 11.00G | 99939 | Unusable Spaces | 99939 | Unusable Spaces | 0.67 | VSR | 8 | Non Useable Floor Area Space Group | 840 | Non-usable - Service riser |  | Unknown | 0.00 | NO
North Terrace_NT67-10 Pulteney Street - Nexus 10 Tower_Eleventh Floor_11.00H _ Corr. | NT-NT67-12-11.00H | NT67-12-11.00H-Corr. | North Terrace | NT | NT67 | 10 Pulteney Street - Nexus 10 Tower | 12 | Eleventh Floor | 11.00H | 99939 | Unusable Spaces | 99939 | Unusable Spaces | 9.05 | Corr. | 8 | Non Useable Floor Area Space Group | 805 | Non-usable - Circulation space |  | Unknown | 0.00 | NO
North Terrace_NT67-10 Pulteney Street - Nexus 10 Tower_Eleventh Floor_11.00I _ VSR | NT-NT67-12-11.00I | NT67-12-11.00I-VSR | North Terrace | NT | NT67 | 10 Pulteney Street - Nexus 10 Tower | 12 | Eleventh Floor | 11.00I | 99939 | Unusable Spaces | 99939 | Unusable Spaces | 5.9 | VSR | 8 | Non Useable Floor Area Space Group | 840 | Non-usable - Service riser |  | Unknown | 0.00 | NO
North Terrace_NT67-10 Pulteney Street - Nexus 10 Tower_Eleventh Floor_11.00J _ WC - F | NT-NT67-12-11.00J | NT67-12-11.00J-WC - F | North Terrace | NT | NT67 | 10 Pulteney Street - Nexus 10 Tower | 12 | Eleventh Floor | 11.00J | 99939 | Unusable Spaces | 99939 | Unusable Spaces | 8.36 | WC - F | 8 | Non Useable Floor Area Space Group | 820 | Non-usable - Toilets/Amenities - Female |  | Unknown | 0.00 | NO
North Terrace_NT67-10 Pulteney Street - Nexus 10 Tower_Eleventh Floor_11.00K _ WC - M | NT-NT67-12-11.00K | NT67-12-11.00K-WC - M | North Terrace | NT | NT67 | 10 Pulteney Street - Nexus 10 Tower | 12 | Eleventh Floor | 11.00K | 99939 | Unusable Spaces | 99939 | Unusable Spaces | 10.37 | WC - M | 8 | Non Useable Floor Area Space Group | 821 | Non-usable - Toilets/Amenities - Male |  | Unknown | 0.00 | NO
North Terrace_NT67-10 Pulteney Street - Nexus 10 Tower_Eleventh Floor_11.00L _ VSR | NT-NT67-12-11.00L | NT67-12-11.00L-VSR | North Terrace | NT | NT67 | 10 Pulteney Street - Nexus 10 Tower | 12 | Eleventh Floor | 11.00L | 99939 | Unusable Spaces | 99939 | Unusable Spaces | 5.6 | VSR | 8 | Non Useable Floor Area Space Group | 840 | Non-usable - Service riser |  | Unknown | 0.00 | NO
North Terrace_NT67-10 Pulteney Street - Nexus 10 Tower_Eleventh Floor_11.00LA _ VSR | NT-NT67-12-11.00LA | NT67-12-11.00LA-VSR | North Terrace | NT | NT67 | 10 Pulteney Street - Nexus 10 Tower | 12 | Eleventh Floor | 11.00LA | 99939 | Unusable Spaces | 99939 | Unusable Spaces | 0.63 | VSR | 8 | Non Useable Floor Area Space Group | 840 | Non-usable - Service riser |  | Unknown | 0.00 | NO
North Terrace_NT67-10 Pulteney Street - Nexus 10 Tower_Eleventh Floor_11.00LB _ VSR | NT-NT67-12-11.00LB | NT67-12-11.00LB-VSR | North Terrace | NT | NT67 | 10 Pulteney Street - Nexus 10 Tower | 12 | Eleventh Floor | 11.00LB | 99939 | Unusable Spaces | 99939 | Unusable Spaces | 0.32 | VSR | 8 | Non Useable Floor Area Space Group | 840 | Non-usable - Service riser |  | Unknown | 0.00 | NO
North Terrace_NT67-10 Pulteney Street - Nexus 10 Tower_Eleventh Floor_11.00M _ A/L | NT-NT67-12-11.00M | NT67-12-11.00M-A/L | North Terrace | NT | NT67 | 10 Pulteney Street - Nexus 10 Tower | 12 | Eleventh Floor | 11.00M | 99939 | Unusable Spaces | 99939 | Unusable Spaces | 3.05 | A/L | 8 | Non Useable Floor Area Space Group | 805 | Non-usable - Circulation space |  | Unknown | 0.00 | NO
North Terrace_NT67-10 Pulteney Street - Nexus 10 Tower_Eleventh Floor_11.00N _ VSR | NT-NT67-12-11.00N | NT67-12-11.00N-VSR | North Terrace | NT | NT67 | 10 Pulteney Street - Nexus 10 Tower | 12 | Eleventh Floor | 11.00N | 99939 | Unusable Spaces | 99939 | Unusable Spaces | 0.39 | VSR | 8 | Non Useable Floor Area Space Group | 840 | Non-usable - Service riser |  | Unknown | 0.00 | NO
North Terrace_NT67-10 Pulteney Street - Nexus 10 Tower_Eleventh Floor_11.00P _ Stair | NT-NT67-12-11.00P | NT67-12-11.00P-Stair | North Terrace | NT | NT67 | 10 Pulteney Street - Nexus 10 Tower | 12 | Eleventh Floor | 11.00P | 99939 | Unusable Spaces | 99939 | Unusable Spaces | 17.53 | Stair | 8 | Non Useable Floor Area Space Group | 805 | Non-usable - Circulation space |  | Unknown | 0.00 | NO
North Terrace_NT67-10 Pulteney Street - Nexus 10 Tower_Eleventh Floor_11.00Q _ VSR - Comms | NT-NT67-12-11.00Q | NT67-12-11.00Q-VSR - Comms | North Terrace | NT | NT67 | 10 Pulteney Street - Nexus 10 Tower | 12 | Eleventh Floor | 11.00Q | 850 | ITDS Branch Central Costs | 869 | Information Technology and Digital Services | 1.16 | VSR - Comms | 8 | Non Useable Floor Area Space Group | 840 | Non-usable - Service riser |  | Unknown | 0.00 | NO
North Terrace_NT67-10 Pulteney Street - Nexus 10 Tower_Eleventh Floor_11.00R _ VSR | NT-NT67-12-11.00R | NT67-12-11.00R-VSR | North Terrace | NT | NT67 | 10 Pulteney Street - Nexus 10 Tower | 12 | Eleventh Floor | 11.00R | 99939 | Unusable Spaces | 99939 | Unusable Spaces | 0.91 | VSR | 8 | Non Useable Floor Area Space Group | 840 | Non-usable - Service riser |  | Unknown | 0.00 | NO
North Terrace_NT67-10 Pulteney Street - Nexus 10 Tower_Eleventh Floor_11.00S _ VSR | NT-NT67-12-11.00S | NT67-12-11.00S-VSR | North Terrace | NT | NT67 | 10 Pulteney Street - Nexus 10 Tower | 12 | Eleventh Floor | 11.00S | 99939 | Unusable Spaces | 99939 | Unusable Spaces | 1.41 | VSR | 8 | Non Useable Floor Area Space Group | 840 | Non-usable - Service riser |  | Unknown | 0.00 | NO
North Terrace_NT67-10 Pulteney Street - Nexus 10 Tower_Eleventh Floor_11.01 _ Waiting | NT-NT67-12-11.01 | NT67-12-11.01-Waiting | North Terrace | NT | NT67 | 10 Pulteney Street - Nexus 10 Tower | 12 | Eleventh Floor | 11.01 | 110 | Administration Office (ABLE) | 110 | ABLE (Arts, Bus, Law & Econ) Faculty Office | 53.83 | Waiting | 6 | General Facility Space Group | 623 | General Facility - Waiting Area/Foyer/Reception Area |  | Adequate | 10,224.04 | NO
North Terrace_NT67-10 Pulteney Street - Nexus 10 Tower_Eleventh Floor_11.01A _ Corr. | NT-NT67-12-11.01A | NT67-12-11.01A-Corr. | North Terrace | NT | NT67 | 10 Pulteney Street - Nexus 10 Tower | 12 | Eleventh Floor | 11.01A | 99939 | Unusable Spaces | 99939 | Unusable Spaces | 17.71 | Corr. | 8 | Non Useable Floor Area Space Group | 805 | Non-usable - Circulation space |  | Unknown | 0.00 | NO
North Terrace_NT67-10 Pulteney Street - Nexus 10 Tower_Eleventh Floor_11.02 _ Boardroom | NT-NT67-12-11.02 | NT67-12-11.02-Boardroom | North Terrace | NT | NT67 | 10 Pulteney Street - Nexus 10 Tower | 12 | Eleventh Floor | 11.02 | 110 | Administration Office (ABLE) | 110 | ABLE (Arts, Bus, Law & Econ) Faculty Office | 35.51 | Boardroom | 6 | General Facility Space Group | 601 | General Facility - Committee/Conference/Meeting room |  | Adequate | 6,744.49 | NO
North Terrace_NT67-10 Pulteney Street - Nexus 10 Tower_Eleventh Floor_11.03 _ Office | NT-NT67-12-11.03 | NT67-12-11.03-Office | North Terrace | NT | NT67 | 10 Pulteney Street - Nexus 10 Tower | 12 | Eleventh Floor | 11.03 | 110 | Administration Office (ABLE) | 110 | ABLE (Arts, Bus, Law & Econ) Faculty Office | 16.09 | Office | 1 | Office Space Group | 101 | Office - Academic Staff |  | Adequate | 2,728.58 | NO
North Terrace_NT67-10 Pulteney Street - Nexus 10 Tower_Eleventh Floor_11.04 _ Office - Executive Dean | NT-NT67-12-11.04 | NT67-12-11.04-Office - Executive Dean | North Terrace | NT | NT67 | 10 Pulteney Street - Nexus 10 Tower | 12 | Eleventh Floor | 11.04 | 110 | Administration Office (ABLE) | 110 | ABLE (Arts, Bus, Law & Econ) Faculty Office | 28.1 | Office - Executive Dean | 1 | Office Space Group | 101 | Office - Academic Staff |  | Adequate | 4,765.26 | NO
North Terrace_NT67-10 Pulteney Street - Nexus 10 Tower_Eleventh Floor_11.05 _ Office | NT-NT67-12-11.05 | NT67-12-11.05-Office | North Terrace | NT | NT67 | 10 Pulteney Street - Nexus 10 Tower | 12 | Eleventh Floor | 11.05 | 110 | Administration Office (ABLE) | 110 | ABLE (Arts, Bus, Law & Econ) Faculty Office | 20.35 | Office | 1 | Office Space Group | 101 | Office - Academic Staff |  | Adequate | 3,451.00 | NO
North Terrace_NT67-10 Pulteney Street - Nexus 10 Tower_Eleventh Floor_11.06 _ Office - Assoc Dean | NT-NT67-12-11.06 | NT67-12-11.06-Office - Assoc Dean | North Terrace | NT | NT67 | 10 Pulteney Street - Nexus 10 Tower | 12 | Eleventh Floor | 11.06 | 110 | Administration Office (ABLE) | 110 | ABLE (Arts, Bus, Law & Econ) Faculty Office | 17.31 | Office - Assoc Dean | 1 | Office Space Group | 101 | Office - Academic Staff |  | Adequate | 2,935.47 | NO
North Terrace_NT67-10 Pulteney Street - Nexus 10 Tower_Eleventh Floor_11.07 _ Office | NT-NT67-12-11.07 | NT67-12-11.07-Office | North Terrace | NT | NT67 | 10 Pulteney Street - Nexus 10 Tower | 12 | Eleventh Floor | 11.07 | 110 | Administration Office (ABLE) | 110 | ABLE (Arts, Bus, Law & Econ) Faculty Office | 17.31 | Office | 1 | Office Space Group | 101 | Office - Academic Staff |  | Adequate | 2,935.47 | NO
North Terrace_NT67-10 Pulteney Street - Nexus 10 Tower_Eleventh Floor_11.08 _ Office | NT-NT67-12-11.08 | NT67-12-11.08-Office | North Terrace | NT | NT67 | 10 Pulteney Street - Nexus 10 Tower | 12 | Eleventh Floor | 11.08 | 110 | Administration Office (ABLE) | 110 | ABLE (Arts, Bus, Law & Econ) Faculty Office | 17.31 | Office | 1 | Office Space Group | 101 | Office - Academic Staff |  | Adequate | 2,935.47 | NO
North Terrace_NT67-10 Pulteney Street - Nexus 10 Tower_Eleventh Floor_11.09 _ Office - Open Plan circ | NT-NT67-12-11.09 | NT67-12-11.09-Office - Open Plan circ | North Terrace | NT | NT67 | 10 Pulteney Street - Nexus 10 Tower | 12 | Eleventh Floor | 11.09 | 110 | Administration Office (ABLE) | 110 | ABLE (Arts, Bus, Law & Econ) Faculty Office | 13.93 | Office - Open Plan circ | 1 | Office Space Group | 101 | Office - Academic Staff |  | Adequate | 2,362.28 | NO
North Terrace_NT67-10 Pulteney Street - Nexus 10 Tower_Eleventh Floor_11.09.01 _ Workstation | NT-NT67-12-11.09.01 | NT67-12-11.09.01-Workstation | North Terrace | NT | NT67 | 10 Pulteney Street - Nexus 10 Tower | 12 | Eleventh Floor | 11.09.01 | 110 | Administration Office (ABLE) | 110 | ABLE (Arts, Bus, Law & Econ) Faculty Office | 4.05 | Workstation | 1 | Office Space Group | 101 | Office - Academic Staff |  | Adequate | 686.81 | NO
North Terrace_NT67-10 Pulteney Street - Nexus 10 Tower_Eleventh Floor_11.09.02 _ Workstation | NT-NT67-12-11.09.02 | NT67-12-11.09.02-Workstation | North Terrace | NT | NT67 | 10 Pulteney Street - Nexus 10 Tower | 12 | Eleventh Floor | 11.09.02 | 110 | Administration Office (ABLE) | 110 | ABLE (Arts, Bus, Law & Econ) Faculty Office | 4.05 | Workstation | 1 | Office Space Group | 101 | Office - Academic Staff |  | Adequate | 686.81 | NO
North Terrace_NT67-10 Pulteney Street - Nexus 10 Tower_Eleventh Floor_11.09.03 _ Workstation | NT-NT67-12-11.09.03 | NT67-12-11.09.03-Workstation | North Terrace | NT | NT67 | 10 Pulteney Street - Nexus 10 Tower | 12 | Eleventh Floor | 11.09.03 | 110 | Administration Office (ABLE) | 110 | ABLE (Arts, Bus, Law & Econ) Faculty Office | 4.05 | Workstation | 1 | Office Space Group | 101 | Office - Academic Staff |  | Adequate | 686.81 | NO
North Terrace_NT67-10 Pulteney Street - Nexus 10 Tower_Eleventh Floor_11.09.04 _ Workstation | NT-NT67-12-11.09.04 | NT67-12-11.09.04-Workstation | North Terrace | NT | NT67 | 10 Pulteney Street - Nexus 10 Tower | 12 | Eleventh Floor | 11.09.04 | 110 | Administration Office (ABLE) | 110 | ABLE (Arts, Bus, Law & Econ) Faculty Office | 4.05 | Workstation | 1 | Office Space Group | 101 | Office - Academic Staff |  | Adequate | 686.81 | NO
North Terrace_NT67-10 Pulteney Street - Nexus 10 Tower_Eleventh Floor_11.09.05 _ Workstation | NT-NT67-12-11.09.05 | NT67-12-11.09.05-Workstation | North Terrace | NT | NT67 | 10 Pulteney Street - Nexus 10 Tower | 12 | Eleventh Floor | 11.09.05 | 110 | Administration Office (ABLE) | 110 | ABLE (Arts, Bus, Law & Econ) Faculty Office | 4.05 | Workstation | 1 | Office Space Group | 101 | Office - Academic Staff |  | Adequate | 686.81 | NO
North Terrace_NT67-10 Pulteney Street - Nexus 10 Tower_Eleventh Floor_11.09.06 _ Workstation | NT-NT67-12-11.09.06 | NT67-12-11.09.06-Workstation | North Terrace | NT | NT67 | 10 Pulteney Street - Nexus 10 Tower | 12 | Eleventh Floor | 11.09.06 | 110 | Administration Office (ABLE) | 110 | ABLE (Arts, Bus, Law & Econ) Faculty Office | 4.75 | Workstation | 1 | Office Space Group | 101 | Office - Academic Staff |  | Adequate | 805.52 | NO
North Terrace_NT67-10 Pulteney Street - Nexus 10 Tower_Eleventh Floor_11.10 _ Office | NT-NT67-12-11.10 | NT67-12-11.10-Office | North Terrace | NT | NT67 | 10 Pulteney Street - Nexus 10 Tower | 12 | Eleventh Floor | 11.10 | 110 | Administration Office (ABLE) | 110 | ABLE (Arts, Bus, Law & Econ) Faculty Office | 13.17 | Office | 1 | Office Space Group | 101 | Office - Academic Staff |  | Adequate | 2,233.40 | NO
North Terrace_NT67-10 Pulteney Street - Nexus 10 Tower_Eleventh Floor_11.11 _ Recording Room | NT-NT67-12-11.11 | NT67-12-11.11-Recording Room | North Terrace | NT | NT67 | 10 Pulteney Street - Nexus 10 Tower | 12 | Eleventh Floor | 11.11 | 110 | Administration Office (ABLE) | 110 | ABLE (Arts, Bus, Law & Econ) Faculty Office | 15.3 | Recording Room | 6 | General Facility Space Group | 620 | General Facility - Media Services Room |  | Adequate | 2,905.96 | NO
North Terrace_NT67-10 Pulteney Street - Nexus 10 Tower_Eleventh Floor_11.12 _ Meeting | NT-NT67-12-11.12 | NT67-12-11.12-Meeting | North Terrace | NT | NT67 | 10 Pulteney Street - Nexus 10 Tower | 12 | Eleventh Floor | 11.12 | 110 | Administration Office (ABLE) | 110 | ABLE (Arts, Bus, Law & Econ) Faculty Office | 13.05 | Meeting | 6 | General Facility Space Group | 601 | General Facility - Committee/Conference/Meeting room |  | Adequate | 2,478.61 | NO
North Terrace_NT67-10 Pulteney Street - Nexus 10 Tower_Eleventh Floor_11.13 _ Office | NT-NT67-12-11.13 | NT67-12-11.13-Office | North Terrace | NT | NT67 | 10 Pulteney Street - Nexus 10 Tower | 12 | Eleventh Floor | 11.13 | 110 | Administration Office (ABLE) | 110 | ABLE (Arts, Bus, Law & Econ) Faculty Office | 13.73 | Office | 1 | Office Space Group | 101 | Office - Academic Staff |  | Adequate | 2,328.36 | NO
North Terrace_NT67-10 Pulteney Street - Nexus 10 Tower_Eleventh Floor_11.14 _ Office | NT-NT67-12-11.14 | NT67-12-11.14-Office | North Terrace | NT | NT67 | 10 Pulteney Street - Nexus 10 Tower | 12 | Eleventh Floor | 11.14 | 110 | Administration Office (ABLE) | 110 | ABLE (Arts, Bus, Law & Econ) Faculty Office | 17.09 | Office | 1 | Office Space Group | 101 | Office - Academic Staff |  | Adequate | 2,898.16 | NO
North Terrace_NT67-10 Pulteney Street - Nexus 10 Tower_Eleventh Floor_11.15 _ Office | NT-NT67-12-11.15 | NT67-12-11.15-Office | North Terrace | NT | NT67 | 10 Pulteney Street - Nexus 10 Tower | 12 | Eleventh Floor | 11.15 | 110 | Administration Office (ABLE) | 110 | ABLE (Arts, Bus, Law & Econ) Faculty Office | 17.01 | Office | 1 | Office Space Group | 101 | Office - Academic Staff |  | Adequate | 2,884.59 | NO
North Terrace_NT67-10 Pulteney Street - Nexus 10 Tower_Eleventh Floor_11.16 _ Office | NT-NT67-12-11.16 | NT67-12-11.16-Office | North Terrace | NT | NT67 | 10 Pulteney Street - Nexus 10 Tower | 12 | Eleventh Floor | 11.16 | 110 | Administration Office (ABLE) | 110 | ABLE (Arts, Bus, Law & Econ) Faculty Office | 18.21 | Office | 1 | Office Space Group | 101 | Office - Academic Staff |  | Adequate | 3,088.09 | NO
North Terrace_NT67-10 Pulteney Street - Nexus 10 Tower_Eleventh Floor_11.17 _ Office | NT-NT67-12-11.17 | NT67-12-11.17-Office | North Terrace | NT | NT67 | 10 Pulteney Street - Nexus 10 Tower | 12 | Eleventh Floor | 11.17 | 110 | Administration Office (ABLE) | 110 | ABLE (Arts, Bus, Law & Econ) Faculty Office | 16.4 | Office | 1 | Office Space Group | 101 | Office - Academic Staff |  | Adequate | 2,781.15 | NO
North Terrace_NT67-10 Pulteney Street - Nexus 10 Tower_Eleventh Floor_11.18 _ Office | NT-NT67-12-11.18 | NT67-12-11.18-Office | North Terrace | NT | NT67 | 10 Pulteney Street - Nexus 10 Tower | 12 | Eleventh Floor | 11.18 | 110 | Administration Office (ABLE) | 110 | ABLE (Arts, Bus, Law & Econ) Faculty Office | 14.84 | Office | 1 | Office Space Group | 101 | Office - Academic Staff |  | Adequate | 2,516.60 | NO
North Terrace_NT67-10 Pulteney Street - Nexus 10 Tower_Eleventh Floor_11.19 _ Office | NT-NT67-12-11.19 | NT67-12-11.19-Office | North Terrace | NT | NT67 | 10 Pulteney Street - Nexus 10 Tower | 12 | Eleventh Floor | 11.19 | 110 | Administration Office (ABLE) | 110 | ABLE (Arts, Bus, Law & Econ) Faculty Office | 15.02 | Office | 1 | Office Space Group | 101 | Office - Academic Staff |  | Adequate | 2,547.12 | NO
North Terrace_NT67-10 Pulteney Street - Nexus 10 Tower_Eleventh Floor_11.20 _ Office | NT-NT67-12-11.20 | NT67-12-11.20-Office | North Terrace | NT | NT67 | 10 Pulteney Street - Nexus 10 Tower | 12 | Eleventh Floor | 11.20 | 110 | Administration Office (ABLE) | 110 | ABLE (Arts, Bus, Law & Econ) Faculty Office | 15.27 | Office | 1 | Office Space Group | 101 | Office - Academic Staff |  | Adequate | 2,589.52 | NO
North Terrace_NT67-10 Pulteney Street - Nexus 10 Tower_Eleventh Floor_11.21 _ Office | NT-NT67-12-11.21 | NT67-12-11.21-Office | North Terrace | NT | NT67 | 10 Pulteney Street - Nexus 10 Tower | 12 | Eleventh Floor | 11.21 | 110 | Administration Office (ABLE) | 110 | ABLE (Arts, Bus, Law & Econ) Faculty Office | 14.71 | Office | 1 | Office Space Group | 101 | Office - Academic Staff |  | Adequate | 2,494.55 | NO
North Terrace_NT67-10 Pulteney Street - Nexus 10 Tower_Eleventh Floor_11.22 _ Office - Open Plan circ | NT-NT67-12-11.22 | NT67-12-11.22-Office - Open Plan circ | North Terrace | NT | NT67 | 10 Pulteney Street - Nexus 10 Tower | 12 | Eleventh Floor | 11.22 | 110 | Administration Office (ABLE) | 110 | ABLE (Arts, Bus, Law & Econ) Faculty Office | 7.42 | Office - Open Plan circ | 1 | Office Space Group | 101 | Office - Academic Staff |  | Adequate | 1,258.30 | NO
North Terrace_NT67-10 Pulteney Street - Nexus 10 Tower_Eleventh Floor_11.22.01 _ Workstation | NT-NT67-12-11.22.01 | NT67-12-11.22.01-Workstation | North Terrace | NT | NT67 | 10 Pulteney Street - Nexus 10 Tower | 12 | Eleventh Floor | 11.22.01 | 110 | Administration Office (ABLE) | 110 | ABLE (Arts, Bus, Law & Econ) Faculty Office | 4.1 | Workstation | 1 | Office Space Group | 101 | Office - Academic Staff |  | Adequate | 695.29 | NO
North Terrace_NT67-10 Pulteney Street - Nexus 10 Tower_Eleventh Floor_11.22.02 _ Workstation | NT-NT67-12-11.22.02 | NT67-12-11.22.02-Workstation | North Terrace | NT | NT67 | 10 Pulteney Street - Nexus 10 Tower | 12 | Eleventh Floor | 11.22.02 | 110 | Administration Office (ABLE) | 110 | ABLE (Arts, Bus, Law & Econ) Faculty Office | 4 | Workstation | 1 | Office Space Group | 101 | Office - Academic Staff |  | Adequate | 678.33 | NO
North Terrace_NT67-10 Pulteney Street - Nexus 10 Tower_Eleventh Floor_11.22.03 _ Workstation | NT-NT67-12-11.22.03 | NT67-12-11.22.03-Workstation | North Terrace | NT | NT67 | 10 Pulteney Street - Nexus 10 Tower | 12 | Eleventh Floor | 11.22.03 | 110 | Administration Office (ABLE) | 110 | ABLE (Arts, Bus, Law & Econ) Faculty Office | 4 | Workstation | 1 | Office Space Group | 101 | Office - Academic Staff |  | Adequate | 678.33 | NO
North Terrace_NT67-10 Pulteney Street - Nexus 10 Tower_Eleventh Floor_11.23 _ Office - Open Plan circ | NT-NT67-12-11.23 | NT67-12-11.23-Office - Open Plan circ | North Terrace | NT | NT67 | 10 Pulteney Street - Nexus 10 Tower | 12 | Eleventh Floor | 11.23 | 110 | Administration Office (ABLE) | 110 | ABLE (Arts, Bus, Law & Econ) Faculty Office | 6.46 | Office - Open Plan circ | 1 | Office Space Group | 101 | Office - Academic Staff |  | Adequate | 1,095.50 | NO
North Terrace_NT67-10 Pulteney Street - Nexus 10 Tower_Eleventh Floor_11.23.01 _ Workstation | NT-NT67-12-11.23.01 | NT67-12-11.23.01-Workstation | North Terrace | NT | NT67 | 10 Pulteney Street - Nexus 10 Tower | 12 | Eleventh Floor | 11.23.01 | 110 | Administration Office (ABLE) | 110 | ABLE (Arts, Bus, Law & Econ) Faculty Office | 3.69 | Workstation | 1 | Office Space Group | 101 | Office - Academic Staff |  | Adequate | 625.76 | NO
North Terrace_NT67-10 Pulteney Street - Nexus 10 Tower_Eleventh Floor_11.23.02 _ Workstation | NT-NT67-12-11.23.02 | NT67-12-11.23.02-Workstation | North Terrace | NT | NT67 | 10 Pulteney Street - Nexus 10 Tower | 12 | Eleventh Floor | 11.23.02 | 110 | Administration Office (ABLE) | 110 | ABLE (Arts, Bus, Law & Econ) Faculty Office | 3.69 | Workstation | 1 | Office Space Group | 101 | Office - Academic Staff |  | Adequate | 625.76 | NO
North Terrace_NT67-10 Pulteney Street - Nexus 10 Tower_Eleventh Floor_11.23.03 _ Workstation | NT-NT67-12-11.23.03 | NT67-12-11.23.03-Workstation | North Terrace | NT | NT67 | 10 Pulteney Street - Nexus 10 Tower | 12 | Eleventh Floor | 11.23.03 | 110 | Administration Office (ABLE) | 110 | ABLE (Arts, Bus, Law & Econ) Faculty Office | 4.1 | Workstation | 1 | Office Space Group | 101 | Office - Academic Staff |  | Adequate | 695.29 | NO
North Terrace_NT67-10 Pulteney Street - Nexus 10 Tower_Eleventh Floor_11.24 _ Meeting | NT-NT67-12-11.24 | NT67-12-11.24-Meeting | North Terrace | NT | NT67 | 10 Pulteney Street - Nexus 10 Tower | 12 | Eleventh Floor | 11.24 | 110 | Administration Office (ABLE) | 110 | ABLE (Arts, Bus, Law & Econ) Faculty Office | 13.79 | Meeting | 6 | General Facility Space Group | 601 | General Facility - Committee/Conference/Meeting room |  | Adequate | 2,619.16 | NO
North Terrace_NT67-10 Pulteney Street - Nexus 10 Tower_Eleventh Floor_11.25 _ Office - Open Plan circ | NT-NT67-12-11.25 | NT67-12-11.25-Office - Open Plan circ | North Terrace | NT | NT67 | 10 Pulteney Street - Nexus 10 Tower | 12 | Eleventh Floor | 11.25 | 110 | Administration Office (ABLE) | 110 | ABLE (Arts, Bus, Law & Econ) Faculty Office | 46.44 | Office - Open Plan circ | 1 | Office Space Group | 119 | Informal Work Space |  | Adequate | 7,875.39 | NO
North Terrace_NT67-10 Pulteney Street - Nexus 10 Tower_Eleventh Floor_11.25.01 _ Workstation | NT-NT67-12-11.25.01 | NT67-12-11.25.01-Workstation | North Terrace | NT | NT67 | 10 Pulteney Street - Nexus 10 Tower | 12 | Eleventh Floor | 11.25.01 | 110 | Administration Office (ABLE) | 110 | ABLE (Arts, Bus, Law & Econ) Faculty Office | 4.05 | Workstation | 1 | Office Space Group | 119 | Informal Work Space |  | Adequate | 686.81 | NO
North Terrace_NT67-10 Pulteney Street - Nexus 10 Tower_Eleventh Floor_11.25.02 _ Workstation | NT-NT67-12-11.25.02 | NT67-12-11.25.02-Workstation | North Terrace | NT | NT67 | 10 Pulteney Street - Nexus 10 Tower | 12 | Eleventh Floor | 11.25.02 | 110 | Administration Office (ABLE) | 110 | ABLE (Arts, Bus, Law & Econ) Faculty Office | 4.05 | Workstation | 1 | Office Space Group | 119 | Informal Work Space |  | Adequate | 686.81 | NO
North Terrace_NT67-10 Pulteney Street - Nexus 10 Tower_Eleventh Floor_11.25.03 _ Workstation | NT-NT67-12-11.25.03 | NT67-12-11.25.03-Workstation | North Terrace | NT | NT67 | 10 Pulteney Street - Nexus 10 Tower | 12 | Eleventh Floor | 11.25.03 | 110 | Administration Office (ABLE) | 110 | ABLE (Arts, Bus, Law & Econ) Faculty Office | 4.05 | Workstation | 1 | Office Space Group | 119 | Informal Work Space |  | Adequate | 686.81 | NO
North Terrace_NT67-10 Pulteney Street - Nexus 10 Tower_Eleventh Floor_11.25.04 _ Workstation | NT-NT67-12-11.25.04 | NT67-12-11.25.04-Workstation | North Terrace | NT | NT67 | 10 Pulteney Street - Nexus 10 Tower | 12 | Eleventh Floor | 11.25.04 | 110 | Administration Office (ABLE) | 110 | ABLE (Arts, Bus, Law & Econ) Faculty Office | 4.05 | Workstation | 1 | Office Space Group | 119 | Informal Work Space |  | Adequate | 686.81 | NO
North Terrace_NT67-10 Pulteney Street - Nexus 10 Tower_Eleventh Floor_11.25.05 _ Workstation | NT-NT67-12-11.25.05 | NT67-12-11.25.05-Workstation | North Terrace | NT | NT67 | 10 Pulteney Street - Nexus 10 Tower | 12 | Eleventh Floor | 11.25.05 | 110 | Administration Office (ABLE) | 110 | ABLE (Arts, Bus, Law & Econ) Faculty Office | 4.05 | Workstation | 1 | Office Space Group | 119 | Informal Work Space |  | Adequate | 686.81 | NO
North Terrace_NT67-10 Pulteney Street - Nexus 10 Tower_Eleventh Floor_11.25.06 _ Workstation | NT-NT67-12-11.25.06 | NT67-12-11.25.06-Workstation | North Terrace | NT | NT67 | 10 Pulteney Street - Nexus 10 Tower | 12 | Eleventh Floor | 11.25.06 | 110 | Administration Office (ABLE) | 110 | ABLE (Arts, Bus, Law & Econ) Faculty Office | 4.05 | Workstation | 1 | Office Space Group | 119 | Informal Work Space |  | Adequate | 686.81 | NO
North Terrace_NT67-10 Pulteney Street - Nexus 10 Tower_Eleventh Floor_11.25.07 _ Workstation | NT-NT67-12-11.25.07 | NT67-12-11.25.07-Workstation | North Terrace | NT | NT67 | 10 Pulteney Street - Nexus 10 Tower | 12 | Eleventh Floor | 11.25.07 | 110 | Administration Office (ABLE) | 110 | ABLE (Arts, Bus, Law & Econ) Faculty Office | 4.05 | Workstation | 1 | Office Space Group | 119 | Informal Work Space |  | Adequate | 686.81 | NO
North Terrace_NT67-10 Pulteney Street - Nexus 10 Tower_Eleventh Floor_11.25.08 _ Workstation | NT-NT67-12-11.25.08 | NT67-12-11.25.08-Workstation | North Terrace | NT | NT67 | 10 Pulteney Street - Nexus 10 Tower | 12 | Eleventh Floor | 11.25.08 | 110 | Administration Office (ABLE) | 110 | ABLE (Arts, Bus, Law & Econ) Faculty Office | 4.05 | Workstation | 1 | Office Space Group | 119 | Informal Work Space |  | Adequate | 686.81 | NO
North Terrace_NT67-10 Pulteney Street - Nexus 10 Tower_Eleventh Floor_11.26 _ Quiet Room | NT-NT67-12-11.26 | NT67-12-11.26-Quiet Room | North Terrace | NT | NT67 | 10 Pulteney Street - Nexus 10 Tower | 12 | Eleventh Floor | 11.26 | 110 | Administration Office (ABLE) | 110 | ABLE (Arts, Bus, Law & Econ) Faculty Office | 11.91 | Quiet Room | 1 | Office Space Group | 119 | Informal Work Space |  | Adequate | 2,019.72 | NO
North Terrace_NT67-10 Pulteney Street - Nexus 10 Tower_Eleventh Floor_11.27 _ Kitchen | NT-NT67-12-11.27 | NT67-12-11.27-Kitchen | North Terrace | NT | NT67 | 10 Pulteney Street - Nexus 10 Tower | 12 | Eleventh Floor | 11.27 | 110 | Administration Office (ABLE) | 110 | ABLE (Arts, Bus, Law & Econ) Faculty Office | 16.18 | Kitchen | 6 | General Facility Space Group | 608 | General Facility - Kitchen/Servery/Food Storage |  | Adequate | 3,073.10 | NO
North Terrace_NT67-10 Pulteney Street - Nexus 10 Tower_Eleventh Floor_11.28 _ Shower | NT-NT67-12-11.28 | NT67-12-11.28-Shower | North Terrace | NT | NT67 | 10 Pulteney Street - Nexus 10 Tower | 12 | Eleventh Floor | 11.28 | 110 | Administration Office (ABLE) | 110 | ABLE (Arts, Bus, Law & Econ) Faculty Office | 2.96 | Shower | 6 | General Facility Space Group | 608 | General Facility - Kitchen/Servery/Food Storage |  | Adequate | 562.20 | NO
North Terrace_NT67-10 Pulteney Street - Nexus 10 Tower_Eleventh Floor_11.29 _ File Room | NT-NT67-12-11.29 | NT67-12-11.29-File Room | North Terrace | NT | NT67 | 10 Pulteney Street - Nexus 10 Tower | 12 | Eleventh Floor | 11.29 | 110 | Administration Office (ABLE) | 110 | ABLE (Arts, Bus, Law & Econ) Faculty Office | 10.13 | File Room | 6 | General Facility Space Group | 603 | General Facility - Resource room |  | Adequate | 1,924.01 | NO
North Terrace_NT67-10 Pulteney Street - Nexus 10 Tower_Eleventh Floor_11.30 _ Lockers | NT-NT67-12-11.30 | NT67-12-11.30-Lockers | North Terrace | NT | NT67 | 10 Pulteney Street - Nexus 10 Tower | 12 | Eleventh Floor | 11.30 | 110 | Administration Office (ABLE) | 110 | ABLE (Arts, Bus, Law & Econ) Faculty Office | 19.9 | Lockers | 4 | Ancillary Area Space Group | 416 | Ancillary Area - Locker Storage/Room |  | Adequate | 2,969.72 | NO
North Terrace_NT67-10 Pulteney Street - Nexus 10 Tower_Eleventh Floor_11.31 _ Comms | NT-NT67-12-11.31 | NT67-12-11.31-Comms | North Terrace | NT | NT67 | 10 Pulteney Street - Nexus 10 Tower | 12 | Eleventh Floor | 11.31 | 850 | ITDS Branch Central Costs | 869 | Information Technology and Digital Services | 5.48 | Comms | 8 | Non Useable Floor Area Space Group | 812 | Non-usable - Comms/network system/Telephone/PABX |  | Adequate | 0.00 | NO
North Terrace_NT67-10 Pulteney Street - Nexus 10 Tower_Eleventh Floor_11.32 _ Meeting | NT-NT67-12-11.32 | NT67-12-11.32-Meeting | North Terrace | NT | NT67 | 10 Pulteney Street - Nexus 10 Tower | 12 | Eleventh Floor | 11.32 | 110 | Administration Office (ABLE) | 110 | ABLE (Arts, Bus, Law & Econ) Faculty Office | 26.56 | Meeting | 6 | General Facility Space Group | 601 | General Facility - Committee/Conference/Meeting room |  | Adequate | 5,044.59 | NO
North Terrace_NT67-10 Pulteney Street - Nexus 10 Tower_Eleventh Floor_11.33 _ Corr. | NT-NT67-12-11.33 | NT67-12-11.33-Corr. | North Terrace | NT | NT67 | 10 Pulteney Street - Nexus 10 Tower | 12 | Eleventh Floor | 11.33 | 99939 | Unusable Spaces | 99939 | Unusable Spaces | 21.84 | Corr. | 8 | Non Useable Floor Area Space Group | 805 | Non-usable - Circulation space |  | Unknown | 0.00 | NO
North Terrace_NT67-10 Pulteney Street - Nexus 10 Tower_Eleventh Floor_11.33A _ Corr. | NT-NT67-12-11.33A | NT67-12-11.33A-Corr. | North Terrace | NT | NT67 | 10 Pulteney Street - Nexus 10 Tower | 12 | Eleventh Floor | 11.33A | 99939 | Unusable Spaces | 99939 | Unusable Spaces | 12.75 | Corr. | 8 | Non Useable Floor Area Space Group | 805 | Non-usable - Circulation space |  | Unknown | 0.00 | NO
North Terrace_NT67-10 Pulteney Street - Nexus 10 Tower_Eleventh Floor_11.34 _ Corr. | NT-NT67-12-11.34 | NT67-12-11.34-Corr. | North Terrace | NT | NT67 | 10 Pulteney Street - Nexus 10 Tower | 12 | Eleventh Floor | 11.34 | 99939 | Unusable Spaces | 99939 | Unusable Spaces | 41.5 | Corr. | 8 | Non Useable Floor Area Space Group | 805 | Non-usable - Circulation space |  | Unknown | 0.00 | NO
North Terrace_NT67-10 Pulteney Street - Nexus 10 Tower_Eleventh Floor_11.34A _ WC - U - Access (LH) | NT-NT67-12-11.34A | NT67-12-11.34A-WC - U - Access (LH) | North Terrace | NT | NT67 | 10 Pulteney Street - Nexus 10 Tower | 12 | Eleventh Floor | 11.34A | 99939 | Unusable Spaces | 99939 | Unusable Spaces | 4.67 | WC - U - Access (LH) | 8 | Non Useable Floor Area Space Group | 818 | Non-usable - Toilets/Amenities - Unisex Accessible |  | Unknown | 0.00 | NO
North Terrace_NT67-10 Pulteney Street - Nexus 10 Tower_Eleventh Floor_11.35 _ Corr. | NT-NT67-12-11.35 | NT67-12-11.35-Corr. | North Terrace | NT | NT67 | 10 Pulteney Street - Nexus 10 Tower | 12 | Eleventh Floor | 11.35 | 99939 | Unusable Spaces | 99939 | Unusable Spaces | 34.15 | Corr. | 8 | Non Useable Floor Area Space Group | 805 | Non-usable - Circulation space |  | Unknown | 0.00 | NO
North Terrace_NT67-10 Pulteney Street - Nexus 10 Tower_Twelfth Floor_12.00 _ Lift Lobby | NT-NT67-13-12.00 | NT67-13-12.00-Lift Lobby | North Terrace | NT | NT67 | 10 Pulteney Street - Nexus 10 Tower | 13 | Twelfth Floor | 12.00 | 99939 | Unusable Spaces | 99939 | Unusable Spaces | 22.73 | Lift Lobby | 8 | Non Useable Floor Area Space Group | 805 | Non-usable - Circulation space |  | Unknown | 0.00 | NO
North Terrace_NT67-10 Pulteney Street - Nexus 10 Tower_Twelfth Floor_12.00A _ Corr. | NT-NT67-13-12.00A | NT67-13-12.00A-Corr. | North Terrace | NT | NT67 | 10 Pulteney Street - Nexus 10 Tower | 13 | Twelfth Floor | 12.00A | 99939 | Unusable Spaces | 99939 | Unusable Spaces | 19.67 | Corr. | 8 | Non Useable Floor Area Space Group | 805 | Non-usable - Circulation space |  | Unknown | 0.00 | NO
North Terrace_NT67-10 Pulteney Street - Nexus 10 Tower_Twelfth Floor_12.00B _ Corr. | NT-NT67-13-12.00B | NT67-13-12.00B-Corr. | North Terrace | NT | NT67 | 10 Pulteney Street - Nexus 10 Tower | 13 | Twelfth Floor | 12.00B | 99939 | Unusable Spaces | 99939 | Unusable Spaces | 16.22 | Corr. | 8 | Non Useable Floor Area Space Group | 805 | Non-usable - Circulation space |  | Unknown | 0.00 | NO
North Terrace_NT67-10 Pulteney Street - Nexus 10 Tower_Twelfth Floor_12.00G _ Comms | NT-NT67-13-12.00G | NT67-13-12.00G-Comms | North Terrace | NT | NT67 | 10 Pulteney Street - Nexus 10 Tower | 13 | Twelfth Floor | 12.00G | 850 | ITDS Branch Central Costs | 869 | Information Technology and Digital Services | 0.54 | Comms | 8 | Non Useable Floor Area Space Group | 840 | Non-usable - Service riser |  | Unknown | 0.00 | NO
North Terrace_NT67-10 Pulteney Street - Nexus 10 Tower_Twelfth Floor_12.00H _ DB | NT-NT67-13-12.00H | NT67-13-12.00H-DB | North Terrace | NT | NT67 | 10 Pulteney Street - Nexus 10 Tower | 13 | Twelfth Floor | 12.00H | 99939 | Unusable Spaces | 99939 | Unusable Spaces | 1.02 | DB | 8 | Non Useable Floor Area Space Group | 840 | Non-usable - Service riser |  | Unknown | 0.00 | NO
North Terrace_NT67-10 Pulteney Street - Nexus 10 Tower_Twelfth Floor_12.00I _ DB | NT-NT67-13-12.00I | NT67-13-12.00I-DB | North Terrace | NT | NT67 | 10 Pulteney Street - Nexus 10 Tower | 13 | Twelfth Floor | 12.00I | 99939 | Unusable Spaces | 99939 | Unusable Spaces | 0.67 | DB | 8 | Non Useable Floor Area Space Group | 840 | Non-usable - Service riser |  | Unknown | 0.00 | NO
North Terrace_NT67-10 Pulteney Street - Nexus 10 Tower_Twelfth Floor_12.00J _ VSR | NT-NT67-13-12.00J | NT67-13-12.00J-VSR | North Terrace | NT | NT67 | 10 Pulteney Street - Nexus 10 Tower | 13 | Twelfth Floor | 12.00J | 99939 | Unusable Spaces | 99939 | Unusable Spaces | 0.99 | VSR | 8 | Non Useable Floor Area Space Group | 840 | Non-usable - Service riser |  | Unknown | 0.00 | NO
North Terrace_NT67-10 Pulteney Street - Nexus 10 Tower_Twelfth Floor_12.00K _ VSR | NT-NT67-13-12.00K | NT67-13-12.00K-VSR | North Terrace | NT | NT67 | 10 Pulteney Street - Nexus 10 Tower | 13 | Twelfth Floor | 12.00K | 99939 | Unusable Spaces | 99939 | Unusable Spaces | 0.63 | VSR | 8 | Non Useable Floor Area Space Group | 840 | Non-usable - Service riser |  | Unknown | 0.00 | NO
North Terrace_NT67-10 Pulteney Street - Nexus 10 Tower_Twelfth Floor_12.00L _ VSR | NT-NT67-13-12.00L | NT67-13-12.00L-VSR | North Terrace | NT | NT67 | 10 Pulteney Street - Nexus 10 Tower | 13 | Twelfth Floor | 12.00L | 99939 | Unusable Spaces | 99939 | Unusable Spaces | 0.34 | VSR | 8 | Non Useable Floor Area Space Group | 840 | Non-usable - Service riser |  | Unknown | 0.00 | NO
North Terrace_NT67-10 Pulteney Street - Nexus 10 Tower_Twelfth Floor_12.00M _ FHR | NT-NT67-13-12.00M | NT67-13-12.00M-FHR | North Terrace | NT | NT67 | 10 Pulteney Street - Nexus 10 Tower | 13 | Twelfth Floor | 12.00M | 99939 | Unusable Spaces | 99939 | Unusable Spaces | 0.39 | FHR | 8 | Non Useable Floor Area Space Group | 840 | Non-usable - Service riser |  | Unknown | 0.00 | NO
North Terrace_NT67-10 Pulteney Street - Nexus 10 Tower_Twelfth Floor_12.01 _ Common Meeting Multi Use Meeting | NT-NT67-13-12.01 | NT67-13-12.01-Common Meeting Multi Use Meeting | North Terrace | NT | NT67 | 10 Pulteney Street - Nexus 10 Tower | 13 | Twelfth Floor | 12.01 | 515 | Adelaide Business School | 515 | University of Adelaide Business School | 59.86 | Common Meeting Multi Use Meeting | 6 | General Facility Space Group | 601 | General Facility - Committee/Conference/Meeting room |  | Excellent | 16,712.91 | NO
North Terrace_NT67-10 Pulteney Street - Nexus 10 Tower_Twelfth Floor_12.01A _ VSR | NT-NT67-13-12.01A | NT67-13-12.01A-VSR | North Terrace | NT | NT67 | 10 Pulteney Street - Nexus 10 Tower | 13 | Twelfth Floor | 12.01A | 99939 | Unusable Spaces | 99939 | Unusable Spaces | 0.27 | VSR | 8 | Non Useable Floor Area Space Group | 840 | Non-usable - Service riser |  | Unknown | 0.00 | NO
North Terrace_NT67-10 Pulteney Street - Nexus 10 Tower_Twelfth Floor_12.02 _ Tea Point | NT-NT67-13-12.02 | NT67-13-12.02-Tea Point | North Terrace | NT | NT67 | 10 Pulteney Street - Nexus 10 Tower | 13 | Twelfth Floor | 12.02 | 515 | Adelaide Business School | 515 | University of Adelaide Business School | 12.25 | Tea Point | 6 | General Facility Space Group | 608 | General Facility - Kitchen/Servery/Food Storage |  | Excellent | 3,420.20 | NO
North Terrace_NT67-10 Pulteney Street - Nexus 10 Tower_Twelfth Floor_12.02A _ VSR | NT-NT67-13-12.02A | NT67-13-12.02A-VSR | North Terrace | NT | NT67 | 10 Pulteney Street - Nexus 10 Tower | 13 | Twelfth Floor | 12.02A | 99939 | Unusable Spaces | 99939 | Unusable Spaces | 0.22 | VSR | 8 | Non Useable Floor Area Space Group | 840 | Non-usable - Service riser |  | Unknown | 0.00 | NO
North Terrace_NT67-10 Pulteney Street - Nexus 10 Tower_Twelfth Floor_12.03 _ Corr. | NT-NT67-13-12.03 | NT67-13-12.03-Corr. | North Terrace | NT | NT67 | 10 Pulteney Street - Nexus 10 Tower | 13 | Twelfth Floor | 12.03 | 99939 | Unusable Spaces | 99939 | Unusable Spaces | 11.2 | Corr. | 8 | Non Useable Floor Area Space Group | 805 | Non-usable - Circulation space |  | Unknown | 0.00 | NO
North Terrace_NT67-10 Pulteney Street - Nexus 10 Tower_Twelfth Floor_12.04 _ Office | NT-NT67-13-12.04 | NT67-13-12.04-Office | North Terrace | NT | NT67 | 10 Pulteney Street - Nexus 10 Tower | 13 | Twelfth Floor | 12.04 | 515 | Adelaide Business School | 515 | University of Adelaide Business School | 10.83 | Office | 1 | Office Space Group | 101 | Office - Academic Staff |  | Excellent | 2,699.76 | NO
North Terrace_NT67-10 Pulteney Street - Nexus 10 Tower_Twelfth Floor_12.05 _ Dedicated Meeting | NT-NT67-13-12.05 | NT67-13-12.05-Dedicated Meeting | North Terrace | NT | NT67 | 10 Pulteney Street - Nexus 10 Tower | 13 | Twelfth Floor | 12.05 | 515 | Adelaide Business School | 515 | University of Adelaide Business School | 11.23 | Dedicated Meeting | 6 | General Facility Space Group | 601 | General Facility - Committee/Conference/Meeting room |  | Excellent | 3,135.42 | NO
North Terrace_NT67-10 Pulteney Street - Nexus 10 Tower_Twelfth Floor_12.05A _ VSR | NT-NT67-13-12.05A | NT67-13-12.05A-VSR | North Terrace | NT | NT67 | 10 Pulteney Street - Nexus 10 Tower | 13 | Twelfth Floor | 12.05A | 99939 | Unusable Spaces | 99939 | Unusable Spaces | 0.11 | VSR | 8 | Non Useable Floor Area Space Group | 840 | Non-usable - Service riser |  | Unknown | 0.00 | NO
North Terrace_NT67-10 Pulteney Street - Nexus 10 Tower_Twelfth Floor_12.06 _ Office | NT-NT67-13-12.06 | NT67-13-12.06-Office | North Terrace | NT | NT67 | 10 Pulteney Street - Nexus 10 Tower | 13 | Twelfth Floor | 12.06 | 515 | Adelaide Business School | 515 | University of Adelaide Business School | 10.83 | Office | 1 | Office Space Group | 101 | Office - Academic Staff |  | Excellent | 2,699.76 | NO
North Terrace_NT67-10 Pulteney Street - Nexus 10 Tower_Twelfth Floor_12.07 _ Dedicated Meeting | NT-NT67-13-12.07 | NT67-13-12.07-Dedicated Meeting | North Terrace | NT | NT67 | 10 Pulteney Street - Nexus 10 Tower | 13 | Twelfth Floor | 12.07 | 515 | Adelaide Business School | 515 | University of Adelaide Business School | 10.76 | Dedicated Meeting | 6 | General Facility Space Group | 601 | General Facility - Committee/Conference/Meeting room |  | Excellent | 3,004.19 | NO
North Terrace_NT67-10 Pulteney Street - Nexus 10 Tower_Twelfth Floor_12.08 _ Office | NT-NT67-13-12.08 | NT67-13-12.08-Office | North Terrace | NT | NT67 | 10 Pulteney Street - Nexus 10 Tower | 13 | Twelfth Floor | 12.08 | 502 | International Centre for Financial Services | 515 | University of Adelaide Business School | 10.83 | Office | 1 | Office Space Group | 101 | Office - Academic Staff |  | Excellent | 2,699.76 | NO
North Terrace_NT67-10 Pulteney Street - Nexus 10 Tower_Twelfth Floor_12.09 _ Office | NT-NT67-13-12.09 | NT67-13-12.09-Office | North Terrace | NT | NT67 | 10 Pulteney Street - Nexus 10 Tower | 13 | Twelfth Floor | 12.09 | 502 | International Centre for Financial Services | 515 | University of Adelaide Business School | 9.51 | Office | 1 | Office Space Group | 101 | Office - Academic Staff |  | Excellent | 2,370.71 | NO
North Terrace_NT67-10 Pulteney Street - Nexus 10 Tower_Twelfth Floor_12.10 _ Office - Open Plan - Casual tuto | NT-NT67-13-12.10 | NT67-13-12.10-Office - Open Plan - Casual tuto | North Terrace | NT | NT67 | 10 Pulteney Street - Nexus 10 Tower | 13 | Twelfth Floor | 12.10 | 515 | Adelaide Business School | 515 | University of Adelaide Business School | 31.28 | Office - Open Plan - Casual tuto | 1 | Office Space Group | 112 | Open Plan - Academic Staff |  | Excellent | 7,797.66 | NO
North Terrace_NT67-10 Pulteney Street - Nexus 10 Tower_Twelfth Floor_12.11 _ Corr. | NT-NT67-13-12.11 | NT67-13-12.11-Corr. | North Terrace | NT | NT67 | 10 Pulteney Street - Nexus 10 Tower | 13 | Twelfth Floor | 12.11 | 99939 | Unusable Spaces | 99939 | Unusable Spaces | 11.95 | Corr. | 8 | Non Useable Floor Area Space Group | 805 | Non-usable - Circulation space |  | Unknown | 0.00 | NO
North Terrace_NT67-10 Pulteney Street - Nexus 10 Tower_Twelfth Floor_12.12 _ Office - School Manager | NT-NT67-13-12.12 | NT67-13-12.12-Office - School Manager | North Terrace | NT | NT67 | 10 Pulteney Street - Nexus 10 Tower | 13 | Twelfth Floor | 12.12 | 515 | Adelaide Business School | 515 | University of Adelaide Business School | 10.45 | Office - School Manager | 1 | Office Space Group | 101 | Office - Academic Staff |  | Excellent | 2,605.04 | NO
North Terrace_NT67-10 Pulteney Street - Nexus 10 Tower_Twelfth Floor_12.13 _ Store | NT-NT67-13-12.13 | NT67-13-12.13-Store | North Terrace | NT | NT67 | 10 Pulteney Street - Nexus 10 Tower | 13 | Twelfth Floor | 12.13 | 515 | Adelaide Business School | 515 | University of Adelaide Business School | 15.16 | Store | 4 | Ancillary Area Space Group | 419 | Ancillary Area - Store Room - Generic |  | Excellent | 3,325.67 | NO
North Terrace_NT67-10 Pulteney Street - Nexus 10 Tower_Twelfth Floor_12.14 _ Office | NT-NT67-13-12.14 | NT67-13-12.14-Office | North Terrace | NT | NT67 | 10 Pulteney Street - Nexus 10 Tower | 13 | Twelfth Floor | 12.14 | 515 | Adelaide Business School | 515 | University of Adelaide Business School | 11.33 | Office | 1 | Office Space Group | 101 | Office - Academic Staff |  | Excellent | 2,824.41 | NO
North Terrace_NT67-10 Pulteney Street - Nexus 10 Tower_Twelfth Floor_12.15 _ Office | NT-NT67-13-12.15 | NT67-13-12.15-Office | North Terrace | NT | NT67 | 10 Pulteney Street - Nexus 10 Tower | 13 | Twelfth Floor | 12.15 | 515 | Adelaide Business School | 515 | University of Adelaide Business School | 10.41 | Office | 1 | Office Space Group | 101 | Office - Academic Staff |  | Excellent | 2,595.06 | NO
North Terrace_NT67-10 Pulteney Street - Nexus 10 Tower_Twelfth Floor_12.16 _ Office | NT-NT67-13-12.16 | NT67-13-12.16-Office | North Terrace | NT | NT67 | 10 Pulteney Street - Nexus 10 Tower | 13 | Twelfth Floor | 12.16 | 515 | Adelaide Business School | 515 | University of Adelaide Business School | 11.21 | Office | 1 | Office Space Group | 101 | Office - Academic Staff |  | Excellent | 2,794.49 | NO
North Terrace_NT67-10 Pulteney Street - Nexus 10 Tower_Twelfth Floor_12.17 _ Meeting - Medium | NT-NT67-13-12.17 | NT67-13-12.17-Meeting - Medium | North Terrace | NT | NT67 | 10 Pulteney Street - Nexus 10 Tower | 13 | Twelfth Floor | 12.17 | 515 | Adelaide Business School | 515 | University of Adelaide Business School | 22.88 | Meeting - Medium | 6 | General Facility Space Group | 601 | General Facility - Committee/Conference/Meeting room |  | Excellent | 6,388.10 | NO
North Terrace_NT67-10 Pulteney Street - Nexus 10 Tower_Twelfth Floor_12.18 _ Office | NT-NT67-13-12.18 | NT67-13-12.18-Office | North Terrace | NT | NT67 | 10 Pulteney Street - Nexus 10 Tower | 13 | Twelfth Floor | 12.18 | 515 | Adelaide Business School | 515 | University of Adelaide Business School | 10.41 | Office | 1 | Office Space Group | 101 | Office - Academic Staff |  | Excellent | 2,595.06 | NO
North Terrace_NT67-10 Pulteney Street - Nexus 10 Tower_Twelfth Floor_12.19 _ Office - Visiting Academics | NT-NT67-13-12.19 | NT67-13-12.19-Office - Visiting Academics | North Terrace | NT | NT67 | 10 Pulteney Street - Nexus 10 Tower | 13 | Twelfth Floor | 12.19 | 515 | Adelaide Business School | 515 | University of Adelaide Business School | 10.78 | Office - Visiting Academics | 1 | Office Space Group | 101 | Office - Academic Staff |  | Excellent | 2,687.30 | NO
North Terrace_NT67-10 Pulteney Street - Nexus 10 Tower_Twelfth Floor_12.20 _ Corr. | NT-NT67-13-12.20 | NT67-13-12.20-Corr. | North Terrace | NT | NT67 | 10 Pulteney Street - Nexus 10 Tower | 13 | Twelfth Floor | 12.20 | 99939 | Unusable Spaces | 99939 | Unusable Spaces | 13.55 | Corr. | 8 | Non Useable Floor Area Space Group | 805 | Non-usable - Circulation space |  | Unknown | 0.00 | NO
North Terrace_NT67-10 Pulteney Street - Nexus 10 Tower_Twelfth Floor_12.21 _ Office | NT-NT67-13-12.21 | NT67-13-12.21-Office | North Terrace | NT | NT67 | 10 Pulteney Street - Nexus 10 Tower | 13 | Twelfth Floor | 12.21 | 515 | Adelaide Business School | 515 | University of Adelaide Business School | 14.2 | Office | 1 | Office Space Group | 101 | Office - Academic Staff |  | Excellent | 3,539.86 | NO
North Terrace_NT67-10 Pulteney Street - Nexus 10 Tower_Twelfth Floor_12.22 _ Office | NT-NT67-13-12.22 | NT67-13-12.22-Office | North Terrace | NT | NT67 | 10 Pulteney Street - Nexus 10 Tower | 13 | Twelfth Floor | 12.22 | 515 | Adelaide Business School | 515 | University of Adelaide Business School | 11.42 | Office | 1 | Office Space Group | 101 | Office - Academic Staff |  | Excellent | 2,846.84 | NO
North Terrace_NT67-10 Pulteney Street - Nexus 10 Tower_Twelfth Floor_12.23 _ Office | NT-NT67-13-12.23 | NT67-13-12.23-Office | North Terrace | NT | NT67 | 10 Pulteney Street - Nexus 10 Tower | 13 | Twelfth Floor | 12.23 | 515 | Adelaide Business School | 515 | University of Adelaide Business School | 11.42 | Office | 1 | Office Space Group | 101 | Office - Academic Staff |  | Excellent | 2,846.84 | NO
North Terrace_NT67-10 Pulteney Street - Nexus 10 Tower_Twelfth Floor_12.24 _ Office | NT-NT67-13-12.24 | NT67-13-12.24-Office | North Terrace | NT | NT67 | 10 Pulteney Street - Nexus 10 Tower | 13 | Twelfth Floor | 12.24 | 515 | Adelaide Business School | 515 | University of Adelaide Business School | 11.31 | Office | 1 | Office Space Group | 101 | Office - Academic Staff |  | Excellent | 2,819.42 | NO
North Terrace_NT67-10 Pulteney Street - Nexus 10 Tower_Twelfth Floor_12.25 _ Office | NT-NT67-13-12.25 | NT67-13-12.25-Office | North Terrace | NT | NT67 | 10 Pulteney Street - Nexus 10 Tower | 13 | Twelfth Floor | 12.25 | 515 | Adelaide Business School | 515 | University of Adelaide Business School | 11.42 | Office | 1 | Office Space Group | 101 | Office - Academic Staff |  | Excellent | 2,846.84 | NO
North Terrace_NT67-10 Pulteney Street - Nexus 10 Tower_Twelfth Floor_12.26 _ Comms | NT-NT67-13-12.26 | NT67-13-12.26-Comms | North Terrace | NT | NT67 | 10 Pulteney Street - Nexus 10 Tower | 13 | Twelfth Floor | 12.26 | 850 | ITDS Branch Central Costs | 869 | Information Technology and Digital Services | 0.98 | Comms | 8 | Non Useable Floor Area Space Group | 840 | Non-usable - Service riser |  | Unknown | 0.00 | NO
North Terrace_NT67-10 Pulteney Street - Nexus 10 Tower_Twelfth Floor_12.26A _ VSR | NT-NT67-13-12.26A | NT67-13-12.26A-VSR | North Terrace | NT | NT67 | 10 Pulteney Street - Nexus 10 Tower | 13 | Twelfth Floor | 12.26A | 99939 | Unusable Spaces | 99939 | Unusable Spaces | 1.54 | VSR | 8 | Non Useable Floor Area Space Group | 840 | Non-usable - Service riser |  | Unknown | 0.00 | NO
North Terrace_NT67-10 Pulteney Street - Nexus 10 Tower_Twelfth Floor_12.27 _ Stair | NT-NT67-13-12.27 | NT67-13-12.27-Stair | North Terrace | NT | NT67 | 10 Pulteney Street - Nexus 10 Tower | 13 | Twelfth Floor | 12.27 | 99939 | Unusable Spaces | 99939 | Unusable Spaces | 17.53 | Stair | 8 | Non Useable Floor Area Space Group | 805 | Non-usable - Circulation space |  | Unknown | 0.00 | NO
North Terrace_NT67-10 Pulteney Street - Nexus 10 Tower_Twelfth Floor_12.28 _ A/L | NT-NT67-13-12.28 | NT67-13-12.28-A/L | North Terrace | NT | NT67 | 10 Pulteney Street - Nexus 10 Tower | 13 | Twelfth Floor | 12.28 | 99939 | Unusable Spaces | 99939 | Unusable Spaces | 3.05 | A/L | 8 | Non Useable Floor Area Space Group | 822 | Non-usable - Toilets/Amenities - Unisex |  | Unknown | 0.00 | NO
North Terrace_NT67-10 Pulteney Street - Nexus 10 Tower_Twelfth Floor_12.29 _ WC - M | NT-NT67-13-12.29 | NT67-13-12.29-WC - M | North Terrace | NT | NT67 | 10 Pulteney Street - Nexus 10 Tower | 13 | Twelfth Floor | 12.29 | 99939 | Unusable Spaces | 99939 | Unusable Spaces | 10.37 | WC - M | 8 | Non Useable Floor Area Space Group | 821 | Non-usable - Toilets/Amenities - Male |  | Unknown | 0.00 | NO
North Terrace_NT67-10 Pulteney Street - Nexus 10 Tower_Twelfth Floor_12.29A _ VSR | NT-NT67-13-12.29A | NT67-13-12.29A-VSR | North Terrace | NT | NT67 | 10 Pulteney Street - Nexus 10 Tower | 13 | Twelfth Floor | 12.29A | 99939 | Unusable Spaces | 99939 | Unusable Spaces | 5.6 | VSR | 8 | Non Useable Floor Area Space Group | 840 | Non-usable - Service riser |  | Unknown | 0.00 | NO
North Terrace_NT67-10 Pulteney Street - Nexus 10 Tower_Twelfth Floor_12.30 _ WC - F | NT-NT67-13-12.30 | NT67-13-12.30-WC - F | North Terrace | NT | NT67 | 10 Pulteney Street - Nexus 10 Tower | 13 | Twelfth Floor | 12.30 | 99939 | Unusable Spaces | 99939 | Unusable Spaces | 8.36 | WC - F | 8 | Non Useable Floor Area Space Group | 820 | Non-usable - Toilets/Amenities - Female |  | Unknown | 0.00 | NO
North Terrace_NT67-10 Pulteney Street - Nexus 10 Tower_Twelfth Floor_12.30A _ VSR | NT-NT67-13-12.30A | NT67-13-12.30A-VSR | North Terrace | NT | NT67 | 10 Pulteney Street - Nexus 10 Tower | 13 | Twelfth Floor | 12.30A | 99939 | Unusable Spaces | 99939 | Unusable Spaces | 5.9 | VSR | 8 | Non Useable Floor Area Space Group | 840 | Non-usable - Service riser |  | Unknown | 0.00 | NO
North Terrace_NT67-10 Pulteney Street - Nexus 10 Tower_Twelfth Floor_12.31 _ Office | NT-NT67-13-12.31 | NT67-13-12.31-Office | North Terrace | NT | NT67 | 10 Pulteney Street - Nexus 10 Tower | 13 | Twelfth Floor | 12.31 | 515 | Adelaide Business School | 515 | University of Adelaide Business School | 11.42 | Office | 1 | Office Space Group | 101 | Office - Academic Staff |  | Excellent | 2,846.84 | NO
North Terrace_NT67-10 Pulteney Street - Nexus 10 Tower_Twelfth Floor_12.32 _ Corr. | NT-NT67-13-12.32 | NT67-13-12.32-Corr. | North Terrace | NT | NT67 | 10 Pulteney Street - Nexus 10 Tower | 13 | Twelfth Floor | 12.32 | 99939 | Unusable Spaces | 99939 | Unusable Spaces | 18.3 | Corr. | 8 | Non Useable Floor Area Space Group | 805 | Non-usable - Circulation space |  | Unknown | 0.00 | NO
North Terrace_NT67-10 Pulteney Street - Nexus 10 Tower_Twelfth Floor_12.33 _ Comms | NT-NT67-13-12.33 | NT67-13-12.33-Comms | North Terrace | NT | NT67 | 10 Pulteney Street - Nexus 10 Tower | 13 | Twelfth Floor | 12.33 | 850 | ITDS Branch Central Costs | 869 | Information Technology and Digital Services | 8.38 | Comms | 8 | Non Useable Floor Area Space Group | 812 | Non-usable - Comms/network system/Telephone/PABX |  | Excellent | 0.00 | NO
North Terrace_NT67-10 Pulteney Street - Nexus 10 Tower_Twelfth Floor_12.34 _ Office | NT-NT67-13-12.34 | NT67-13-12.34-Office | North Terrace | NT | NT67 | 10 Pulteney Street - Nexus 10 Tower | 13 | Twelfth Floor | 12.34 | 515 | Adelaide Business School | 515 | University of Adelaide Business School | 11.42 | Office | 1 | Office Space Group | 101 | Office - Academic Staff |  | Excellent | 2,846.84 | NO
North Terrace_NT67-10 Pulteney Street - Nexus 10 Tower_Twelfth Floor_12.35 _ Compactus | NT-NT67-13-12.35 | NT67-13-12.35-Compactus | North Terrace | NT | NT67 | 10 Pulteney Street - Nexus 10 Tower | 13 | Twelfth Floor | 12.35 | 515 | Adelaide Business School | 515 | University of Adelaide Business School | 8.5 | Compactus | 4 | Ancillary Area Space Group | 419 | Ancillary Area - Store Room - Generic |  | Excellent | 1,864.66 | NO
North Terrace_NT67-10 Pulteney Street - Nexus 10 Tower_Twelfth Floor_12.36 _ Office | NT-NT67-13-12.36 | NT67-13-12.36-Office | North Terrace | NT | NT67 | 10 Pulteney Street - Nexus 10 Tower | 13 | Twelfth Floor | 12.36 | 515 | Adelaide Business School | 515 | University of Adelaide Business School | 11.42 | Office | 1 | Office Space Group | 101 | Office - Academic Staff |  | Excellent | 2,846.84 | NO
North Terrace_NT67-10 Pulteney Street - Nexus 10 Tower_Twelfth Floor_12.37 _ Office | NT-NT67-13-12.37 | NT67-13-12.37-Office | North Terrace | NT | NT67 | 10 Pulteney Street - Nexus 10 Tower | 13 | Twelfth Floor | 12.37 | 515 | Adelaide Business School | 515 | University of Adelaide Business School | 11.42 | Office | 1 | Office Space Group | 101 | Office - Academic Staff |  | Excellent | 2,846.84 | NO
North Terrace_NT67-10 Pulteney Street - Nexus 10 Tower_Twelfth Floor_12.38 _ Office | NT-NT67-13-12.38 | NT67-13-12.38-Office | North Terrace | NT | NT67 | 10 Pulteney Street - Nexus 10 Tower | 13 | Twelfth Floor | 12.38 | 515 | Adelaide Business School | 515 | University of Adelaide Business School | 11.42 | Office | 1 | Office Space Group | 101 | Office - Academic Staff |  | Excellent | 2,846.84 | NO
North Terrace_NT67-10 Pulteney Street - Nexus 10 Tower_Twelfth Floor_12.39 _ Office - PHD Student | NT-NT67-13-12.39 | NT67-13-12.39-Office - PHD Student | North Terrace | NT | NT67 | 10 Pulteney Street - Nexus 10 Tower | 13 | Twelfth Floor | 12.39 | 515 | Adelaide Business School | 515 | University of Adelaide Business School | 11.32 | Office - PHD Student | 1 | Office Space Group | 103 | Office - Research Students |  | Excellent | 2,821.91 | NO
North Terrace_NT67-10 Pulteney Street - Nexus 10 Tower_Twelfth Floor_12.39A _ VSR | NT-NT67-13-12.39A | NT67-13-12.39A-VSR | North Terrace | NT | NT67 | 10 Pulteney Street - Nexus 10 Tower | 13 | Twelfth Floor | 12.39A | 99939 | Unusable Spaces | 99939 | Unusable Spaces | 0.15 | VSR | 8 | Non Useable Floor Area Space Group | 840 | Non-usable - Service riser |  | Unknown | 0.00 | NO
North Terrace_NT67-10 Pulteney Street - Nexus 10 Tower_Twelfth Floor_12.40 _ Office | NT-NT67-13-12.40 | NT67-13-12.40-Office | North Terrace | NT | NT67 | 10 Pulteney Street - Nexus 10 Tower | 13 | Twelfth Floor | 12.40 | 515 | Adelaide Business School | 515 | University of Adelaide Business School | 11.42 | Office | 1 | Office Space Group | 101 | Office - Academic Staff |  | Excellent | 2,846.84 | NO
North Terrace_NT67-10 Pulteney Street - Nexus 10 Tower_Twelfth Floor_12.41 _ Office | NT-NT67-13-12.41 | NT67-13-12.41-Office | North Terrace | NT | NT67 | 10 Pulteney Street - Nexus 10 Tower | 13 | Twelfth Floor | 12.41 | 515 | Adelaide Business School | 515 | University of Adelaide Business School | 11.29 | Office | 1 | Office Space Group | 101 | Office - Academic Staff |  | Excellent | 2,814.44 | NO
North Terrace_NT67-10 Pulteney Street - Nexus 10 Tower_Twelfth Floor_12.42 _ Office | NT-NT67-13-12.42 | NT67-13-12.42-Office | North Terrace | NT | NT67 | 10 Pulteney Street - Nexus 10 Tower | 13 | Twelfth Floor | 12.42 | 515 | Adelaide Business School | 515 | University of Adelaide Business School | 14.37 | Office | 1 | Office Space Group | 101 | Office - Academic Staff |  | Excellent | 3,582.24 | NO
North Terrace_NT67-10 Pulteney Street - Nexus 10 Tower_Twelfth Floor_12.43 _ Corr. | NT-NT67-13-12.43 | NT67-13-12.43-Corr. | North Terrace | NT | NT67 | 10 Pulteney Street - Nexus 10 Tower | 13 | Twelfth Floor | 12.43 | 99939 | Unusable Spaces | 99939 | Unusable Spaces | 13.33 | Corr. | 8 | Non Useable Floor Area Space Group | 805 | Non-usable - Circulation space |  | Unknown | 0.00 | NO
North Terrace_NT67-10 Pulteney Street - Nexus 10 Tower_Twelfth Floor_12.44 _ Workstation | NT-NT67-13-12.44 | NT67-13-12.44-Workstation | North Terrace | NT | NT67 | 10 Pulteney Street - Nexus 10 Tower | 13 | Twelfth Floor | 12.44 | 515 | Adelaide Business School | 515 | University of Adelaide Business School | 25.03 | Workstation | 1 | Office Space Group | 111 | Open Plan - Specific type not defined |  | Excellent | 6,239.62 | NO
North Terrace_NT67-10 Pulteney Street - Nexus 10 Tower_Twelfth Floor_12.44A _ Corr. | NT-NT67-13-12.44A | NT67-13-12.44A-Corr. | North Terrace | NT | NT67 | 10 Pulteney Street - Nexus 10 Tower | 13 | Twelfth Floor | 12.44A | 99939 | Unusable Spaces | 99939 | Unusable Spaces | 5.68 | Corr. | 8 | Non Useable Floor Area Space Group | 805 | Non-usable - Circulation space |  | Unknown | 0.00 | NO
North Terrace_NT67-10 Pulteney Street - Nexus 10 Tower_Twelfth Floor_12.45 _ Office | NT-NT67-13-12.45 | NT67-13-12.45-Office | North Terrace | NT | NT67 | 10 Pulteney Street - Nexus 10 Tower | 13 | Twelfth Floor | 12.45 | 515 | Adelaide Business School | 515 | University of Adelaide Business School | 11.11 | Office | 1 | Office Space Group | 101 | Office - Academic Staff |  | Excellent | 2,769.56 | NO
North Terrace_NT67-10 Pulteney Street - Nexus 10 Tower_Twelfth Floor_12.46 _ Tutorial | NT-NT67-13-12.46 | NT67-13-12.46-Tutorial | North Terrace | NT | NT67 | 10 Pulteney Street - Nexus 10 Tower | 13 | Twelfth Floor | 12.46 | 515 | Adelaide Business School | 515 | University of Adelaide Business School | 10.73 | Tutorial | 6 | General Facility Space Group | 601 | General Facility - Committee/Conference/Meeting room |  | Excellent | 2,995.82 | NO
North Terrace_NT67-10 Pulteney Street - Nexus 10 Tower_Twelfth Floor_12.47 _ Resource / Store | NT-NT67-13-12.47 | NT67-13-12.47-Resource / Store | North Terrace | NT | NT67 | 10 Pulteney Street - Nexus 10 Tower | 13 | Twelfth Floor | 12.47 | 515 | Adelaide Business School | 515 | University of Adelaide Business School | 23.03 | Resource / Store | 6 | General Facility Space Group | 603 | General Facility - Resource room |  | Excellent | 6,429.98 | NO
North Terrace_NT67-10 Pulteney Street - Nexus 10 Tower_Twelfth Floor_12.48 _ Office | NT-NT67-13-12.48 | NT67-13-12.48-Office | North Terrace | NT | NT67 | 10 Pulteney Street - Nexus 10 Tower | 13 | Twelfth Floor | 12.48 | 515 | Adelaide Business School | 515 | University of Adelaide Business School | 11.31 | Office | 1 | Office Space Group | 101 | Office - Academic Staff |  | Excellent | 2,819.42 | NO
North Terrace_NT67-10 Pulteney Street - Nexus 10 Tower_Twelfth Floor_12.49 _ Store | NT-NT67-13-12.49 | NT67-13-12.49-Store | North Terrace | NT | NT67 | 10 Pulteney Street - Nexus 10 Tower | 13 | Twelfth Floor | 12.49 | 515 | Adelaide Business School | 515 | University of Adelaide Business School | 15.49 | Store | 4 | Ancillary Area Space Group | 419 | Ancillary Area - Store Room - Generic |  | Excellent | 3,398.06 | NO
North Terrace_NT67-10 Pulteney Street - Nexus 10 Tower_Twelfth Floor_12.50 _ Reception | NT-NT67-13-12.50 | NT67-13-12.50-Reception | North Terrace | NT | NT67 | 10 Pulteney Street - Nexus 10 Tower | 13 | Twelfth Floor | 12.50 | 515 | Adelaide Business School | 515 | University of Adelaide Business School | 18.36 | Reception | 6 | General Facility Space Group | 623 | General Facility - Waiting Area/Foyer/Reception Area |  | Excellent | 5,126.11 | NO
North Terrace_NT67-10 Pulteney Street - Nexus 10 Tower_Twelfth Floor_12.50A _ Corr. | NT-NT67-13-12.50A | NT67-13-12.50A-Corr. | North Terrace | NT | NT67 | 10 Pulteney Street - Nexus 10 Tower | 13 | Twelfth Floor | 12.50A | 99939 | Unusable Spaces | 99939 | Unusable Spaces | 7.69 | Corr. | 8 | Non Useable Floor Area Space Group | 805 | Non-usable - Circulation space |  | Unknown | 0.00 | NO
North Terrace_NT67-10 Pulteney Street - Nexus 10 Tower_Twelfth Floor_12.51 _ Office | NT-NT67-13-12.51 | NT67-13-12.51-Office | North Terrace | NT | NT67 | 10 Pulteney Street - Nexus 10 Tower | 13 | Twelfth Floor | 12.51 | 515 | Adelaide Business School | 515 | University of Adelaide Business School | 10.45 | Office | 1 | Office Space Group | 101 | Office - Academic Staff |  | Excellent | 2,605.04 | NO
North Terrace_NT67-10 Pulteney Street - Nexus 10 Tower_Twelfth Floor_12.52 _ Corr. | NT-NT67-13-12.52 | NT67-13-12.52-Corr. | North Terrace | NT | NT67 | 10 Pulteney Street - Nexus 10 Tower | 13 | Twelfth Floor | 12.52 | 99939 | Unusable Spaces | 99939 | Unusable Spaces | 15.37 | Corr. | 8 | Non Useable Floor Area Space Group | 805 | Non-usable - Circulation space |  | Unknown | 0.00 | NO
North Terrace_NT67-10 Pulteney Street - Nexus 10 Tower_Twelfth Floor_12.53 _ Office - Head of School | NT-NT67-13-12.53 | NT67-13-12.53-Office - Head of School | North Terrace | NT | NT67 | 10 Pulteney Street - Nexus 10 Tower | 13 | Twelfth Floor | 12.53 | 515 | Adelaide Business School | 515 | University of Adelaide Business School | 15.04 | Office - Head of School | 1 | Office Space Group | 101 | Office - Academic Staff |  | Excellent | 3,749.26 | NO
North Terrace_NT67-10 Pulteney Street - Nexus 10 Tower_Twelfth Floor_12.54 _ Meeting | NT-NT67-13-12.54 | NT67-13-12.54-Meeting | North Terrace | NT | NT67 | 10 Pulteney Street - Nexus 10 Tower | 13 | Twelfth Floor | 12.54 | 515 | Adelaide Business School | 515 | University of Adelaide Business School | 11.18 | Meeting | 6 | General Facility Space Group | 601 | General Facility - Committee/Conference/Meeting room |  | Excellent | 3,121.46 | NO
North Terrace_NT67-10 Pulteney Street - Nexus 10 Tower_Twelfth Floor_12.55 _ Office | NT-NT67-13-12.55 | NT67-13-12.55-Office | North Terrace | NT | NT67 | 10 Pulteney Street - Nexus 10 Tower | 13 | Twelfth Floor | 12.55 | 515 | Adelaide Business School | 515 | University of Adelaide Business School | 11.02 | Office | 1 | Office Space Group | 101 | Office - Academic Staff |  | Excellent | 2,747.13 | NO
North Terrace_NT67-10 Pulteney Street - Nexus 10 Tower_Twelfth Floor_12.56 _ Waiting | NT-NT67-13-12.56 | NT67-13-12.56-Waiting | North Terrace | NT | NT67 | 10 Pulteney Street - Nexus 10 Tower | 13 | Twelfth Floor | 12.56 | 99939 | Unusable Spaces | 99939 | Unusable Spaces | 22.42 | Waiting | 8 | Non Useable Floor Area Space Group | 805 | Non-usable - Circulation space |  | Unknown | 0.00 | NO
North Terrace_NT67-10 Pulteney Street - Nexus 10 Tower_Twelfth Floor_1232A _ WC - U - Access (RH) | NT-NT67-13-1232A | NT67-13-1232A-WC - U - Access (RH) | North Terrace | NT | NT67 | 10 Pulteney Street - Nexus 10 Tower | 13 | Twelfth Floor | 1232A | 99939 | Unusable Spaces | 99939 | Unusable Spaces | 5.04 | WC - U - Access (RH) | 8 | Non Useable Floor Area Space Group | 818 | Non-usable - Toilets/Amenities - Unisex Accessible |  | Unknown | 0.00 | NO
North Terrace_NT67-10 Pulteney Street - Nexus 10 Tower_Thirteenth Floor_13.00 _ Lift Lobby | NT-NT67-14-13.00 | NT67-14-13.00-Lift Lobby | North Terrace | NT | NT67 | 10 Pulteney Street - Nexus 10 Tower | 14 | Thirteenth Floor | 13.00 | 99939 | Unusable Spaces | 99939 | Unusable Spaces | 21 | Lift Lobby | 8 | Non Useable Floor Area Space Group | 805 | Non-usable - Circulation space |  | Unknown | 0.00 | NO
North Terrace_NT67-10 Pulteney Street - Nexus 10 Tower_Thirteenth Floor_13.00A _ Corr. | NT-NT67-14-13.00A | NT67-14-13.00A-Corr. | North Terrace | NT | NT67 | 10 Pulteney Street - Nexus 10 Tower | 14 | Thirteenth Floor | 13.00A | 99939 | Unusable Spaces | 99939 | Unusable Spaces | 20 | Corr. | 8 | Non Useable Floor Area Space Group | 805 | Non-usable - Circulation space |  | Unknown | 0.00 | NO
North Terrace_NT67-10 Pulteney Street - Nexus 10 Tower_Thirteenth Floor_13.00B _ Corr. | NT-NT67-14-13.00B | NT67-14-13.00B-Corr. | North Terrace | NT | NT67 | 10 Pulteney Street - Nexus 10 Tower | 14 | Thirteenth Floor | 13.00B | 99939 | Unusable Spaces | 99939 | Unusable Spaces | 16.11 | Corr. | 8 | Non Useable Floor Area Space Group | 805 | Non-usable - Circulation space |  | Unknown | 0.00 | NO
North Terrace_NT67-10 Pulteney Street - Nexus 10 Tower_Thirteenth Floor_13.00G _ Comms | NT-NT67-14-13.00G | NT67-14-13.00G-Comms | North Terrace | NT | NT67 | 10 Pulteney Street - Nexus 10 Tower | 14 | Thirteenth Floor | 13.00G | 850 | ITDS Branch Central Costs | 869 | Information Technology and Digital Services | 0.54 | Comms | 8 | Non Useable Floor Area Space Group | 840 | Non-usable - Service riser |  | Unknown | 0.00 | NO
North Terrace_NT67-10 Pulteney Street - Nexus 10 Tower_Thirteenth Floor_13.00H _ DB | NT-NT67-14-13.00H | NT67-14-13.00H-DB | North Terrace | NT | NT67 | 10 Pulteney Street - Nexus 10 Tower | 14 | Thirteenth Floor | 13.00H | 99939 | Unusable Spaces | 99939 | Unusable Spaces | 1.02 | DB | 8 | Non Useable Floor Area Space Group | 840 | Non-usable - Service riser |  | Unknown | 0.00 | NO
North Terrace_NT67-10 Pulteney Street - Nexus 10 Tower_Thirteenth Floor_13.00I _ DB | NT-NT67-14-13.00I | NT67-14-13.00I-DB | North Terrace | NT | NT67 | 10 Pulteney Street - Nexus 10 Tower | 14 | Thirteenth Floor | 13.00I | 99939 | Unusable Spaces | 99939 | Unusable Spaces | 0.67 | DB | 8 | Non Useable Floor Area Space Group | 840 | Non-usable - Service riser |  | Unknown | 0.00 | NO
North Terrace_NT67-10 Pulteney Street - Nexus 10 Tower_Thirteenth Floor_13.00J _ VSR | NT-NT67-14-13.00J | NT67-14-13.00J-VSR | North Terrace | NT | NT67 | 10 Pulteney Street - Nexus 10 Tower | 14 | Thirteenth Floor | 13.00J | 99939 | Unusable Spaces | 99939 | Unusable Spaces | 0.94 | VSR | 8 | Non Useable Floor Area Space Group | 840 | Non-usable - Service riser |  | Unknown | 0.00 | NO
North Terrace_NT67-10 Pulteney Street - Nexus 10 Tower_Thirteenth Floor_13.00K _ VSR | NT-NT67-14-13.00K | NT67-14-13.00K-VSR | North Terrace | NT | NT67 | 10 Pulteney Street - Nexus 10 Tower | 14 | Thirteenth Floor | 13.00K | 99939 | Unusable Spaces | 99939 | Unusable Spaces | 0.63 | VSR | 8 | Non Useable Floor Area Space Group | 840 | Non-usable - Service riser |  | Unknown | 0.00 | NO
North Terrace_NT67-10 Pulteney Street - Nexus 10 Tower_Thirteenth Floor_13.00L _ VSR | NT-NT67-14-13.00L | NT67-14-13.00L-VSR | North Terrace | NT | NT67 | 10 Pulteney Street - Nexus 10 Tower | 14 | Thirteenth Floor | 13.00L | 99939 | Unusable Spaces | 99939 | Unusable Spaces | 0.4 | VSR | 8 | Non Useable Floor Area Space Group | 840 | Non-usable - Service riser |  | Unknown | 0.00 | NO
North Terrace_NT67-10 Pulteney Street - Nexus 10 Tower_Thirteenth Floor_13.00M _ FHR | NT-NT67-14-13.00M | NT67-14-13.00M-FHR | North Terrace | NT | NT67 | 10 Pulteney Street - Nexus 10 Tower | 14 | Thirteenth Floor | 13.00M | 99939 | Unusable Spaces | 99939 | Unusable Spaces | 0.39 | FHR | 8 | Non Useable Floor Area Space Group | 840 | Non-usable - Service riser |  | Unknown | 0.00 | NO
North Terrace_NT67-10 Pulteney Street - Nexus 10 Tower_Thirteenth Floor_13.00N _ VSR | NT-NT67-14-13.00N | NT67-14-13.00N-VSR | North Terrace | NT | NT67 | 10 Pulteney Street - Nexus 10 Tower | 14 | Thirteenth Floor | 13.00N | 850 | ITDS Branch Central Costs | 869 | Information Technology and Digital Services | 0.98 | VSR | 8 | Non Useable Floor Area Space Group | 840 | Non-usable - Service riser |  | Unknown | 0.00 | NO
North Terrace_NT67-10 Pulteney Street - Nexus 10 Tower_Thirteenth Floor_13.00O _ VSR | NT-NT67-14-13.00O | NT67-14-13.00O-VSR | North Terrace | NT | NT67 | 10 Pulteney Street - Nexus 10 Tower | 14 | Thirteenth Floor | 13.00O | 99939 | Unusable Spaces | 99939 | Unusable Spaces | 1.54 | VSR | 8 | Non Useable Floor Area Space Group | 840 | Non-usable - Service riser |  | Unknown | 0.00 | NO
North Terrace_NT67-10 Pulteney Street - Nexus 10 Tower_Thirteenth Floor_13.01 _ Meeting - Large | NT-NT67-14-13.01 | NT67-14-13.01-Meeting - Large | North Terrace | NT | NT67 | 10 Pulteney Street - Nexus 10 Tower | 14 | Thirteenth Floor | 13.01 | 515 | Adelaide Business School | 515 | University of Adelaide Business School | 60.19 | Meeting - Large | 6 | General Facility Space Group | 601 | General Facility - Committee/Conference/Meeting room |  | Good | 14,290.01 | NO
North Terrace_NT67-10 Pulteney Street - Nexus 10 Tower_Thirteenth Floor_13.01A _ VSR | NT-NT67-14-13.01A | NT67-14-13.01A-VSR | North Terrace | NT | NT67 | 10 Pulteney Street - Nexus 10 Tower | 14 | Thirteenth Floor | 13.01A | 99939 | Unusable Spaces | 99939 | Unusable Spaces | 0.31 | VSR | 8 | Non Useable Floor Area Space Group | 840 | Non-usable - Service riser |  | Unknown | 0.00 | NO
North Terrace_NT67-10 Pulteney Street - Nexus 10 Tower_Thirteenth Floor_13.02 _ Corr. | NT-NT67-14-13.02 | NT67-14-13.02-Corr. | North Terrace | NT | NT67 | 10 Pulteney Street - Nexus 10 Tower | 14 | Thirteenth Floor | 13.02 | 99939 | Unusable Spaces | 99939 | Unusable Spaces | 7.34 | Corr. | 8 | Non Useable Floor Area Space Group | 805 | Non-usable - Circulation space |  | Unknown | 0.00 | NO
North Terrace_NT67-10 Pulteney Street - Nexus 10 Tower_Thirteenth Floor_13.02A _ Corr. | NT-NT67-14-13.02A | NT67-14-13.02A-Corr. | North Terrace | NT | NT67 | 10 Pulteney Street - Nexus 10 Tower | 14 | Thirteenth Floor | 13.02A | 99939 | Unusable Spaces | 99939 | Unusable Spaces | 11.33 | Corr. | 8 | Non Useable Floor Area Space Group | 805 | Non-usable - Circulation space |  | Unknown | 0.00 | NO
North Terrace_NT67-10 Pulteney Street - Nexus 10 Tower_Thirteenth Floor_13.03 _ Tea Point | NT-NT67-14-13.03 | NT67-14-13.03-Tea Point | North Terrace | NT | NT67 | 10 Pulteney Street - Nexus 10 Tower | 14 | Thirteenth Floor | 13.03 | 515 | Adelaide Business School | 515 | University of Adelaide Business School | 6.98 | Tea Point | 6 | General Facility Space Group | 608 | General Facility - Kitchen/Servery/Food Storage |  | Excellent | 1,948.82 | NO
North Terrace_NT67-10 Pulteney Street - Nexus 10 Tower_Thirteenth Floor_13.03A _ VSR | NT-NT67-14-13.03A | NT67-14-13.03A-VSR | North Terrace | NT | NT67 | 10 Pulteney Street - Nexus 10 Tower | 14 | Thirteenth Floor | 13.03A | 99939 | Unusable Spaces | 99939 | Unusable Spaces | 0.25 | VSR | 8 | Non Useable Floor Area Space Group | 840 | Non-usable - Service riser |  | Unknown | 0.00 | NO
North Terrace_NT67-10 Pulteney Street - Nexus 10 Tower_Thirteenth Floor_13.05 _ Office | NT-NT67-14-13.05 | NT67-14-13.05-Office | North Terrace | NT | NT67 | 10 Pulteney Street - Nexus 10 Tower | 14 | Thirteenth Floor | 13.05 | 515 | Adelaide Business School | 515 | University of Adelaide Business School | 11.1 | Office | 1 | Office Space Group | 101 | Office - Academic Staff |  | Excellent | 2,767.07 | NO
North Terrace_NT67-10 Pulteney Street - Nexus 10 Tower_Thirteenth Floor_13.06 _ Meeting - dedicated | NT-NT67-14-13.06 | NT67-14-13.06-Meeting - dedicated | North Terrace | NT | NT67 | 10 Pulteney Street - Nexus 10 Tower | 14 | Thirteenth Floor | 13.06 | 515 | Adelaide Business School | 515 | University of Adelaide Business School | 11.21 | Meeting - dedicated | 6 | General Facility Space Group | 601 | General Facility - Committee/Conference/Meeting room |  | Excellent | 3,129.83 | NO
North Terrace_NT67-10 Pulteney Street - Nexus 10 Tower_Thirteenth Floor_13.07 _ Office | NT-NT67-14-13.07 | NT67-14-13.07-Office | North Terrace | NT | NT67 | 10 Pulteney Street - Nexus 10 Tower | 14 | Thirteenth Floor | 13.07 | 515 | Adelaide Business School | 515 | University of Adelaide Business School | 11.1 | Office | 1 | Office Space Group | 101 | Office - Academic Staff |  | Excellent | 2,767.07 | NO
North Terrace_NT67-10 Pulteney Street - Nexus 10 Tower_Thirteenth Floor_13.08 _ Meeting - dedicated | NT-NT67-14-13.08 | NT67-14-13.08-Meeting - dedicated | North Terrace | NT | NT67 | 10 Pulteney Street - Nexus 10 Tower | 14 | Thirteenth Floor | 13.08 | 515 | Adelaide Business School | 515 | University of Adelaide Business School | 10.73 | Meeting - dedicated | 6 | General Facility Space Group | 601 | General Facility - Committee/Conference/Meeting room |  | Excellent | 2,995.82 | NO
North Terrace_NT67-10 Pulteney Street - Nexus 10 Tower_Thirteenth Floor_13.08A _ VSR | NT-NT67-14-13.08A | NT67-14-13.08A-VSR | North Terrace | NT | NT67 | 10 Pulteney Street - Nexus 10 Tower | 14 | Thirteenth Floor | 13.08A | 99939 | Unusable Spaces | 99939 | Unusable Spaces | 0.11 | VSR | 8 | Non Useable Floor Area Space Group | 840 | Non-usable - Service riser |  | Unknown | 0.00 | NO
North Terrace_NT67-10 Pulteney Street - Nexus 10 Tower_Thirteenth Floor_13.09 _ Office | NT-NT67-14-13.09 | NT67-14-13.09-Office | North Terrace | NT | NT67 | 10 Pulteney Street - Nexus 10 Tower | 14 | Thirteenth Floor | 13.09 | 515 | Adelaide Business School | 515 | University of Adelaide Business School | 11.1 | Office | 1 | Office Space Group | 101 | Office - Academic Staff |  | Excellent | 2,767.07 | NO
North Terrace_NT67-10 Pulteney Street - Nexus 10 Tower_Thirteenth Floor_13.10 _ Office | NT-NT67-14-13.10 | NT67-14-13.10-Office | North Terrace | NT | NT67 | 10 Pulteney Street - Nexus 10 Tower | 14 | Thirteenth Floor | 13.10 | 515 | Adelaide Business School | 515 | University of Adelaide Business School | 9.81 | Office | 1 | Office Space Group | 101 | Office - Academic Staff |  | Excellent | 2,445.49 | NO
North Terrace_NT67-10 Pulteney Street - Nexus 10 Tower_Thirteenth Floor_13.11 _ Waiting | NT-NT67-14-13.11 | NT67-14-13.11-Waiting | North Terrace | NT | NT67 | 10 Pulteney Street - Nexus 10 Tower | 14 | Thirteenth Floor | 13.11 | 515 | Adelaide Business School | 515 | University of Adelaide Business School | 14.73 | Waiting | 6 | General Facility Space Group | 623 | General Facility - Waiting Area/Foyer/Reception Area |  | Excellent | 4,112.62 | NO
North Terrace_NT67-10 Pulteney Street - Nexus 10 Tower_Thirteenth Floor_13.12 _ Corr. | NT-NT67-14-13.12 | NT67-14-13.12-Corr. | North Terrace | NT | NT67 | 10 Pulteney Street - Nexus 10 Tower | 14 | Thirteenth Floor | 13.12 | 99939 | Unusable Spaces | 99939 | Unusable Spaces | 17.76 | Corr. | 8 | Non Useable Floor Area Space Group | 805 | Non-usable - Circulation space |  | Unknown | 0.00 | NO
North Terrace_NT67-10 Pulteney Street - Nexus 10 Tower_Thirteenth Floor_13.14 _ Store | NT-NT67-14-13.14 | NT67-14-13.14-Store | North Terrace | NT | NT67 | 10 Pulteney Street - Nexus 10 Tower | 14 | Thirteenth Floor | 13.14 | 515 | Adelaide Business School | 515 | University of Adelaide Business School | 15.14 | Store | 4 | Ancillary Area Space Group | 419 | Ancillary Area - Store Room - Generic |  | Excellent | 3,321.28 | NO
North Terrace_NT67-10 Pulteney Street - Nexus 10 Tower_Thirteenth Floor_13.15 _ Office | NT-NT67-14-13.15 | NT67-14-13.15-Office | North Terrace | NT | NT67 | 10 Pulteney Street - Nexus 10 Tower | 14 | Thirteenth Floor | 13.15 | 515 | Adelaide Business School | 515 | University of Adelaide Business School | 10.49 | Office | 1 | Office Space Group | 101 | Office - Academic Staff |  | Excellent | 2,615.01 | NO
North Terrace_NT67-10 Pulteney Street - Nexus 10 Tower_Thirteenth Floor_13.16 _ Stair | NT-NT67-14-13.16 | NT67-14-13.16-Stair | North Terrace | NT | NT67 | 10 Pulteney Street - Nexus 10 Tower | 14 | Thirteenth Floor | 13.16 | 99939 | Unusable Spaces | 99939 | Unusable Spaces | 17.53 | Stair | 8 | Non Useable Floor Area Space Group | 805 | Non-usable - Circulation space |  | Unknown | 0.00 | NO
North Terrace_NT67-10 Pulteney Street - Nexus 10 Tower_Thirteenth Floor_13.18 _ WC - F | NT-NT67-14-13.18 | NT67-14-13.18-WC - F | North Terrace | NT | NT67 | 10 Pulteney Street - Nexus 10 Tower | 14 | Thirteenth Floor | 13.18 | 99939 | Unusable Spaces | 99939 | Unusable Spaces | 8.36 | WC - F | 8 | Non Useable Floor Area Space Group | 820 | Non-usable - Toilets/Amenities - Female |  | Unknown | 0.00 | NO
North Terrace_NT67-10 Pulteney Street - Nexus 10 Tower_Thirteenth Floor_13.18A _ VSR | NT-NT67-14-13.18A | NT67-14-13.18A-VSR | North Terrace | NT | NT67 | 10 Pulteney Street - Nexus 10 Tower | 14 | Thirteenth Floor | 13.18A | 99939 | Unusable Spaces | 99939 | Unusable Spaces | 5.9 | VSR | 8 | Non Useable Floor Area Space Group | 840 | Non-usable - Service riser |  | Unknown | 0.00 | NO
North Terrace_NT67-10 Pulteney Street - Nexus 10 Tower_Thirteenth Floor_13.19 _ WC - M | NT-NT67-14-13.19 | NT67-14-13.19-WC - M | North Terrace | NT | NT67 | 10 Pulteney Street - Nexus 10 Tower | 14 | Thirteenth Floor | 13.19 | 99939 | Unusable Spaces | 99939 | Unusable Spaces | 10.37 | WC - M | 8 | Non Useable Floor Area Space Group | 821 | Non-usable - Toilets/Amenities - Male |  | Unknown | 0.00 | NO
North Terrace_NT67-10 Pulteney Street - Nexus 10 Tower_Thirteenth Floor_13.19A _ VSR | NT-NT67-14-13.19A | NT67-14-13.19A-VSR | North Terrace | NT | NT67 | 10 Pulteney Street - Nexus 10 Tower | 14 | Thirteenth Floor | 13.19A | 99939 | Unusable Spaces | 99939 | Unusable Spaces | 5.6 | VSR | 8 | Non Useable Floor Area Space Group | 840 | Non-usable - Service riser |  | Unknown | 0.00 | NO
North Terrace_NT67-10 Pulteney Street - Nexus 10 Tower_Thirteenth Floor_13.19B _ A/L - M | NT-NT67-14-13.19B | NT67-14-13.19B-A/L - M | North Terrace | NT | NT67 | 10 Pulteney Street - Nexus 10 Tower | 14 | Thirteenth Floor | 13.19B | 99939 | Unusable Spaces | 99939 | Unusable Spaces | 3.05 | A/L - M | 8 | Non Useable Floor Area Space Group | 822 | Non-usable - Toilets/Amenities - Unisex |  | Unknown | 0.00 | NO
North Terrace_NT67-10 Pulteney Street - Nexus 10 Tower_Thirteenth Floor_13.20 _ Office | NT-NT67-14-13.20 | NT67-14-13.20-Office | North Terrace | NT | NT67 | 10 Pulteney Street - Nexus 10 Tower | 14 | Thirteenth Floor | 13.20 | 515 | Adelaide Business School | 515 | University of Adelaide Business School | 11.33 | Office | 1 | Office Space Group | 101 | Office - Academic Staff |  | Excellent | 2,824.41 | NO
North Terrace_NT67-10 Pulteney Street - Nexus 10 Tower_Thirteenth Floor_13.21 _ Meeting - Medium | NT-NT67-14-13.21 | NT67-14-13.21-Meeting - Medium | North Terrace | NT | NT67 | 10 Pulteney Street - Nexus 10 Tower | 14 | Thirteenth Floor | 13.21 | 515 | Adelaide Business School | 515 | University of Adelaide Business School | 22.88 | Meeting - Medium | 6 | General Facility Space Group | 601 | General Facility - Committee/Conference/Meeting room |  | Excellent | 6,388.10 | NO
North Terrace_NT67-10 Pulteney Street - Nexus 10 Tower_Thirteenth Floor_13.22 _ Office | NT-NT67-14-13.22 | NT67-14-13.22-Office | North Terrace | NT | NT67 | 10 Pulteney Street - Nexus 10 Tower | 14 | Thirteenth Floor | 13.22 | 515 | Adelaide Business School | 515 | University of Adelaide Business School | 10.49 | Office | 1 | Office Space Group | 101 | Office - Academic Staff |  | Excellent | 2,615.01 | NO
North Terrace_NT67-10 Pulteney Street - Nexus 10 Tower_Thirteenth Floor_13.23 _ Office | NT-NT67-14-13.23 | NT67-14-13.23-Office | North Terrace | NT | NT67 | 10 Pulteney Street - Nexus 10 Tower | 14 | Thirteenth Floor | 13.23 | 515 | Adelaide Business School | 515 | University of Adelaide Business School | 11.12 | Office | 1 | Office Space Group | 101 | Office - Academic Staff |  | Excellent | 2,772.06 | NO
North Terrace_NT67-10 Pulteney Street - Nexus 10 Tower_Thirteenth Floor_13.23A _ VSR | NT-NT67-14-13.23A | NT67-14-13.23A-VSR | North Terrace | NT | NT67 | 10 Pulteney Street - Nexus 10 Tower | 14 | Thirteenth Floor | 13.23A | 99939 | Unusable Spaces | 99939 | Unusable Spaces | 0.17 | VSR | 8 | Non Useable Floor Area Space Group | 840 | Non-usable - Service riser |  | Unknown | 0.00 | NO
North Terrace_NT67-10 Pulteney Street - Nexus 10 Tower_Thirteenth Floor_13.24 _ Office | NT-NT67-14-13.24 | NT67-14-13.24-Office | North Terrace | NT | NT67 | 10 Pulteney Street - Nexus 10 Tower | 14 | Thirteenth Floor | 13.24 | 515 | Adelaide Business School | 515 | University of Adelaide Business School | 10.48 | Office | 1 | Office Space Group | 101 | Office - Academic Staff |  | Excellent | 2,612.51 | NO
North Terrace_NT67-10 Pulteney Street - Nexus 10 Tower_Thirteenth Floor_13.25 _ Office | NT-NT67-14-13.25 | NT67-14-13.25-Office | North Terrace | NT | NT67 | 10 Pulteney Street - Nexus 10 Tower | 14 | Thirteenth Floor | 13.25 | 515 | Adelaide Business School | 515 | University of Adelaide Business School | 10.87 | Office | 1 | Office Space Group | 101 | Office - Academic Staff |  | Excellent | 2,709.74 | NO
North Terrace_NT67-10 Pulteney Street - Nexus 10 Tower_Thirteenth Floor_13.26 _ Corr. | NT-NT67-14-13.26 | NT67-14-13.26-Corr. | North Terrace | NT | NT67 | 10 Pulteney Street - Nexus 10 Tower | 14 | Thirteenth Floor | 13.26 | 99939 | Unusable Spaces | 99939 | Unusable Spaces | 13.55 | Corr. | 8 | Non Useable Floor Area Space Group | 805 | Non-usable - Circulation space |  | Unknown | 0.00 | NO
North Terrace_NT67-10 Pulteney Street - Nexus 10 Tower_Thirteenth Floor_13.27 _ Office | NT-NT67-14-13.27 | NT67-14-13.27-Office | North Terrace | NT | NT67 | 10 Pulteney Street - Nexus 10 Tower | 14 | Thirteenth Floor | 13.27 | 515 | Adelaide Business School | 515 | University of Adelaide Business School | 14.11 | Office | 1 | Office Space Group | 101 | Office - Academic Staff |  | Excellent | 3,517.42 | NO
North Terrace_NT67-10 Pulteney Street - Nexus 10 Tower_Thirteenth Floor_13.28 _ Office | NT-NT67-14-13.28 | NT67-14-13.28-Office | North Terrace | NT | NT67 | 10 Pulteney Street - Nexus 10 Tower | 14 | Thirteenth Floor | 13.28 | 515 | Adelaide Business School | 515 | University of Adelaide Business School | 11.22 | Office | 1 | Office Space Group | 101 | Office - Academic Staff |  | Excellent | 2,796.99 | NO
North Terrace_NT67-10 Pulteney Street - Nexus 10 Tower_Thirteenth Floor_13.29 _ Office | NT-NT67-14-13.29 | NT67-14-13.29-Office | North Terrace | NT | NT67 | 10 Pulteney Street - Nexus 10 Tower | 14 | Thirteenth Floor | 13.29 | 515 | Adelaide Business School | 515 | University of Adelaide Business School | 11.23 | Office | 1 | Office Space Group | 101 | Office - Academic Staff |  | Excellent | 2,799.48 | NO
North Terrace_NT67-10 Pulteney Street - Nexus 10 Tower_Thirteenth Floor_13.30 _ Office | NT-NT67-14-13.30 | NT67-14-13.30-Office | North Terrace | NT | NT67 | 10 Pulteney Street - Nexus 10 Tower | 14 | Thirteenth Floor | 13.30 | 515 | Adelaide Business School | 515 | University of Adelaide Business School | 11.3 | Office | 1 | Office Space Group | 101 | Office - Academic Staff |  | Excellent | 2,816.93 | NO
North Terrace_NT67-10 Pulteney Street - Nexus 10 Tower_Thirteenth Floor_13.31 _ Office | NT-NT67-14-13.31 | NT67-14-13.31-Office | North Terrace | NT | NT67 | 10 Pulteney Street - Nexus 10 Tower | 14 | Thirteenth Floor | 13.31 | 515 | Adelaide Business School | 515 | University of Adelaide Business School | 11.23 | Office | 1 | Office Space Group | 101 | Office - Academic Staff |  | Excellent | 2,799.48 | NO
North Terrace_NT67-10 Pulteney Street - Nexus 10 Tower_Thirteenth Floor_13.32 _ Meeting | NT-NT67-14-13.32 | NT67-14-13.32-Meeting | North Terrace | NT | NT67 | 10 Pulteney Street - Nexus 10 Tower | 14 | Thirteenth Floor | 13.32 | 515 | Adelaide Business School | 515 | University of Adelaide Business School | 11.23 | Meeting | 6 | General Facility Space Group | 601 | General Facility - Committee/Conference/Meeting room |  | Excellent | 3,135.42 | NO
North Terrace_NT67-10 Pulteney Street - Nexus 10 Tower_Thirteenth Floor_13.33 _ Corr. | NT-NT67-14-13.33 | NT67-14-13.33-Corr. | North Terrace | NT | NT67 | 10 Pulteney Street - Nexus 10 Tower | 14 | Thirteenth Floor | 13.33 | 99939 | Unusable Spaces | 99939 | Unusable Spaces | 19.13 | Corr. | 8 | Non Useable Floor Area Space Group | 805 | Non-usable - Circulation space |  | Unknown | 0.00 | NO
North Terrace_NT67-10 Pulteney Street - Nexus 10 Tower_Thirteenth Floor_13.34 _ Comms | NT-NT67-14-13.34 | NT67-14-13.34-Comms | North Terrace | NT | NT67 | 10 Pulteney Street - Nexus 10 Tower | 14 | Thirteenth Floor | 13.34 | 850 | ITDS Branch Central Costs | 869 | Information Technology and Digital Services | 8.19 | Comms | 8 | Non Useable Floor Area Space Group | 812 | Non-usable - Comms/network system/Telephone/PABX |  | Excellent | 0.00 | NO
North Terrace_NT67-10 Pulteney Street - Nexus 10 Tower_Thirteenth Floor_13.35 _ Office | NT-NT67-14-13.35 | NT67-14-13.35-Office | North Terrace | NT | NT67 | 10 Pulteney Street - Nexus 10 Tower | 14 | Thirteenth Floor | 13.35 | 515 | Adelaide Business School | 515 | University of Adelaide Business School | 11.23 | Office | 1 | Office Space Group | 101 | Office - Academic Staff |  | Excellent | 2,799.48 | NO
North Terrace_NT67-10 Pulteney Street - Nexus 10 Tower_Thirteenth Floor_13.36 _ Office | NT-NT67-14-13.36 | NT67-14-13.36-Office | North Terrace | NT | NT67 | 10 Pulteney Street - Nexus 10 Tower | 14 | Thirteenth Floor | 13.36 | 515 | Adelaide Business School | 515 | University of Adelaide Business School | 11.23 | Office | 1 | Office Space Group | 101 | Office - Academic Staff |  | Excellent | 2,799.48 | NO
North Terrace_NT67-10 Pulteney Street - Nexus 10 Tower_Thirteenth Floor_13.37 _ Compactus | NT-NT67-14-13.37 | NT67-14-13.37-Compactus | North Terrace | NT | NT67 | 10 Pulteney Street - Nexus 10 Tower | 14 | Thirteenth Floor | 13.37 | 515 | Adelaide Business School | 515 | University of Adelaide Business School | 8.69 | Compactus | 4 | Ancillary Area Space Group | 419 | Ancillary Area - Store Room - Generic |  | Excellent | 1,906.34 | NO
North Terrace_NT67-10 Pulteney Street - Nexus 10 Tower_Thirteenth Floor_13.38 _ Office - Visiting Academics | NT-NT67-14-13.38 | NT67-14-13.38-Office - Visiting Academics | North Terrace | NT | NT67 | 10 Pulteney Street - Nexus 10 Tower | 14 | Thirteenth Floor | 13.38 | 515 | Adelaide Business School | 515 | University of Adelaide Business School | 11.23 | Office - Visiting Academics | 1 | Office Space Group | 101 | Office - Academic Staff |  | Excellent | 2,799.48 | NO
North Terrace_NT67-10 Pulteney Street - Nexus 10 Tower_Thirteenth Floor_13.39 _ WC - U - Access (LH) | NT-NT67-14-13.39 | NT67-14-13.39-WC - U - Access (LH) | North Terrace | NT | NT67 | 10 Pulteney Street - Nexus 10 Tower | 14 | Thirteenth Floor | 13.39 | 99939 | Unusable Spaces | 99939 | Unusable Spaces | 5.04 | WC - U - Access (LH) | 8 | Non Useable Floor Area Space Group | 818 | Non-usable - Toilets/Amenities - Unisex Accessible |  | Unknown | 0.00 | NO
North Terrace_NT67-10 Pulteney Street - Nexus 10 Tower_Thirteenth Floor_13.40 _ Corr. | NT-NT67-14-13.40 | NT67-14-13.40-Corr. | North Terrace | NT | NT67 | 10 Pulteney Street - Nexus 10 Tower | 14 | Thirteenth Floor | 13.40 | 99939 | Unusable Spaces | 99939 | Unusable Spaces | 13.55 | Corr. | 8 | Non Useable Floor Area Space Group | 805 | Non-usable - Circulation space |  | Unknown | 0.00 | NO
North Terrace_NT67-10 Pulteney Street - Nexus 10 Tower_Thirteenth Floor_13.41 _ Office | NT-NT67-14-13.41 | NT67-14-13.41-Office | North Terrace | NT | NT67 | 10 Pulteney Street - Nexus 10 Tower | 14 | Thirteenth Floor | 13.41 | 515 | Adelaide Business School | 515 | University of Adelaide Business School | 11.23 | Office | 1 | Office Space Group | 101 | Office - Academic Staff |  | Excellent | 2,799.48 | NO
North Terrace_NT67-10 Pulteney Street - Nexus 10 Tower_Thirteenth Floor_13.42 _ Office - Academic | NT-NT67-14-13.42 | NT67-14-13.42-Office - Academic | North Terrace | NT | NT67 | 10 Pulteney Street - Nexus 10 Tower | 14 | Thirteenth Floor | 13.42 | 515 | Adelaide Business School | 515 | University of Adelaide Business School | 11.73 | Office - Academic | 1 | Office Space Group | 101 | Office - Academic Staff |  | Excellent | 2,924.12 | NO
North Terrace_NT67-10 Pulteney Street - Nexus 10 Tower_Thirteenth Floor_13.43 _ Office | NT-NT67-14-13.43 | NT67-14-13.43-Office | North Terrace | NT | NT67 | 10 Pulteney Street - Nexus 10 Tower | 14 | Thirteenth Floor | 13.43 | 515 | Adelaide Business School | 515 | University of Adelaide Business School | 11.23 | Office | 1 | Office Space Group | 101 | Office - Academic Staff |  | Excellent | 2,799.48 | NO
North Terrace_NT67-10 Pulteney Street - Nexus 10 Tower_Thirteenth Floor_13.44 _ Office - PHD Student | NT-NT67-14-13.44 | NT67-14-13.44-Office - PHD Student | North Terrace | NT | NT67 | 10 Pulteney Street - Nexus 10 Tower | 14 | Thirteenth Floor | 13.44 | 515 | Adelaide Business School | 515 | University of Adelaide Business School | 11.13 | Office - PHD Student | 1 | Office Space Group | 103 | Office - Research Students |  | Excellent | 2,774.55 | NO
North Terrace_NT67-10 Pulteney Street - Nexus 10 Tower_Thirteenth Floor_13.44A _ VSR | NT-NT67-14-13.44A | NT67-14-13.44A-VSR | North Terrace | NT | NT67 | 10 Pulteney Street - Nexus 10 Tower | 14 | Thirteenth Floor | 13.44A | 99939 | Unusable Spaces | 99939 | Unusable Spaces | 0.14 | VSR | 8 | Non Useable Floor Area Space Group | 840 | Non-usable - Service riser |  | Unknown | 0.00 | NO
North Terrace_NT67-10 Pulteney Street - Nexus 10 Tower_Thirteenth Floor_13.45 _ Office | NT-NT67-14-13.45 | NT67-14-13.45-Office | North Terrace | NT | NT67 | 10 Pulteney Street - Nexus 10 Tower | 14 | Thirteenth Floor | 13.45 | 515 | Adelaide Business School | 515 | University of Adelaide Business School | 11.22 | Office | 1 | Office Space Group | 101 | Office - Academic Staff |  | Excellent | 2,796.99 | NO
North Terrace_NT67-10 Pulteney Street - Nexus 10 Tower_Thirteenth Floor_13.46 _ Office | NT-NT67-14-13.46 | NT67-14-13.46-Office | North Terrace | NT | NT67 | 10 Pulteney Street - Nexus 10 Tower | 14 | Thirteenth Floor | 13.46 | 515 | Adelaide Business School | 515 | University of Adelaide Business School | 14.09 | Office | 1 | Office Space Group | 101 | Office - Academic Staff |  | Excellent | 3,512.44 | NO
North Terrace_NT67-10 Pulteney Street - Nexus 10 Tower_Thirteenth Floor_13.47 _ Corr. | NT-NT67-14-13.47 | NT67-14-13.47-Corr. | North Terrace | NT | NT67 | 10 Pulteney Street - Nexus 10 Tower | 14 | Thirteenth Floor | 13.47 | 99939 | Unusable Spaces | 99939 | Unusable Spaces | 20.52 | Corr. | 8 | Non Useable Floor Area Space Group | 805 | Non-usable - Circulation space |  | Unknown | 0.00 | NO
North Terrace_NT67-10 Pulteney Street - Nexus 10 Tower_Thirteenth Floor_13.49 _ Office - Tutor | NT-NT67-14-13.49 | NT67-14-13.49-Office - Tutor | North Terrace | NT | NT67 | 10 Pulteney Street - Nexus 10 Tower | 14 | Thirteenth Floor | 13.49 | 515 | Adelaide Business School | 515 | University of Adelaide Business School | 11.08 | Office - Tutor | 1 | Office Space Group | 101 | Office - Academic Staff |  | Excellent | 2,762.09 | NO
North Terrace_NT67-10 Pulteney Street - Nexus 10 Tower_Thirteenth Floor_13.50A _ Workstation | NT-NT67-14-13.50A | NT67-14-13.50A-Workstation | North Terrace | NT | NT67 | 10 Pulteney Street - Nexus 10 Tower | 14 | Thirteenth Floor | 13.50A | 515 | Adelaide Business School | 515 | University of Adelaide Business School | 5.61 | Workstation | 1 | Office Space Group | 111 | Open Plan - Specific type not defined |  | Excellent | 1,398.49 | NO
North Terrace_NT67-10 Pulteney Street - Nexus 10 Tower_Thirteenth Floor_13.50B _ Workstation | NT-NT67-14-13.50B | NT67-14-13.50B-Workstation | North Terrace | NT | NT67 | 10 Pulteney Street - Nexus 10 Tower | 14 | Thirteenth Floor | 13.50B | 515 | Adelaide Business School | 515 | University of Adelaide Business School | 3.69 | Workstation | 1 | Office Space Group | 111 | Open Plan - Specific type not defined |  | Excellent | 919.86 | NO
North Terrace_NT67-10 Pulteney Street - Nexus 10 Tower_Thirteenth Floor_13.50C _ Workstation | NT-NT67-14-13.50C | NT67-14-13.50C-Workstation | North Terrace | NT | NT67 | 10 Pulteney Street - Nexus 10 Tower | 14 | Thirteenth Floor | 13.50C | 515 | Adelaide Business School | 515 | University of Adelaide Business School | 2.64 | Workstation | 1 | Office Space Group | 111 | Open Plan - Specific type not defined |  | Excellent | 658.11 | NO
North Terrace_NT67-10 Pulteney Street - Nexus 10 Tower_Thirteenth Floor_13.50D _ Workstation | NT-NT67-14-13.50D | NT67-14-13.50D-Workstation | North Terrace | NT | NT67 | 10 Pulteney Street - Nexus 10 Tower | 14 | Thirteenth Floor | 13.50D | 515 | Adelaide Business School | 515 | University of Adelaide Business School | 4.01 | Workstation | 1 | Office Space Group | 111 | Open Plan - Specific type not defined |  | Excellent | 999.64 | NO
North Terrace_NT67-10 Pulteney Street - Nexus 10 Tower_Thirteenth Floor_13.50E _ Workstation | NT-NT67-14-13.50E | NT67-14-13.50E-Workstation | North Terrace | NT | NT67 | 10 Pulteney Street - Nexus 10 Tower | 14 | Thirteenth Floor | 13.50E | 515 | Adelaide Business School | 515 | University of Adelaide Business School | 4.07 | Workstation | 1 | Office Space Group | 111 | Open Plan - Specific type not defined |  | Excellent | 1,014.59 | NO
North Terrace_NT67-10 Pulteney Street - Nexus 10 Tower_Thirteenth Floor_13.50F _ Workstation | NT-NT67-14-13.50F | NT67-14-13.50F-Workstation | North Terrace | NT | NT67 | 10 Pulteney Street - Nexus 10 Tower | 14 | Thirteenth Floor | 13.50F | 515 | Adelaide Business School | 515 | University of Adelaide Business School | 2.68 | Workstation | 1 | Office Space Group | 111 | Open Plan - Specific type not defined |  | Excellent | 668.09 | NO
North Terrace_NT67-10 Pulteney Street - Nexus 10 Tower_Thirteenth Floor_13.51 _ Office | NT-NT67-14-13.51 | NT67-14-13.51-Office | North Terrace | NT | NT67 | 10 Pulteney Street - Nexus 10 Tower | 14 | Thirteenth Floor | 13.51 | 515 | Adelaide Business School | 515 | University of Adelaide Business School | 11.23 | Office | 1 | Office Space Group | 101 | Office - Academic Staff |  | Excellent | 2,799.48 | NO
North Terrace_NT67-10 Pulteney Street - Nexus 10 Tower_Thirteenth Floor_13.53A _ Workstation | NT-NT67-14-13.53A | NT67-14-13.53A-Workstation | North Terrace | NT | NT67 | 10 Pulteney Street - Nexus 10 Tower | 14 | Thirteenth Floor | 13.53A | 515 | Adelaide Business School | 515 | University of Adelaide Business School | 6.65 | Workstation | 1 | Office Space Group | 111 | Open Plan - Specific type not defined |  | Excellent | 1,657.75 | NO
North Terrace_NT67-10 Pulteney Street - Nexus 10 Tower_Thirteenth Floor_13.53B _ Workstation | NT-NT67-14-13.53B | NT67-14-13.53B-Workstation | North Terrace | NT | NT67 | 10 Pulteney Street - Nexus 10 Tower | 14 | Thirteenth Floor | 13.53B | 515 | Adelaide Business School | 515 | University of Adelaide Business School | 4.25 | Workstation | 1 | Office Space Group | 111 | Open Plan - Specific type not defined |  | Excellent | 1,059.46 | NO
North Terrace_NT67-10 Pulteney Street - Nexus 10 Tower_Thirteenth Floor_13.53C _ Workstation | NT-NT67-14-13.53C | NT67-14-13.53C-Workstation | North Terrace | NT | NT67 | 10 Pulteney Street - Nexus 10 Tower | 14 | Thirteenth Floor | 13.53C | 515 | Adelaide Business School | 515 | University of Adelaide Business School | 4.49 | Workstation | 1 | Office Space Group | 111 | Open Plan - Specific type not defined |  | Excellent | 1,119.29 | NO
North Terrace_NT67-10 Pulteney Street - Nexus 10 Tower_Thirteenth Floor_13.53D _ Workstation | NT-NT67-14-13.53D | NT67-14-13.53D-Workstation | North Terrace | NT | NT67 | 10 Pulteney Street - Nexus 10 Tower | 14 | Thirteenth Floor | 13.53D | 515 | Adelaide Business School | 515 | University of Adelaide Business School | 4.5 | Workstation | 1 | Office Space Group | 111 | Open Plan - Specific type not defined |  | Excellent | 1,121.79 | NO
North Terrace_NT67-10 Pulteney Street - Nexus 10 Tower_Thirteenth Floor_13.53E _ Workstation | NT-NT67-14-13.53E | NT67-14-13.53E-Workstation | North Terrace | NT | NT67 | 10 Pulteney Street - Nexus 10 Tower | 14 | Thirteenth Floor | 13.53E | 515 | Adelaide Business School | 515 | University of Adelaide Business School | 4.5 | Workstation | 1 | Office Space Group | 111 | Open Plan - Specific type not defined |  | Excellent | 1,121.79 | NO
North Terrace_NT67-10 Pulteney Street - Nexus 10 Tower_Thirteenth Floor_13.53F _ Workstation | NT-NT67-14-13.53F | NT67-14-13.53F-Workstation | North Terrace | NT | NT67 | 10 Pulteney Street - Nexus 10 Tower | 14 | Thirteenth Floor | 13.53F | 515 | Adelaide Business School | 515 | University of Adelaide Business School | 4.59 | Workstation | 1 | Office Space Group | 111 | Open Plan - Specific type not defined |  | Excellent | 1,144.22 | NO
North Terrace_NT67-10 Pulteney Street - Nexus 10 Tower_Thirteenth Floor_13.53G _ Workstation | NT-NT67-14-13.53G | NT67-14-13.53G-Workstation | North Terrace | NT | NT67 | 10 Pulteney Street - Nexus 10 Tower | 14 | Thirteenth Floor | 13.53G | 515 | Adelaide Business School | 515 | University of Adelaide Business School | 4.41 | Workstation | 1 | Office Space Group | 111 | Open Plan - Specific type not defined |  | Excellent | 1,099.35 | NO
North Terrace_NT67-10 Pulteney Street - Nexus 10 Tower_Thirteenth Floor_13.53H _ Workstation | NT-NT67-14-13.53H | NT67-14-13.53H-Workstation | North Terrace | NT | NT67 | 10 Pulteney Street - Nexus 10 Tower | 14 | Thirteenth Floor | 13.53H | 515 | Adelaide Business School | 515 | University of Adelaide Business School | 6.34 | Workstation | 1 | Office Space Group | 111 | Open Plan - Specific type not defined |  | Excellent | 1,580.47 | NO
North Terrace_NT67-10 Pulteney Street - Nexus 10 Tower_Thirteenth Floor_13.54 _ Resource | NT-NT67-14-13.54 | NT67-14-13.54-Resource | North Terrace | NT | NT67 | 10 Pulteney Street - Nexus 10 Tower | 14 | Thirteenth Floor | 13.54 | 515 | Adelaide Business School | 515 | University of Adelaide Business School | 14.97 | Resource | 6 | General Facility Space Group | 603 | General Facility - Resource room |  | Excellent | 4,179.62 | NO
North Terrace_NT67-10 Pulteney Street - Nexus 10 Tower_Thirteenth Floor_13.55 _ Waiting | NT-NT67-14-13.55 | NT67-14-13.55-Waiting | North Terrace | NT | NT67 | 10 Pulteney Street - Nexus 10 Tower | 14 | Thirteenth Floor | 13.55 | 515 | Adelaide Business School | 515 | University of Adelaide Business School | 4.17 | Waiting | 6 | General Facility Space Group | 623 | General Facility - Waiting Area/Foyer/Reception Area |  | Excellent | 1,164.26 | NO
North Terrace_NT67-10 Pulteney Street - Nexus 10 Tower_Thirteenth Floor_13.56 _ Office | NT-NT67-14-13.56 | NT67-14-13.56-Office | North Terrace | NT | NT67 | 10 Pulteney Street - Nexus 10 Tower | 14 | Thirteenth Floor | 13.56 | 515 | Adelaide Business School | 515 | University of Adelaide Business School | 9.81 | Office | 1 | Office Space Group | 101 | Office - Academic Staff |  | Excellent | 2,445.49 | NO
North Terrace_NT67-10 Pulteney Street - Nexus 10 Tower_Thirteenth Floor_13.57 _ Office | NT-NT67-14-13.57 | NT67-14-13.57-Office | North Terrace | NT | NT67 | 10 Pulteney Street - Nexus 10 Tower | 14 | Thirteenth Floor | 13.57 | 515 | Adelaide Business School | 515 | University of Adelaide Business School | 11.1 | Office | 1 | Office Space Group | 101 | Office - Academic Staff |  | Excellent | 2,767.07 | NO
North Terrace_NT67-10 Pulteney Street - Nexus 10 Tower_Thirteenth Floor_13.58 _ Corr. | NT-NT67-14-13.58 | NT67-14-13.58-Corr. | North Terrace | NT | NT67 | 10 Pulteney Street - Nexus 10 Tower | 14 | Thirteenth Floor | 13.58 | 99939 | Unusable Spaces | 99939 | Unusable Spaces | 13.42 | Corr. | 8 | Non Useable Floor Area Space Group | 805 | Non-usable - Circulation space |  | Unknown | 0.00 | NO
North Terrace_NT67-10 Pulteney Street - Nexus 10 Tower_Thirteenth Floor_13.59 _ Office | NT-NT67-14-13.59 | NT67-14-13.59-Office | North Terrace | NT | NT67 | 10 Pulteney Street - Nexus 10 Tower | 14 | Thirteenth Floor | 13.59 | 515 | Adelaide Business School | 515 | University of Adelaide Business School | 10.88 | Office | 1 | Office Space Group | 101 | Office - Academic Staff |  | Excellent | 2,712.23 | NO
North Terrace_NT67-10 Pulteney Street - Nexus 10 Tower_Thirteenth Floor_13.59A _ VSR | NT-NT67-14-13.59A | NT67-14-13.59A-VSR | North Terrace | NT | NT67 | 10 Pulteney Street - Nexus 10 Tower | 14 | Thirteenth Floor | 13.59A | 99939 | Unusable Spaces | 99939 | Unusable Spaces | 0.11 | VSR | 8 | Non Useable Floor Area Space Group | 840 | Non-usable - Service riser |  | Unknown | 0.00 | NO
North Terrace_NT67-10 Pulteney Street - Nexus 10 Tower_Thirteenth Floor_13.60 _ Office | NT-NT67-14-13.60 | NT67-14-13.60-Office | North Terrace | NT | NT67 | 10 Pulteney Street - Nexus 10 Tower | 14 | Thirteenth Floor | 13.60 | 515 | Adelaide Business School | 515 | University of Adelaide Business School | 11.1 | Office | 1 | Office Space Group | 101 | Office - Academic Staff |  | Excellent | 2,767.07 | NO
North Terrace_NT67-10 Pulteney Street - Nexus 10 Tower_Thirteenth Floor_13.61 _ Office - Tutor | NT-NT67-14-13.61 | NT67-14-13.61-Office - Tutor | North Terrace | NT | NT67 | 10 Pulteney Street - Nexus 10 Tower | 14 | Thirteenth Floor | 13.61 | 515 | Adelaide Business School | 515 | University of Adelaide Business School | 11.4 | Office - Tutor | 1 | Office Space Group | 101 | Office - Academic Staff |  | Excellent | 2,841.86 | NO
North Terrace_NT67-10 Pulteney Street - Nexus 10 Tower_Thirteenth Floor_13.62 _ Office | NT-NT67-14-13.62 | NT67-14-13.62-Office | North Terrace | NT | NT67 | 10 Pulteney Street - Nexus 10 Tower | 14 | Thirteenth Floor | 13.62 | 515 | Adelaide Business School | 515 | University of Adelaide Business School | 11.1 | Office | 1 | Office Space Group | 101 | Office - Academic Staff |  | Excellent | 2,767.07 | NO
North Terrace_NT67-10 Pulteney Street - Nexus 10 Tower_Thirteenth Floor_13.63 _ Corr. | NT-NT67-14-13.63 | NT67-14-13.63-Corr. | North Terrace | NT | NT67 | 10 Pulteney Street - Nexus 10 Tower | 14 | Thirteenth Floor | 13.63 | 99939 | Unusable Spaces | 99939 | Unusable Spaces | 12.9 | Corr. | 8 | Non Useable Floor Area Space Group | 805 | Non-usable - Circulation space |  | Unknown | 0.00 | NO
North Terrace_NT67-10 Pulteney Street - Nexus 10 Tower_Fourteenth Floor_14.00 _ Plantroom - Roof space | NT-NT67-15-14.00 | NT67-15-14.00-Plantroom - Roof space | North Terrace | NT | NT67 | 10 Pulteney Street - Nexus 10 Tower | 15 | Fourteenth Floor | 14.00 | 99939 | Unusable Spaces | 99939 | Unusable Spaces | 234.63 | Plantroom - Roof space | 8 | Non Useable Floor Area Space Group | 811 | Non-usable - Plant room other |  | Unknown | 0.00 | NO
North Terrace_NT67-10 Pulteney Street - Nexus 10 Tower_Fourteenth Floor_14.00A _ Stair | NT-NT67-15-14.00A | NT67-15-14.00A-Stair | North Terrace | NT | NT67 | 10 Pulteney Street - Nexus 10 Tower | 15 | Fourteenth Floor | 14.00A | 99939 | Unusable Spaces | 99939 | Unusable Spaces | 6.75 | Stair | 8 | Non Useable Floor Area Space Group | 805 | Non-usable - Circulation space |  | Unknown | 0.00 | NO
North Terrace_NT67-10 Pulteney Street - Nexus 10 Tower_Fourteenth Floor_14.00B _ Stair | NT-NT67-15-14.00B | NT67-15-14.00B-Stair | North Terrace | NT | NT67 | 10 Pulteney Street - Nexus 10 Tower | 15 | Fourteenth Floor | 14.00B | 99939 | Unusable Spaces | 99939 | Unusable Spaces | 9.95 | Stair | 8 | Non Useable Floor Area Space Group | 805 | Non-usable - Circulation space |  | Unknown | 0.00 | NO
North Terrace_NT67-10 Pulteney Street - Nexus 10 Tower_Fourteenth Floor_14.00D _ Plant Space | NT-NT67-15-14.00D | NT67-15-14.00D-Plant Space | North Terrace | NT | NT67 | 10 Pulteney Street - Nexus 10 Tower | 15 | Fourteenth Floor | 14.00D | 99939 | Unusable Spaces | 99939 | Unusable Spaces | 3.74 | Plant Space | 8 | Non Useable Floor Area Space Group | 811 | Non-usable - Plant room other |  | Unknown | 0.00 | NO
North Terrace_NT67-10 Pulteney Street - Nexus 10 Tower_Fourteenth Floor_14.00G _ Fan Head Space | NT-NT67-15-14.00G | NT67-15-14.00G-Fan Head Space | North Terrace | NT | NT67 | 10 Pulteney Street - Nexus 10 Tower | 15 | Fourteenth Floor | 14.00G | 99939 | Unusable Spaces | 99939 | Unusable Spaces | 9.56 | Fan Head Space | 8 | Non Useable Floor Area Space Group | 811 | Non-usable - Plant room other |  | Unknown | 0.00 | NO
North Terrace_NT67-10 Pulteney Street - Nexus 10 Tower_Fourteenth Floor_14.00H _ VSR | NT-NT67-15-14.00H | NT67-15-14.00H-VSR | North Terrace | NT | NT67 | 10 Pulteney Street - Nexus 10 Tower | 15 | Fourteenth Floor | 14.00H | 99939 | Unusable Spaces | 99939 | Unusable Spaces | 5.26 | VSR | 8 | Non Useable Floor Area Space Group | 840 | Non-usable - Service riser |  | Unknown | 0.00 | NO
North Terrace_NT67-10 Pulteney Street - Nexus 10 Tower_Fourteenth Floor_14.00L _ Lift Head Plantroom | NT-NT67-15-14.00L | NT67-15-14.00L-Lift Head Plantroom | North Terrace | NT | NT67 | 10 Pulteney Street - Nexus 10 Tower | 15 | Fourteenth Floor | 14.00L | 99939 | Unusable Spaces | 99939 | Unusable Spaces | 5.78 | Lift Head Plantroom | 8 | Non Useable Floor Area Space Group | 810 | Non-usable - Mechanical plant room |  | Unknown | 0.00 | NO
North Terrace_NT67-10 Pulteney Street - Nexus 10 Tower_Fourteenth Floor_14.01 _ Store | NT-NT67-15-14.01 | NT67-15-14.01-Store | North Terrace | NT | NT67 | 10 Pulteney Street - Nexus 10 Tower | 15 | Fourteenth Floor | 14.01 | 99946 | Vacant not occupiable | 99939 | Unusable Spaces | 18.26 | Store | 6 | General Facility Space Group | 611 | General Facility - Commercial/Business/Retail Facilities |  | Unknown | 0.00 | NO
North Terrace_NT67-10 Pulteney Street - Nexus 10 Tower_Fourteenth Floor_14.02 _ Store | NT-NT67-15-14.02 | NT67-15-14.02-Store | North Terrace | NT | NT67 | 10 Pulteney Street - Nexus 10 Tower | 15 | Fourteenth Floor | 14.02 | 99946 | Vacant not occupiable | 99939 | Unusable Spaces | 13.48 | Store | 4 | Ancillary Area Space Group | 419 | Ancillary Area - Store Room - Generic |  | Unknown | 0.00 | NO
North Terrace_NT67-10 Pulteney Street - Nexus 10 Tower_Fourteenth Floor_14.03 _ Store | NT-NT67-15-14.03 | NT67-15-14.03-Store | North Terrace | NT | NT67 | 10 Pulteney Street - Nexus 10 Tower | 15 | Fourteenth Floor | 14.03 | 99946 | Vacant not occupiable | 99939 | Unusable Spaces | 51.14 | Store | 4 | Ancillary Area Space Group | 419 | Ancillary Area - Store Room - Generic |  | Unknown | 0.00 | NO
North Terrace_NT67-10 Pulteney Street - Nexus 10 Tower_Fourteenth Floor_14.04 _ Hut 1 | NT-NT67-15-14.04 | NT67-15-14.04-Hut 1 | North Terrace | NT | NT67 | 10 Pulteney Street - Nexus 10 Tower | 15 | Fourteenth Floor | 14.04 | 99946 | Vacant not occupiable | 99939 | Unusable Spaces | 8.63 | Hut 1 | 8 | Non Useable Floor Area Space Group | 815 | Non-usable - Switch room |  | Excellent | 0.00 | NO
North Terrace_NT67-10 Pulteney Street - Nexus 10 Tower_Fourteenth Floor_14.05 _ Hut 2 | NT-NT67-15-14.05 | NT67-15-14.05-Hut 2 | North Terrace | NT | NT67 | 10 Pulteney Street - Nexus 10 Tower | 15 | Fourteenth Floor | 14.05 | 99946 | Vacant not occupiable | 99939 | Unusable Spaces | 8.69 | Hut 2 | 8 | Non Useable Floor Area Space Group | 815 | Non-usable - Switch room |  | Unknown | 0.00 | NO
North Terrace_NT67-10 Pulteney Street - Nexus 10 Tower_Fourteenth Floor_14.06 _ Store | NT-NT67-15-14.06 | NT67-15-14.06-Store | North Terrace | NT | NT67 | 10 Pulteney Street - Nexus 10 Tower | 15 | Fourteenth Floor | 14.06 | 99946 | Vacant not occupiable | 99939 | Unusable Spaces | 15.5 | Store | 4 | Ancillary Area Space Group | 419 | Ancillary Area - Store Room - Generic |  | Excellent | 3,400.26 | NO
North Terrace_NT67-10 Pulteney Street - Nexus 10 Tower_Fourteenth Floor_14.07 _ Store | NT-NT67-15-14.07 | NT67-15-14.07-Store | North Terrace | NT | NT67 | 10 Pulteney Street - Nexus 10 Tower | 15 | Fourteenth Floor | 14.07 | 99946 | Vacant not occupiable | 99939 | Unusable Spaces | 16.25 | Store | 4 | Ancillary Area Space Group | 419 | Ancillary Area - Store Room - Generic |  | Excellent | 3,564.79 | NO
North Terrace_NT67-10 Pulteney Street - Nexus 10 Tower_Fourteenth Floor_14.08 _ Store | NT-NT67-15-14.08 | NT67-15-14.08-Store | North Terrace | NT | NT67 | 10 Pulteney Street - Nexus 10 Tower | 15 | Fourteenth Floor | 14.08 | 99946 | Vacant not occupiable | 99939 | Unusable Spaces | 100.53 | Store | 4 | Ancillary Area Space Group | 419 | Ancillary Area - Store Room - Generic |  | Unknown | 0.00 | NO
North Terrace_NT67-10 Pulteney Street - Nexus 10 Tower_Fourteenth Floor_14.09 _ Boiler Room | NT-NT67-15-14.09 | NT67-15-14.09-Boiler Room | North Terrace | NT | NT67 | 10 Pulteney Street - Nexus 10 Tower | 15 | Fourteenth Floor | 14.09 | 99939 | Unusable Spaces | 99939 | Unusable Spaces | 43.08 | Boiler Room | 8 | Non Useable Floor Area Space Group | 811 | Non-usable - Plant room other |  | Unknown | 0.00 | NO
North Terrace_NT67-10 Pulteney Street - Nexus 10 Tower_Fourteenth Floor_14.09D _ VSR | NT-NT67-15-14.09D | NT67-15-14.09D-VSR | North Terrace | NT | NT67 | 10 Pulteney Street - Nexus 10 Tower | 15 | Fourteenth Floor | 14.09D | 99939 | Unusable Spaces | 99939 | Unusable Spaces | 0.14 | VSR | 8 | Non Useable Floor Area Space Group | 840 | Non-usable - Service riser |  | Unknown | 0.00 | NO
North Terrace_NT67-10 Pulteney Street - Nexus 10 Tower_Fourteenth Floor_14.10 _ Cooling Towers | NT-NT67-15-14.10 | NT67-15-14.10-Cooling Towers | North Terrace | NT | NT67 | 10 Pulteney Street - Nexus 10 Tower | 15 | Fourteenth Floor | 14.10 | 99939 | Unusable Spaces | 99939 | Unusable Spaces | 46.11 | Cooling Towers | 8 | Non Useable Floor Area Space Group | 811 | Non-usable - Plant room other |  | Unknown | 0.00 | NO
North Terrace_NT67-10 Pulteney Street - Nexus 10 Tower_Fourteenth Floor_14.11 _ Plant Space | NT-NT67-15-14.11 | NT67-15-14.11-Plant Space | North Terrace | NT | NT67 | 10 Pulteney Street - Nexus 10 Tower | 15 | Fourteenth Floor | 14.11 | 99939 | Unusable Spaces | 99939 | Unusable Spaces | 82.37 | Plant Space | 8 | Non Useable Floor Area Space Group | 811 | Non-usable - Plant room other |  | Unknown | 0.00 | NO
North Terrace_NT67-10 Pulteney Street - Nexus 10 Tower_Fourteenth Floor_14.12 _ Plant Space | NT-NT67-15-14.12 | NT67-15-14.12-Plant Space | North Terrace | NT | NT67 | 10 Pulteney Street - Nexus 10 Tower | 15 | Fourteenth Floor | 14.12 | 99939 | Unusable Spaces | 99939 | Unusable Spaces | 45.36 | Plant Space | 8 | Non Useable Floor Area Space Group | 811 | Non-usable - Plant room other |  | Unknown | 0.00 | NO
North Terrace_NT67-10 Pulteney Street - Nexus 10 Tower_Fourteenth Floor_14.13 _ Plant space | NT-NT67-15-14.13 | NT67-15-14.13-Plant space | North Terrace | NT | NT67 | 10 Pulteney Street - Nexus 10 Tower | 15 | Fourteenth Floor | 14.13 | 99939 | Unusable Spaces | 99939 | Unusable Spaces | 46.05 | Plant space | 8 | Non Useable Floor Area Space Group | 811 | Non-usable - Plant room other |  | Unknown | 0.00 | NO
North Terrace_NT67-10 Pulteney Street - Nexus 10 Tower_Fourteenth Floor_14.14 _ Plant Space | NT-NT67-15-14.14 | NT67-15-14.14-Plant Space | North Terrace | NT | NT67 | 10 Pulteney Street - Nexus 10 Tower | 15 | Fourteenth Floor | 14.14 | 99939 | Unusable Spaces | 99939 | Unusable Spaces | 30.34 | Plant Space | 8 | Non Useable Floor Area Space Group | 811 | Non-usable - Plant room other |  | Unknown | 0.00 | NO
North Terrace_NT67-10 Pulteney Street - Nexus 10 Tower_Fourteenth Floor_14.15 _ Plant Space | NT-NT67-15-14.15 | NT67-15-14.15-Plant Space | North Terrace | NT | NT67 | 10 Pulteney Street - Nexus 10 Tower | 15 | Fourteenth Floor | 14.15 | 99939 | Unusable Spaces | 99939 | Unusable Spaces | 35.17 | Plant Space | 8 | Non Useable Floor Area Space Group | 811 | Non-usable - Plant room other |  | Unknown | 0.00 | NO
North Terrace_NT67-10 Pulteney Street - Nexus 10 Tower_Fourteenth Floor_14.16 _ Plant Space | NT-NT67-15-14.16 | NT67-15-14.16-Plant Space | North Terrace | NT | NT67 | 10 Pulteney Street - Nexus 10 Tower | 15 | Fourteenth Floor | 14.16 | 99939 | Unusable Spaces | 99939 | Unusable Spaces | 37.14 | Plant Space | 8 | Non Useable Floor Area Space Group | 811 | Non-usable - Plant room other |  | Unknown | 0.00 | NO
North Terrace_NT67-10 Pulteney Street - Nexus 10 Tower_Fourteenth Floor_14.17 _ Fire Water Tank | NT-NT67-15-14.17 | NT67-15-14.17-Fire Water Tank | North Terrace | NT | NT67 | 10 Pulteney Street - Nexus 10 Tower | 15 | Fourteenth Floor | 14.17 | 99939 | Unusable Spaces | 99939 | Unusable Spaces | 54.87 | Fire Water Tank | 8 | Non Useable Floor Area Space Group | 840 | Non-usable - Service riser |  | Unknown | 0.00 | NO
North Terrace_NT67-10 Pulteney Street - Nexus 10 Tower_Roof Level_1601 _ Stair | NT-NT67-16-1601 | NT67-16-1601-Stair | North Terrace | NT | NT67 | 10 Pulteney Street - Nexus 10 Tower | 16 | Roof Level | 1601 | 99939 | Unusable Spaces | 99939 | Unusable Spaces | 9.28 | Stair | 8 | Non Useable Floor Area Space Group | 805 | Non-usable - Circulation space |  | Unknown | 0.00 | NO
North Terrace_NT67-10 Pulteney Street - Nexus 10 Tower_Roof Level_1602 _ Lift Motor Room | NT-NT67-16-1602 | NT67-16-1602-Lift Motor Room | North Terrace | NT | NT67 | 10 Pulteney Street - Nexus 10 Tower | 16 | Roof Level | 1602 | 99939 | Unusable Spaces | 99939 | Unusable Spaces | 68.48 | Lift Motor Room | 8 | Non Useable Floor Area Space Group | 838 | Non-usable - Lift |  | Unknown | 0.00 | NO
North Terrace_NT67-10 Pulteney Street - Nexus 10 Tower_Roof Level_A26 _ TV Antenna | NT-NT67-16-A26 | NT67-16-A26-TV Antenna | North Terrace | NT | NT67 | 10 Pulteney Street - Nexus 10 Tower | 16 | Roof Level | A26 | 99966 | Unknown | 99939 | Unusable Spaces | 2.25 | TV Antenna | 8 | Non Useable Floor Area Space Group | 840 | Non-usable - Service riser |  | Unknown | 0.00 | NO
North Terrace_NT67-10 Pulteney Street - Nexus 10 Tower_Roof Level_A27 _ TV Antenna | NT-NT67-16-A27 | NT67-16-A27-TV Antenna | North Terrace | NT | NT67 | 10 Pulteney Street - Nexus 10 Tower | 16 | Roof Level | A27 | 99966 | Unknown | 99939 | Unusable Spaces | 2.25 | TV Antenna | 8 | Non Useable Floor Area Space Group | 840 | Non-usable - Service riser |  | Unknown | 0.00 | NO
North Terrace_NT67-10 Pulteney Street - Nexus 10 Tower_Roof Level_A28 _ TV Antenna | NT-NT67-16-A28 | NT67-16-A28-TV Antenna | North Terrace | NT | NT67 | 10 Pulteney Street - Nexus 10 Tower | 16 | Roof Level | A28 | 99966 | Unknown | 99939 | Unusable Spaces | 2.25 | TV Antenna | 8 | Non Useable Floor Area Space Group | 840 | Non-usable - Service riser |  | Unknown | 0.00 | NO
North Terrace_NT67-10 Pulteney Street - Nexus 10 Tower_Roof Level_A29 _ MIMP Antenna | NT-NT67-16-A29 | NT67-16-A29-MIMP Antenna | North Terrace | NT | NT67 | 10 Pulteney Street - Nexus 10 Tower | 16 | Roof Level | A29 | 99966 | Unknown | 99939 | Unusable Spaces | 2.25 | MIMP Antenna | 8 | Non Useable Floor Area Space Group | 840 | Non-usable - Service riser |  | Unknown | 0.00 | NO
North Terrace_NT67-10 Pulteney Street - Nexus 10 Tower_Roof Level_A33 _ AARNET Antenna | NT-NT67-16-A33 | NT67-16-A33-AARNET Antenna | North Terrace | NT | NT67 | 10 Pulteney Street - Nexus 10 Tower | 16 | Roof Level | A33 | 99966 | Unknown | 99939 | Unusable Spaces | 2.25 | AARNET Antenna | 8 | Non Useable Floor Area Space Group | 840 | Non-usable - Service riser |  | Unknown | 0.00 | NO
North Terrace_NT67-10 Pulteney Street - Nexus 10 Tower_Roof Level_A44 _ TV Antenna | NT-NT67-16-A44 | NT67-16-A44-TV Antenna | North Terrace | NT | NT67 | 10 Pulteney Street - Nexus 10 Tower | 16 | Roof Level | A44 | 99966 | Unknown | 99939 | Unusable Spaces | 2.25 | TV Antenna | 8 | Non Useable Floor Area Space Group | 840 | Non-usable - Service riser |  | Unknown | 0.00 | NO
North Terrace_NT67-10 Pulteney Street - Nexus 10 Tower_Roof Level_R.01 _ Services Zone 1 (NUFA) | NT-NT67-16-R.01 | NT67-16-R.01-Services Zone 1 (NUFA) | North Terrace | NT | NT67 | 10 Pulteney Street - Nexus 10 Tower | 16 | Roof Level | R.01 | 99939 | Unusable Spaces | 99939 | Unusable Spaces | 3.36 | Services Zone 1 (NUFA) | 8 | Non Useable Floor Area Space Group | 811 | Non-usable - Plant room other |  | Unknown | 0.00 | NO
North Terrace_NT67-10 Pulteney Street - Nexus 10 Tower_Roof Level_R.02 _ Roof / Plant Access 1 (NUFA) | NT-NT67-16-R.02 | NT67-16-R.02-Roof / Plant Access 1 (NUFA) | North Terrace | NT | NT67 | 10 Pulteney Street - Nexus 10 Tower | 16 | Roof Level | R.02 | 99939 | Unusable Spaces | 99939 | Unusable Spaces | 37.6 | Roof / Plant Access 1 (NUFA) | 8 | Non Useable Floor Area Space Group | 805 | Non-usable - Circulation space |  | Unknown | 0.00 | NO
North Terrace_NT67-10 Pulteney Street - Nexus 10 Tower_Roof Level_R.03 _ Roof / Plant Access 2 (NUFA) | NT-NT67-16-R.03 | NT67-16-R.03-Roof / Plant Access 2 (NUFA) | North Terrace | NT | NT67 | 10 Pulteney Street - Nexus 10 Tower | 16 | Roof Level | R.03 | 99939 | Unusable Spaces | 99939 | Unusable Spaces | 22.71 | Roof / Plant Access 2 (NUFA) | 8 | Non Useable Floor Area Space Group | 805 | Non-usable - Circulation space |  | Unknown | 0.00 | NO
North Terrace_NT67-10 Pulteney Street - Nexus 10 Tower_Roof Level_R.04 _ Roof / Plant Access 3 (NUFA) | NT-NT67-16-R.04 | NT67-16-R.04-Roof / Plant Access 3 (NUFA) | North Terrace | NT | NT67 | 10 Pulteney Street - Nexus 10 Tower | 16 | Roof Level | R.04 | 99939 | Unusable Spaces | 99939 | Unusable Spaces | 34.27 | Roof / Plant Access 3 (NUFA) | 8 | Non Useable Floor Area Space Group | 805 | Non-usable - Circulation space |  | Unknown | 0.00 | NO
North Terrace_NT67-10 Pulteney Street - Nexus 10 Tower_Roof Level_R.05 _ Roof / Plant Access 4 (NUFA) | NT-NT67-16-R.05 | NT67-16-R.05-Roof / Plant Access 4 (NUFA) | North Terrace | NT | NT67 | 10 Pulteney Street - Nexus 10 Tower | 16 | Roof Level | R.05 | 99939 | Unusable Spaces | 99939 | Unusable Spaces | 22.5 | Roof / Plant Access 4 (NUFA) | 8 | Non Useable Floor Area Space Group | 805 | Non-usable - Circulation space |  | Unknown | 0.00 | NO
North Terrace_NT70-49 Gawler Place - Odd Fellows_First Floor_100 _ Lift Lobby | NT-NT70-01-100 | NT70-01-100-Lift Lobby | North Terrace | NT | NT70 | 49 Gawler Place - Odd Fellows | 01 | First Floor | 100 | 99939 | Unusable Spaces | 99939 | Unusable Spaces | 16.06 | Lift Lobby | 8 | Non Useable Floor Area Space Group | 805 | Non-usable - Circulation space |  | Unknown | 0.00 | NO
North Terrace_NT70-49 Gawler Place - Odd Fellows_First Floor_100A _ Waiting | NT-NT70-01-100A | NT70-01-100A-Waiting | North Terrace | NT | NT70 | 49 Gawler Place - Odd Fellows | 01 | First Floor | 100A | 99967 | University Vacated | 99939 | Unusable Spaces | 32.56 | Waiting | 6 | General Facility Space Group | 623 | General Facility - Waiting Area/Foyer/Reception Area |  | Unknown | 0.00 | NO
North Terrace_NT70-49 Gawler Place - Odd Fellows_First Floor_100B _ Reception | NT-NT70-01-100B | NT70-01-100B-Reception | North Terrace | NT | NT70 | 49 Gawler Place - Odd Fellows | 01 | First Floor | 100B | 99967 | University Vacated | 99939 | Unusable Spaces | 10.28 | Reception | 1 | Office Space Group | 108 | Office - Professional/General Staff |  | Unknown | 0.00 | NO
North Terrace_NT70-49 Gawler Place - Odd Fellows_First Floor_100C _ Corr. | NT-NT70-01-100C | NT70-01-100C-Corr. | North Terrace | NT | NT70 | 49 Gawler Place - Odd Fellows | 01 | First Floor | 100C | 99967 | University Vacated | 99939 | Unusable Spaces | 19.39 | Corr. | 8 | Non Useable Floor Area Space Group | 805 | Non-usable - Circulation space |  | Unknown | 0.00 | NO
North Terrace_NT70-49 Gawler Place - Odd Fellows_First Floor_100D _ Corr. | NT-NT70-01-100D | NT70-01-100D-Corr. | North Terrace | NT | NT70 | 49 Gawler Place - Odd Fellows | 01 | First Floor | 100D | 99967 | University Vacated | 99939 | Unusable Spaces | 11.94 | Corr. | 8 | Non Useable Floor Area Space Group | 805 | Non-usable - Circulation space |  | Unknown | 0.00 | NO
North Terrace_NT70-49 Gawler Place - Odd Fellows_First Floor_101 _ Office - Admin | NT-NT70-01-101 | NT70-01-101-Office - Admin | North Terrace | NT | NT70 | 49 Gawler Place - Odd Fellows | 01 | First Floor | 101 | 99967 | University Vacated | 99939 | Unusable Spaces | 22.04 | Office - Admin | 1 | Office Space Group | 108 | Office - Professional/General Staff |  | Unknown | 0.00 | NO
North Terrace_NT70-49 Gawler Place - Odd Fellows_First Floor_102 _ Consulting Room | NT-NT70-01-102 | NT70-01-102-Consulting Room | North Terrace | NT | NT70 | 49 Gawler Place - Odd Fellows | 01 | First Floor | 102 | 99967 | University Vacated | 99939 | Unusable Spaces | 13.82 | Consulting Room | 6 | General Facility Space Group | 615 | General Facility - Medical Centre |  | Unknown | 0.00 | NO
North Terrace_NT70-49 Gawler Place - Odd Fellows_First Floor_103 _ Nurses Treatment Room | NT-NT70-01-103 | NT70-01-103-Nurses Treatment Room | North Terrace | NT | NT70 | 49 Gawler Place - Odd Fellows | 01 | First Floor | 103 | 99967 | University Vacated | 99939 | Unusable Spaces | 20.31 | Nurses Treatment Room | 6 | General Facility Space Group | 615 | General Facility - Medical Centre |  | Unknown | 0.00 | NO
North Terrace_NT70-49 Gawler Place - Odd Fellows_First Floor_104 _ Consulting Room | NT-NT70-01-104 | NT70-01-104-Consulting Room | North Terrace | NT | NT70 | 49 Gawler Place - Odd Fellows | 01 | First Floor | 104 | 99967 | University Vacated | 99939 | Unusable Spaces | 11.19 | Consulting Room | 6 | General Facility Space Group | 615 | General Facility - Medical Centre |  | Unknown | 0.00 | NO
North Terrace_NT70-49 Gawler Place - Odd Fellows_First Floor_105 _ Consulting Room | NT-NT70-01-105 | NT70-01-105-Consulting Room | North Terrace | NT | NT70 | 49 Gawler Place - Odd Fellows | 01 | First Floor | 105 | 99967 | University Vacated | 99939 | Unusable Spaces | 10.79 | Consulting Room | 6 | General Facility Space Group | 615 | General Facility - Medical Centre |  | Unknown | 0.00 | NO
North Terrace_NT70-49 Gawler Place - Odd Fellows_First Floor_106 _ Consulting Room | NT-NT70-01-106 | NT70-01-106-Consulting Room | North Terrace | NT | NT70 | 49 Gawler Place - Odd Fellows | 01 | First Floor | 106 | 99967 | University Vacated | 99939 | Unusable Spaces | 11.47 | Consulting Room | 6 | General Facility Space Group | 615 | General Facility - Medical Centre |  | Unknown | 0.00 | NO
North Terrace_NT70-49 Gawler Place - Odd Fellows_First Floor_107 _ Consulting Room | NT-NT70-01-107 | NT70-01-107-Consulting Room | North Terrace | NT | NT70 | 49 Gawler Place - Odd Fellows | 01 | First Floor | 107 | 99967 | University Vacated | 99939 | Unusable Spaces | 9.45 | Consulting Room | 6 | General Facility Space Group | 615 | General Facility - Medical Centre |  | Unknown | 0.00 | NO
North Terrace_NT70-49 Gawler Place - Odd Fellows_First Floor_108 _ Consulting Room | NT-NT70-01-108 | NT70-01-108-Consulting Room | North Terrace | NT | NT70 | 49 Gawler Place - Odd Fellows | 01 | First Floor | 108 | 99967 | University Vacated | 99939 | Unusable Spaces | 8.81 | Consulting Room | 6 | General Facility Space Group | 615 | General Facility - Medical Centre |  | Unknown | 0.00 | NO
North Terrace_NT70-49 Gawler Place - Odd Fellows_First Floor_109 _ Office | NT-NT70-01-109 | NT70-01-109-Office | North Terrace | NT | NT70 | 49 Gawler Place - Odd Fellows | 01 | First Floor | 109 | 99967 | University Vacated | 99939 | Unusable Spaces | 6.67 | Office | 1 | Office Space Group | 108 | Office - Professional/General Staff |  | Unknown | 0.00 | NO
North Terrace_NT70-49 Gawler Place - Odd Fellows_First Floor_109A _ Office | NT-NT70-01-109A | NT70-01-109A-Office | North Terrace | NT | NT70 | 49 Gawler Place - Odd Fellows | 01 | First Floor | 109A | 99967 | University Vacated | 99939 | Unusable Spaces | 4.26 | Office | 1 | Office Space Group | 108 | Office - Professional/General Staff |  | Unknown | 0.00 | NO
North Terrace_NT70-49 Gawler Place - Odd Fellows_First Floor_110 _ Consulting Room | NT-NT70-01-110 | NT70-01-110-Consulting Room | North Terrace | NT | NT70 | 49 Gawler Place - Odd Fellows | 01 | First Floor | 110 | 99967 | University Vacated | 99939 | Unusable Spaces | 9.32 | Consulting Room | 6 | General Facility Space Group | 615 | General Facility - Medical Centre |  | Unknown | 0.00 | NO
North Terrace_NT70-49 Gawler Place - Odd Fellows_First Floor_111 _ Consulting Room | NT-NT70-01-111 | NT70-01-111-Consulting Room | North Terrace | NT | NT70 | 49 Gawler Place - Odd Fellows | 01 | First Floor | 111 | 99967 | University Vacated | 99939 | Unusable Spaces | 17.12 | Consulting Room | 6 | General Facility Space Group | 615 | General Facility - Medical Centre |  | Unknown | 0.00 | NO
North Terrace_NT70-49 Gawler Place - Odd Fellows_First Floor_112 _ Staff Kitchen | NT-NT70-01-112 | NT70-01-112-Staff Kitchen | North Terrace | NT | NT70 | 49 Gawler Place - Odd Fellows | 01 | First Floor | 112 | 99967 | University Vacated | 99939 | Unusable Spaces | 13.96 | Staff Kitchen | 6 | General Facility Space Group | 608 | General Facility - Kitchen/Servery/Food Storage |  | Unknown | 0.00 | NO
North Terrace_NT70-49 Gawler Place - Odd Fellows_First Floor_113 _ Corr. | NT-NT70-01-113 | NT70-01-113-Corr. | North Terrace | NT | NT70 | 49 Gawler Place - Odd Fellows | 01 | First Floor | 113 | 99967 | University Vacated | 99939 | Unusable Spaces | 12.57 | Corr. | 8 | Non Useable Floor Area Space Group | 805 | Non-usable - Circulation space |  | Unknown | 0.00 | NO
North Terrace_NT70-49 Gawler Place - Odd Fellows_First Floor_114 _ Consulting Room 7 | NT-NT70-01-114 | NT70-01-114-Consulting Room 7 | North Terrace | NT | NT70 | 49 Gawler Place - Odd Fellows | 01 | First Floor | 114 | 99967 | University Vacated | 99939 | Unusable Spaces | 7.92 | Consulting Room 7 | 6 | General Facility Space Group | 615 | General Facility - Medical Centre |  | Unknown | 0.00 | NO
North Terrace_NT70-49 Gawler Place - Odd Fellows_First Floor_115 _ WC - F | NT-NT70-01-115 | NT70-01-115-WC - F | North Terrace | NT | NT70 | 49 Gawler Place - Odd Fellows | 01 | First Floor | 115 | 99939 | Unusable Spaces | 99939 | Unusable Spaces | 14.7 | WC - F | 8 | Non Useable Floor Area Space Group | 820 | Non-usable - Toilets/Amenities - Female |  | Unknown | 0.00 | NO
North Terrace_NT72-44-60 Rundle Mall - Rundle Mall Plaza_Level Three_3001 _ Office - Open Plan | NT-NT72-03-3001 | NT72-03-3001-Office - Open Plan | North Terrace | NT | NT72 | 44-60 Rundle Mall - Rundle Mall Plaza | 03 | Level Three | 3001 | 99987 | Vacant - Decant Space | 859 | Infrastructure | 41.42 | Office - Open Plan | 1 | Office Space Group | 111 | Open Plan - Specific type not defined |  | Excellent | 10,325.42 | NO
North Terrace_NT72-44-60 Rundle Mall - Rundle Mall Plaza_Level Three_3001.01 _ Workstation | NT-NT72-03-3001.01 | NT72-03-3001.01-Workstation | North Terrace | NT | NT72 | 44-60 Rundle Mall - Rundle Mall Plaza | 03 | Level Three | 3001.01 | 99987 | Vacant - Decant Space | 859 | Infrastructure | 4.39 | Workstation | 1 | Office Space Group | 116 | Open Plan - Professional/General Staff |  | Excellent | 1,094.36 | NO
North Terrace_NT72-44-60 Rundle Mall - Rundle Mall Plaza_Level Three_3001.02 _ Workstation | NT-NT72-03-3001.02 | NT72-03-3001.02-Workstation | North Terrace | NT | NT72 | 44-60 Rundle Mall - Rundle Mall Plaza | 03 | Level Three | 3001.02 | 99987 | Vacant - Decant Space | 859 | Infrastructure | 4.31 | Workstation | 1 | Office Space Group | 116 | Open Plan - Professional/General Staff |  | Excellent | 1,074.42 | NO
North Terrace_NT72-44-60 Rundle Mall - Rundle Mall Plaza_Level Three_3001.03 _ Workstation | NT-NT72-03-3001.03 | NT72-03-3001.03-Workstation | North Terrace | NT | NT72 | 44-60 Rundle Mall - Rundle Mall Plaza | 03 | Level Three | 3001.03 | 99987 | Vacant - Decant Space | 859 | Infrastructure | 4.31 | Workstation | 1 | Office Space Group | 116 | Open Plan - Professional/General Staff |  | Excellent | 1,074.42 | NO
North Terrace_NT72-44-60 Rundle Mall - Rundle Mall Plaza_Level Three_3001.04 _ Workstation | NT-NT72-03-3001.04 | NT72-03-3001.04-Workstation | North Terrace | NT | NT72 | 44-60 Rundle Mall - Rundle Mall Plaza | 03 | Level Three | 3001.04 | 99987 | Vacant - Decant Space | 859 | Infrastructure | 4.39 | Workstation | 1 | Office Space Group | 116 | Open Plan - Professional/General Staff |  | Excellent | 1,094.36 | NO
North Terrace_NT72-44-60 Rundle Mall - Rundle Mall Plaza_Level Three_3001.05 _ Workstation | NT-NT72-03-3001.05 | NT72-03-3001.05-Workstation | North Terrace | NT | NT72 | 44-60 Rundle Mall - Rundle Mall Plaza | 03 | Level Three | 3001.05 | 99987 | Vacant - Decant Space | 859 | Infrastructure | 4.39 | Workstation | 1 | Office Space Group | 116 | Open Plan - Professional/General Staff |  | Excellent | 1,094.36 | NO
North Terrace_NT72-44-60 Rundle Mall - Rundle Mall Plaza_Level Three_3001.06 _ Workstation | NT-NT72-03-3001.06 | NT72-03-3001.06-Workstation | North Terrace | NT | NT72 | 44-60 Rundle Mall - Rundle Mall Plaza | 03 | Level Three | 3001.06 | 99987 | Vacant - Decant Space | 859 | Infrastructure | 4.31 | Workstation | 1 | Office Space Group | 116 | Open Plan - Professional/General Staff |  | Excellent | 1,074.42 | NO
North Terrace_NT72-44-60 Rundle Mall - Rundle Mall Plaza_Level Three_3001.07 _ Workstation | NT-NT72-03-3001.07 | NT72-03-3001.07-Workstation | North Terrace | NT | NT72 | 44-60 Rundle Mall - Rundle Mall Plaza | 03 | Level Three | 3001.07 | 99987 | Vacant - Decant Space | 859 | Infrastructure | 4.31 | Workstation | 1 | Office Space Group | 116 | Open Plan - Professional/General Staff |  | Excellent | 1,074.42 | NO
North Terrace_NT72-44-60 Rundle Mall - Rundle Mall Plaza_Level Three_3001.08 _ Workstation | NT-NT72-03-3001.08 | NT72-03-3001.08-Workstation | North Terrace | NT | NT72 | 44-60 Rundle Mall - Rundle Mall Plaza | 03 | Level Three | 3001.08 | 99987 | Vacant - Decant Space | 859 | Infrastructure | 4.39 | Workstation | 1 | Office Space Group | 116 | Open Plan - Professional/General Staff |  | Excellent | 1,094.36 | NO
North Terrace_NT72-44-60 Rundle Mall - Rundle Mall Plaza_Level Three_3001.09 _ Workstation | NT-NT72-03-3001.09 | NT72-03-3001.09-Workstation | North Terrace | NT | NT72 | 44-60 Rundle Mall - Rundle Mall Plaza | 03 | Level Three | 3001.09 | 99987 | Vacant - Decant Space | 859 | Infrastructure | 7.16 | Workstation | 1 | Office Space Group | 116 | Open Plan - Professional/General Staff |  | Excellent | 1,784.89 | NO
North Terrace_NT72-44-60 Rundle Mall - Rundle Mall Plaza_Level Three_3001.10 _ Workstation | NT-NT72-03-3001.10 | NT72-03-3001.10-Workstation | North Terrace | NT | NT72 | 44-60 Rundle Mall - Rundle Mall Plaza | 03 | Level Three | 3001.10 | 99987 | Vacant - Decant Space | 859 | Infrastructure | 4.71 | Workstation | 1 | Office Space Group | 116 | Open Plan - Professional/General Staff |  | Excellent | 1,174.14 | NO
North Terrace_NT72-44-60 Rundle Mall - Rundle Mall Plaza_Level Three_3001.11 _ Workstation | NT-NT72-03-3001.11 | NT72-03-3001.11-Workstation | North Terrace | NT | NT72 | 44-60 Rundle Mall - Rundle Mall Plaza | 03 | Level Three | 3001.11 | 99987 | Vacant - Decant Space | 859 | Infrastructure | 4.7 | Workstation | 1 | Office Space Group | 116 | Open Plan - Professional/General Staff |  | Excellent | 1,171.64 | NO
North Terrace_NT72-44-60 Rundle Mall - Rundle Mall Plaza_Level Three_3001.12 _ Workstation | NT-NT72-03-3001.12 | NT72-03-3001.12-Workstation | North Terrace | NT | NT72 | 44-60 Rundle Mall - Rundle Mall Plaza | 03 | Level Three | 3001.12 | 99987 | Vacant - Decant Space | 859 | Infrastructure | 5.16 | Workstation | 1 | Office Space Group | 116 | Open Plan - Professional/General Staff |  | Excellent | 1,286.31 | NO
North Terrace_NT72-44-60 Rundle Mall - Rundle Mall Plaza_Level Three_3001.13 _ Workstation | NT-NT72-03-3001.13 | NT72-03-3001.13-Workstation | North Terrace | NT | NT72 | 44-60 Rundle Mall - Rundle Mall Plaza | 03 | Level Three | 3001.13 | 99987 | Vacant - Decant Space | 859 | Infrastructure | 5.15 | Workstation | 1 | Office Space Group | 116 | Open Plan - Professional/General Staff |  | Excellent | 1,283.82 | NO
North Terrace_NT72-44-60 Rundle Mall - Rundle Mall Plaza_Level Three_3001.14 _ Workstation | NT-NT72-03-3001.14 | NT72-03-3001.14-Workstation | North Terrace | NT | NT72 | 44-60 Rundle Mall - Rundle Mall Plaza | 03 | Level Three | 3001.14 | 99987 | Vacant - Decant Space | 859 | Infrastructure | 4.64 | Workstation | 1 | Office Space Group | 116 | Open Plan - Professional/General Staff |  | Excellent | 1,156.69 | NO
North Terrace_NT72-44-60 Rundle Mall - Rundle Mall Plaza_Level Three_3001.15 _ Workstation | NT-NT72-03-3001.15 | NT72-03-3001.15-Workstation | North Terrace | NT | NT72 | 44-60 Rundle Mall - Rundle Mall Plaza | 03 | Level Three | 3001.15 | 99987 | Vacant - Decant Space | 859 | Infrastructure | 4.64 | Workstation | 1 | Office Space Group | 116 | Open Plan - Professional/General Staff |  | Excellent | 1,156.69 | NO
North Terrace_NT72-44-60 Rundle Mall - Rundle Mall Plaza_Level Three_3001.16 _ Workstation | NT-NT72-03-3001.16 | NT72-03-3001.16-Workstation | North Terrace | NT | NT72 | 44-60 Rundle Mall - Rundle Mall Plaza | 03 | Level Three | 3001.16 | 99987 | Vacant - Decant Space | 859 | Infrastructure | 4.64 | Workstation | 1 | Office Space Group | 116 | Open Plan - Professional/General Staff |  | Excellent | 1,156.69 | NO
North Terrace_NT72-44-60 Rundle Mall - Rundle Mall Plaza_Level Three_3001.17 _ Workstation | NT-NT72-03-3001.17 | NT72-03-3001.17-Workstation | North Terrace | NT | NT72 | 44-60 Rundle Mall - Rundle Mall Plaza | 03 | Level Three | 3001.17 | 99987 | Vacant - Decant Space | 859 | Infrastructure | 4.64 | Workstation | 1 | Office Space Group | 116 | Open Plan - Professional/General Staff |  | Excellent | 1,156.69 | NO
North Terrace_NT72-44-60 Rundle Mall - Rundle Mall Plaza_Level Three_3001.18 _ Workstation | NT-NT72-03-3001.18 | NT72-03-3001.18-Workstation | North Terrace | NT | NT72 | 44-60 Rundle Mall - Rundle Mall Plaza | 03 | Level Three | 3001.18 | 99987 | Vacant - Decant Space | 859 | Infrastructure | 5.15 | Workstation | 1 | Office Space Group | 116 | Open Plan - Professional/General Staff |  | Excellent | 1,283.82 | NO
North Terrace_NT72-44-60 Rundle Mall - Rundle Mall Plaza_Level Three_3001.19 _ Workstation | NT-NT72-03-3001.19 | NT72-03-3001.19-Workstation | North Terrace | NT | NT72 | 44-60 Rundle Mall - Rundle Mall Plaza | 03 | Level Three | 3001.19 | 99987 | Vacant - Decant Space | 859 | Infrastructure | 5.16 | Workstation | 1 | Office Space Group | 116 | Open Plan - Professional/General Staff |  | Excellent | 1,286.31 | NO
North Terrace_NT72-44-60 Rundle Mall - Rundle Mall Plaza_Level Three_3001.20 _ Workstation | NT-NT72-03-3001.20 | NT72-03-3001.20-Workstation | North Terrace | NT | NT72 | 44-60 Rundle Mall - Rundle Mall Plaza | 03 | Level Three | 3001.20 | 99987 | Vacant - Decant Space | 859 | Infrastructure | 4.65 | Workstation | 1 | Office Space Group | 116 | Open Plan - Professional/General Staff |  | Excellent | 1,159.18 | NO
North Terrace_NT72-44-60 Rundle Mall - Rundle Mall Plaza_Level Three_3001.21 _ Workstation | NT-NT72-03-3001.21 | NT72-03-3001.21-Workstation | North Terrace | NT | NT72 | 44-60 Rundle Mall - Rundle Mall Plaza | 03 | Level Three | 3001.21 | 99987 | Vacant - Decant Space | 859 | Infrastructure | 4.71 | Workstation | 1 | Office Space Group | 116 | Open Plan - Professional/General Staff |  | Excellent | 1,174.14 | NO
North Terrace_NT72-44-60 Rundle Mall - Rundle Mall Plaza_Level Three_3001.22 _ Workstation | NT-NT72-03-3001.22 | NT72-03-3001.22-Workstation | North Terrace | NT | NT72 | 44-60 Rundle Mall - Rundle Mall Plaza | 03 | Level Three | 3001.22 | 99987 | Vacant - Decant Space | 859 | Infrastructure | 6.07 | Workstation | 1 | Office Space Group | 116 | Open Plan - Professional/General Staff |  | Excellent | 1,513.16 | NO
North Terrace_NT72-44-60 Rundle Mall - Rundle Mall Plaza_Level Three_3001.23 _ Workstation | NT-NT72-03-3001.23 | NT72-03-3001.23-Workstation | North Terrace | NT | NT72 | 44-60 Rundle Mall - Rundle Mall Plaza | 03 | Level Three | 3001.23 | 99987 | Vacant - Decant Space | 859 | Infrastructure | 6.66 | Workstation | 1 | Office Space Group | 116 | Open Plan - Professional/General Staff |  | Excellent | 1,660.24 | NO
North Terrace_NT72-44-60 Rundle Mall - Rundle Mall Plaza_Level Three_3001A _ Meeting - Open Plan | NT-NT72-03-3001A | NT72-03-3001A-Meeting - Open Plan | North Terrace | NT | NT72 | 44-60 Rundle Mall - Rundle Mall Plaza | 03 | Level Three | 3001A | 99987 | Vacant - Decant Space | 859 | Infrastructure | 13.07 | Meeting - Open Plan | 1 | Office Space Group | 119 | Informal Work Space |  | Excellent | 3,258.16 | NO
North Terrace_NT72-44-60 Rundle Mall - Rundle Mall Plaza_Level Three_3001B _ Office - Open Plan | NT-NT72-03-3001B | NT72-03-3001B-Office - Open Plan | North Terrace | NT | NT72 | 44-60 Rundle Mall - Rundle Mall Plaza | 03 | Level Three | 3001B | 99987 | Vacant - Decant Space | 859 | Infrastructure | 10.9 | Office - Open Plan | 1 | Office Space Group | 111 | Open Plan - Specific type not defined |  | Excellent | 2,717.21 | NO
North Terrace_NT72-44-60 Rundle Mall - Rundle Mall Plaza_Level Three_3001C _ Office - Open Plan | NT-NT72-03-3001C | NT72-03-3001C-Office - Open Plan | North Terrace | NT | NT72 | 44-60 Rundle Mall - Rundle Mall Plaza | 03 | Level Three | 3001C | 99987 | Vacant - Decant Space | 859 | Infrastructure | 11.49 | Office - Open Plan | 1 | Office Space Group | 111 | Open Plan - Specific type not defined |  | Excellent | 2,864.29 | NO
North Terrace_NT72-44-60 Rundle Mall - Rundle Mall Plaza_Level Three_3001D _ VSR | NT-NT72-03-3001D | NT72-03-3001D-VSR | North Terrace | NT | NT72 | 44-60 Rundle Mall - Rundle Mall Plaza | 03 | Level Three | 3001D | 99939 | Unusable Spaces | 99939 | Unusable Spaces | 0.13 | VSR | 8 | Non Useable Floor Area Space Group | 840 | Non-usable - Service riser |  | Unknown | 0.00 | NO
North Terrace_NT72-44-60 Rundle Mall - Rundle Mall Plaza_Level Three_3002.01 _ Workstation | NT-NT72-03-3002.01 | NT72-03-3002.01-Workstation | North Terrace | NT | NT72 | 44-60 Rundle Mall - Rundle Mall Plaza | 03 | Level Three | 3002.01 | 99987 | Vacant - Decant Space | 859 | Infrastructure | 4.72 | Workstation | 1 | Office Space Group | 116 | Open Plan - Professional/General Staff |  | Excellent | 1,176.63 | NO
North Terrace_NT72-44-60 Rundle Mall - Rundle Mall Plaza_Level Three_3002.02 _ Workstation | NT-NT72-03-3002.02 | NT72-03-3002.02-Workstation | North Terrace | NT | NT72 | 44-60 Rundle Mall - Rundle Mall Plaza | 03 | Level Three | 3002.02 | 99987 | Vacant - Decant Space | 859 | Infrastructure | 4.63 | Workstation | 1 | Office Space Group | 116 | Open Plan - Professional/General Staff |  | Excellent | 1,154.19 | NO
North Terrace_NT72-44-60 Rundle Mall - Rundle Mall Plaza_Level Three_3002.03 _ Workstation | NT-NT72-03-3002.03 | NT72-03-3002.03-Workstation | North Terrace | NT | NT72 | 44-60 Rundle Mall - Rundle Mall Plaza | 03 | Level Three | 3002.03 | 99987 | Vacant - Decant Space | 859 | Infrastructure | 4.63 | Workstation | 1 | Office Space Group | 116 | Open Plan - Professional/General Staff |  | Excellent | 1,154.19 | NO
North Terrace_NT72-44-60 Rundle Mall - Rundle Mall Plaza_Level Three_3002.04 _ Workstation | NT-NT72-03-3002.04 | NT72-03-3002.04-Workstation | North Terrace | NT | NT72 | 44-60 Rundle Mall - Rundle Mall Plaza | 03 | Level Three | 3002.04 | 99987 | Vacant - Decant Space | 859 | Infrastructure | 4.63 | Workstation | 1 | Office Space Group | 116 | Open Plan - Professional/General Staff |  | Excellent | 1,154.19 | NO
North Terrace_NT72-44-60 Rundle Mall - Rundle Mall Plaza_Level Three_3002.05 _ Workstation | NT-NT72-03-3002.05 | NT72-03-3002.05-Workstation | North Terrace | NT | NT72 | 44-60 Rundle Mall - Rundle Mall Plaza | 03 | Level Three | 3002.05 | 99987 | Vacant - Decant Space | 859 | Infrastructure | 4.63 | Workstation | 1 | Office Space Group | 116 | Open Plan - Professional/General Staff |  | Excellent | 1,154.19 | NO
North Terrace_NT72-44-60 Rundle Mall - Rundle Mall Plaza_Level Three_3002.06 _ Workstation | NT-NT72-03-3002.06 | NT72-03-3002.06-Workstation | North Terrace | NT | NT72 | 44-60 Rundle Mall - Rundle Mall Plaza | 03 | Level Three | 3002.06 | 99987 | Vacant - Decant Space | 859 | Infrastructure | 4.72 | Workstation | 1 | Office Space Group | 116 | Open Plan - Professional/General Staff |  | Excellent | 1,176.63 | NO
North Terrace_NT72-44-60 Rundle Mall - Rundle Mall Plaza_Level Three_3002.07 _ Workstation | NT-NT72-03-3002.07 | NT72-03-3002.07-Workstation | North Terrace | NT | NT72 | 44-60 Rundle Mall - Rundle Mall Plaza | 03 | Level Three | 3002.07 | 99987 | Vacant - Decant Space | 859 | Infrastructure | 4.72 | Workstation | 1 | Office Space Group | 116 | Open Plan - Professional/General Staff |  | Excellent | 1,176.63 | NO
North Terrace_NT72-44-60 Rundle Mall - Rundle Mall Plaza_Level Three_3002.08 _ Workstation | NT-NT72-03-3002.08 | NT72-03-3002.08-Workstation | North Terrace | NT | NT72 | 44-60 Rundle Mall - Rundle Mall Plaza | 03 | Level Three | 3002.08 | 99987 | Vacant - Decant Space | 859 | Infrastructure | 4.63 | Workstation | 1 | Office Space Group | 116 | Open Plan - Professional/General Staff |  | Excellent | 1,154.19 | NO
North Terrace_NT72-44-60 Rundle Mall - Rundle Mall Plaza_Level Three_3002.09 _ Workstation | NT-NT72-03-3002.09 | NT72-03-3002.09-Workstation | North Terrace | NT | NT72 | 44-60 Rundle Mall - Rundle Mall Plaza | 03 | Level Three | 3002.09 | 99987 | Vacant - Decant Space | 859 | Infrastructure | 4.63 | Workstation | 1 | Office Space Group | 116 | Open Plan - Professional/General Staff |  | Excellent | 1,154.19 | NO
North Terrace_NT72-44-60 Rundle Mall - Rundle Mall Plaza_Level Three_3002.10 _ Workstation | NT-NT72-03-3002.10 | NT72-03-3002.10-Workstation | North Terrace | NT | NT72 | 44-60 Rundle Mall - Rundle Mall Plaza | 03 | Level Three | 3002.10 | 99987 | Vacant - Decant Space | 859 | Infrastructure | 4.63 | Workstation | 1 | Office Space Group | 116 | Open Plan - Professional/General Staff |  | Excellent | 1,154.19 | NO
North Terrace_NT72-44-60 Rundle Mall - Rundle Mall Plaza_Level Three_3002.11 _ Workstation | NT-NT72-03-3002.11 | NT72-03-3002.11-Workstation | North Terrace | NT | NT72 | 44-60 Rundle Mall - Rundle Mall Plaza | 03 | Level Three | 3002.11 | 99987 | Vacant - Decant Space | 859 | Infrastructure | 4.63 | Workstation | 1 | Office Space Group | 116 | Open Plan - Professional/General Staff |  | Excellent | 1,154.19 | NO
North Terrace_NT72-44-60 Rundle Mall - Rundle Mall Plaza_Level Three_3002.12 _ Workstation | NT-NT72-03-3002.12 | NT72-03-3002.12-Workstation | North Terrace | NT | NT72 | 44-60 Rundle Mall - Rundle Mall Plaza | 03 | Level Three | 3002.12 | 99987 | Vacant - Decant Space | 859 | Infrastructure | 4.72 | Workstation | 1 | Office Space Group | 116 | Open Plan - Professional/General Staff |  | Excellent | 1,176.63 | NO
North Terrace_NT72-44-60 Rundle Mall - Rundle Mall Plaza_Level Three_3002.13 _ Workstation | NT-NT72-03-3002.13 | NT72-03-3002.13-Workstation | North Terrace | NT | NT72 | 44-60 Rundle Mall - Rundle Mall Plaza | 03 | Level Three | 3002.13 | 99987 | Vacant - Decant Space | 859 | Infrastructure | 6.32 | Workstation | 1 | Office Space Group | 116 | Open Plan - Professional/General Staff |  | Excellent | 1,575.49 | NO
North Terrace_NT72-44-60 Rundle Mall - Rundle Mall Plaza_Level Three_3002.14 _ Workstation | NT-NT72-03-3002.14 | NT72-03-3002.14-Workstation | North Terrace | NT | NT72 | 44-60 Rundle Mall - Rundle Mall Plaza | 03 | Level Three | 3002.14 | 99987 | Vacant - Decant Space | 859 | Infrastructure | 6.19 | Workstation | 1 | Office Space Group | 116 | Open Plan - Professional/General Staff |  | Excellent | 1,543.08 | NO
North Terrace_NT72-44-60 Rundle Mall - Rundle Mall Plaza_Level Three_3002.15 _ Workstation | NT-NT72-03-3002.15 | NT72-03-3002.15-Workstation | North Terrace | NT | NT72 | 44-60 Rundle Mall - Rundle Mall Plaza | 03 | Level Three | 3002.15 | 99987 | Vacant - Decant Space | 859 | Infrastructure | 6.19 | Workstation | 1 | Office Space Group | 116 | Open Plan - Professional/General Staff |  | Excellent | 1,543.08 | NO
North Terrace_NT72-44-60 Rundle Mall - Rundle Mall Plaza_Level Three_3002.16 _ Workstation | NT-NT72-03-3002.16 | NT72-03-3002.16-Workstation | North Terrace | NT | NT72 | 44-60 Rundle Mall - Rundle Mall Plaza | 03 | Level Three | 3002.16 | 99987 | Vacant - Decant Space | 859 | Infrastructure | 6.19 | Workstation | 1 | Office Space Group | 116 | Open Plan - Professional/General Staff |  | Excellent | 1,543.08 | NO
North Terrace_NT72-44-60 Rundle Mall - Rundle Mall Plaza_Level Three_3002.17 _ Workstation | NT-NT72-03-3002.17 | NT72-03-3002.17-Workstation | North Terrace | NT | NT72 | 44-60 Rundle Mall - Rundle Mall Plaza | 03 | Level Three | 3002.17 | 99987 | Vacant - Decant Space | 859 | Infrastructure | 6.32 | Workstation | 1 | Office Space Group | 116 | Open Plan - Professional/General Staff |  | Excellent | 1,575.49 | NO
North Terrace_NT72-44-60 Rundle Mall - Rundle Mall Plaza_Level Three_3002A _ Meeting - Open Plan | NT-NT72-03-3002A | NT72-03-3002A-Meeting - Open Plan | North Terrace | NT | NT72 | 44-60 Rundle Mall - Rundle Mall Plaza | 03 | Level Three | 3002A | 99987 | Vacant - Decant Space | 859 | Infrastructure | 5.84 | Meeting - Open Plan | 1 | Office Space Group | 119 | Informal Work Space |  | Excellent | 1,455.83 | NO
North Terrace_NT72-44-60 Rundle Mall - Rundle Mall Plaza_Level Three_3003 _ Office - Open Plan | NT-NT72-03-3003 | NT72-03-3003-Office - Open Plan | North Terrace | NT | NT72 | 44-60 Rundle Mall - Rundle Mall Plaza | 03 | Level Three | 3003 | 99987 | Vacant - Decant Space | 859 | Infrastructure | 43.74 | Office - Open Plan | 1 | Office Space Group | 111 | Open Plan - Specific type not defined |  | Excellent | 10,903.76 | NO
North Terrace_NT72-44-60 Rundle Mall - Rundle Mall Plaza_Level Three_3003.01 _ Workstation | NT-NT72-03-3003.01 | NT72-03-3003.01-Workstation | North Terrace | NT | NT72 | 44-60 Rundle Mall - Rundle Mall Plaza | 03 | Level Three | 3003.01 | 99987 | Vacant - Decant Space | 859 | Infrastructure | 4.79 | Workstation | 1 | Office Space Group | 116 | Open Plan - Professional/General Staff |  | Excellent | 1,194.08 | NO
North Terrace_NT72-44-60 Rundle Mall - Rundle Mall Plaza_Level Three_3003.02 _ Workstation | NT-NT72-03-3003.02 | NT72-03-3003.02-Workstation | North Terrace | NT | NT72 | 44-60 Rundle Mall - Rundle Mall Plaza | 03 | Level Three | 3003.02 | 99987 | Vacant - Decant Space | 859 | Infrastructure | 4.69 | Workstation | 1 | Office Space Group | 116 | Open Plan - Professional/General Staff |  | Excellent | 1,169.15 | NO
North Terrace_NT72-44-60 Rundle Mall - Rundle Mall Plaza_Level Three_3003.03 _ Workstation | NT-NT72-03-3003.03 | NT72-03-3003.03-Workstation | North Terrace | NT | NT72 | 44-60 Rundle Mall - Rundle Mall Plaza | 03 | Level Three | 3003.03 | 99987 | Vacant - Decant Space | 859 | Infrastructure | 4.69 | Workstation | 1 | Office Space Group | 116 | Open Plan - Professional/General Staff |  | Excellent | 1,169.15 | NO
North Terrace_NT72-44-60 Rundle Mall - Rundle Mall Plaza_Level Three_3003.04 _ Workstation | NT-NT72-03-3003.04 | NT72-03-3003.04-Workstation | North Terrace | NT | NT72 | 44-60 Rundle Mall - Rundle Mall Plaza | 03 | Level Three | 3003.04 | 99987 | Vacant - Decant Space | 859 | Infrastructure | 4.79 | Workstation | 1 | Office Space Group | 116 | Open Plan - Professional/General Staff |  | Excellent | 1,194.08 | NO
North Terrace_NT72-44-60 Rundle Mall - Rundle Mall Plaza_Level Three_3003.05 _ Workstation | NT-NT72-03-3003.05 | NT72-03-3003.05-Workstation | North Terrace | NT | NT72 | 44-60 Rundle Mall - Rundle Mall Plaza | 03 | Level Three | 3003.05 | 99987 | Vacant - Decant Space | 859 | Infrastructure | 4.73 | Workstation | 1 | Office Space Group | 116 | Open Plan - Professional/General Staff |  | Excellent | 1,179.12 | NO
North Terrace_NT72-44-60 Rundle Mall - Rundle Mall Plaza_Level Three_3003.06 _ Workstation | NT-NT72-03-3003.06 | NT72-03-3003.06-Workstation | North Terrace | NT | NT72 | 44-60 Rundle Mall - Rundle Mall Plaza | 03 | Level Three | 3003.06 | 99987 | Vacant - Decant Space | 859 | Infrastructure | 4.63 | Workstation | 1 | Office Space Group | 116 | Open Plan - Professional/General Staff |  | Excellent | 1,154.19 | NO
North Terrace_NT72-44-60 Rundle Mall - Rundle Mall Plaza_Level Three_3003.07 _ Workstation | NT-NT72-03-3003.07 | NT72-03-3003.07-Workstation | North Terrace | NT | NT72 | 44-60 Rundle Mall - Rundle Mall Plaza | 03 | Level Three | 3003.07 | 99987 | Vacant - Decant Space | 859 | Infrastructure | 4.63 | Workstation | 1 | Office Space Group | 116 | Open Plan - Professional/General Staff |  | Excellent | 1,154.19 | NO
North Terrace_NT72-44-60 Rundle Mall - Rundle Mall Plaza_Level Three_3003.08 _ Workstation | NT-NT72-03-3003.08 | NT72-03-3003.08-Workstation | North Terrace | NT | NT72 | 44-60 Rundle Mall - Rundle Mall Plaza | 03 | Level Three | 3003.08 | 99987 | Vacant - Decant Space | 859 | Infrastructure | 4.73 | Workstation | 1 | Office Space Group | 116 | Open Plan - Professional/General Staff |  | Excellent | 1,179.12 | NO
North Terrace_NT72-44-60 Rundle Mall - Rundle Mall Plaza_Level Three_3003.09 _ Workstation | NT-NT72-03-3003.09 | NT72-03-3003.09-Workstation | North Terrace | NT | NT72 | 44-60 Rundle Mall - Rundle Mall Plaza | 03 | Level Three | 3003.09 | 99987 | Vacant - Decant Space | 859 | Infrastructure | 4.73 | Workstation | 1 | Office Space Group | 116 | Open Plan - Professional/General Staff |  | Excellent | 1,179.12 | NO
North Terrace_NT72-44-60 Rundle Mall - Rundle Mall Plaza_Level Three_3003.10 _ Workstation | NT-NT72-03-3003.10 | NT72-03-3003.10-Workstation | North Terrace | NT | NT72 | 44-60 Rundle Mall - Rundle Mall Plaza | 03 | Level Three | 3003.10 | 99987 | Vacant - Decant Space | 859 | Infrastructure | 4.63 | Workstation | 1 | Office Space Group | 116 | Open Plan - Professional/General Staff |  | Excellent | 1,154.19 | NO
North Terrace_NT72-44-60 Rundle Mall - Rundle Mall Plaza_Level Three_3003.11 _ Workstation | NT-NT72-03-3003.11 | NT72-03-3003.11-Workstation | North Terrace | NT | NT72 | 44-60 Rundle Mall - Rundle Mall Plaza | 03 | Level Three | 3003.11 | 99987 | Vacant - Decant Space | 859 | Infrastructure | 4.63 | Workstation | 1 | Office Space Group | 116 | Open Plan - Professional/General Staff |  | Excellent | 1,154.19 | NO
North Terrace_NT72-44-60 Rundle Mall - Rundle Mall Plaza_Level Three_3003.12 _ Workstation | NT-NT72-03-3003.12 | NT72-03-3003.12-Workstation | North Terrace | NT | NT72 | 44-60 Rundle Mall - Rundle Mall Plaza | 03 | Level Three | 3003.12 | 99987 | Vacant - Decant Space | 859 | Infrastructure | 4.73 | Workstation | 1 | Office Space Group | 116 | Open Plan - Professional/General Staff |  | Excellent | 1,179.12 | NO
North Terrace_NT72-44-60 Rundle Mall - Rundle Mall Plaza_Level Three_3003.13 _ Workstation | NT-NT72-03-3003.13 | NT72-03-3003.13-Workstation | North Terrace | NT | NT72 | 44-60 Rundle Mall - Rundle Mall Plaza | 03 | Level Three | 3003.13 | 99987 | Vacant - Decant Space | 859 | Infrastructure | 4.73 | Workstation | 1 | Office Space Group | 116 | Open Plan - Professional/General Staff |  | Excellent | 1,179.12 | NO
North Terrace_NT72-44-60 Rundle Mall - Rundle Mall Plaza_Level Three_3003.14 _ Workstation | NT-NT72-03-3003.14 | NT72-03-3003.14-Workstation | North Terrace | NT | NT72 | 44-60 Rundle Mall - Rundle Mall Plaza | 03 | Level Three | 3003.14 | 99987 | Vacant - Decant Space | 859 | Infrastructure | 4.63 | Workstation | 1 | Office Space Group | 116 | Open Plan - Professional/General Staff |  | Excellent | 1,154.19 | NO
North Terrace_NT72-44-60 Rundle Mall - Rundle Mall Plaza_Level Three_3003.15 _ Workstation | NT-NT72-03-3003.15 | NT72-03-3003.15-Workstation | North Terrace | NT | NT72 | 44-60 Rundle Mall - Rundle Mall Plaza | 03 | Level Three | 3003.15 | 99987 | Vacant - Decant Space | 859 | Infrastructure | 4.63 | Workstation | 1 | Office Space Group | 116 | Open Plan - Professional/General Staff |  | Excellent | 1,154.19 | NO
North Terrace_NT72-44-60 Rundle Mall - Rundle Mall Plaza_Level Three_3003.16 _ Workstation | NT-NT72-03-3003.16 | NT72-03-3003.16-Workstation | North Terrace | NT | NT72 | 44-60 Rundle Mall - Rundle Mall Plaza | 03 | Level Three | 3003.16 | 99987 | Vacant - Decant Space | 859 | Infrastructure | 4.73 | Workstation | 1 | Office Space Group | 116 | Open Plan - Professional/General Staff |  | Excellent | 1,179.12 | NO
North Terrace_NT72-44-60 Rundle Mall - Rundle Mall Plaza_Level Three_3003.17 _ Workstation | NT-NT72-03-3003.17 | NT72-03-3003.17-Workstation | North Terrace | NT | NT72 | 44-60 Rundle Mall - Rundle Mall Plaza | 03 | Level Three | 3003.17 | 99987 | Vacant - Decant Space | 859 | Infrastructure | 4.73 | Workstation | 1 | Office Space Group | 116 | Open Plan - Professional/General Staff |  | Excellent | 1,179.12 | NO
North Terrace_NT72-44-60 Rundle Mall - Rundle Mall Plaza_Level Three_3003.18 _ Workstation | NT-NT72-03-3003.18 | NT72-03-3003.18-Workstation | North Terrace | NT | NT72 | 44-60 Rundle Mall - Rundle Mall Plaza | 03 | Level Three | 3003.18 | 99987 | Vacant - Decant Space | 859 | Infrastructure | 4.63 | Workstation | 1 | Office Space Group | 116 | Open Plan - Professional/General Staff |  | Excellent | 1,154.19 | NO
North Terrace_NT72-44-60 Rundle Mall - Rundle Mall Plaza_Level Three_3003.19 _ Workstation | NT-NT72-03-3003.19 | NT72-03-3003.19-Workstation | North Terrace | NT | NT72 | 44-60 Rundle Mall - Rundle Mall Plaza | 03 | Level Three | 3003.19 | 99987 | Vacant - Decant Space | 859 | Infrastructure | 4.63 | Workstation | 1 | Office Space Group | 116 | Open Plan - Professional/General Staff |  | Excellent | 1,154.19 | NO
North Terrace_NT72-44-60 Rundle Mall - Rundle Mall Plaza_Level Three_3003.20 _ Workstation | NT-NT72-03-3003.20 | NT72-03-3003.20-Workstation | North Terrace | NT | NT72 | 44-60 Rundle Mall - Rundle Mall Plaza | 03 | Level Three | 3003.20 | 99987 | Vacant - Decant Space | 859 | Infrastructure | 4.73 | Workstation | 1 | Office Space Group | 116 | Open Plan - Professional/General Staff |  | Excellent | 1,179.12 | NO
North Terrace_NT72-44-60 Rundle Mall - Rundle Mall Plaza_Level Three_3003.21 _ Workstation | NT-NT72-03-3003.21 | NT72-03-3003.21-Workstation | North Terrace | NT | NT72 | 44-60 Rundle Mall - Rundle Mall Plaza | 03 | Level Three | 3003.21 | 99987 | Vacant - Decant Space | 859 | Infrastructure | 4.73 | Workstation | 1 | Office Space Group | 116 | Open Plan - Professional/General Staff |  | Excellent | 1,179.12 | NO
North Terrace_NT72-44-60 Rundle Mall - Rundle Mall Plaza_Level Three_3003.22 _ Workstation | NT-NT72-03-3003.22 | NT72-03-3003.22-Workstation | North Terrace | NT | NT72 | 44-60 Rundle Mall - Rundle Mall Plaza | 03 | Level Three | 3003.22 | 99987 | Vacant - Decant Space | 859 | Infrastructure | 4.63 | Workstation | 1 | Office Space Group | 116 | Open Plan - Professional/General Staff |  | Excellent | 1,154.19 | NO
North Terrace_NT72-44-60 Rundle Mall - Rundle Mall Plaza_Level Three_3003.23 _ Workstation | NT-NT72-03-3003.23 | NT72-03-3003.23-Workstation | North Terrace | NT | NT72 | 44-60 Rundle Mall - Rundle Mall Plaza | 03 | Level Three | 3003.23 | 99987 | Vacant - Decant Space | 859 | Infrastructure | 4.63 | Workstation | 1 | Office Space Group | 116 | Open Plan - Professional/General Staff |  | Excellent | 1,154.19 | NO
North Terrace_NT72-44-60 Rundle Mall - Rundle Mall Plaza_Level Three_3003.24 _ Workstation | NT-NT72-03-3003.24 | NT72-03-3003.24-Workstation | North Terrace | NT | NT72 | 44-60 Rundle Mall - Rundle Mall Plaza | 03 | Level Three | 3003.24 | 99987 | Vacant - Decant Space | 859 | Infrastructure | 4.73 | Workstation | 1 | Office Space Group | 116 | Open Plan - Professional/General Staff |  | Excellent | 1,179.12 | NO
North Terrace_NT72-44-60 Rundle Mall - Rundle Mall Plaza_Level Three_3003.25 _ Workstation | NT-NT72-03-3003.25 | NT72-03-3003.25-Workstation | North Terrace | NT | NT72 | 44-60 Rundle Mall - Rundle Mall Plaza | 03 | Level Three | 3003.25 | 99987 | Vacant - Decant Space | 859 | Infrastructure | 4.73 | Workstation | 1 | Office Space Group | 116 | Open Plan - Professional/General Staff |  | Excellent | 1,179.12 | NO
North Terrace_NT72-44-60 Rundle Mall - Rundle Mall Plaza_Level Three_3003.26 _ Workstation | NT-NT72-03-3003.26 | NT72-03-3003.26-Workstation | North Terrace | NT | NT72 | 44-60 Rundle Mall - Rundle Mall Plaza | 03 | Level Three | 3003.26 | 99987 | Vacant - Decant Space | 859 | Infrastructure | 4.63 | Workstation | 1 | Office Space Group | 116 | Open Plan - Professional/General Staff |  | Excellent | 1,154.19 | NO
North Terrace_NT72-44-60 Rundle Mall - Rundle Mall Plaza_Level Three_3003.27 _ Workstation | NT-NT72-03-3003.27 | NT72-03-3003.27-Workstation | North Terrace | NT | NT72 | 44-60 Rundle Mall - Rundle Mall Plaza | 03 | Level Three | 3003.27 | 99987 | Vacant - Decant Space | 859 | Infrastructure | 4.63 | Workstation | 1 | Office Space Group | 116 | Open Plan - Professional/General Staff |  | Excellent | 1,154.19 | NO
North Terrace_NT72-44-60 Rundle Mall - Rundle Mall Plaza_Level Three_3003.28 _ Workstation | NT-NT72-03-3003.28 | NT72-03-3003.28-Workstation | North Terrace | NT | NT72 | 44-60 Rundle Mall - Rundle Mall Plaza | 03 | Level Three | 3003.28 | 99987 | Vacant - Decant Space | 859 | Infrastructure | 4.73 | Workstation | 1 | Office Space Group | 116 | Open Plan - Professional/General Staff |  | Excellent | 1,179.12 | NO
North Terrace_NT72-44-60 Rundle Mall - Rundle Mall Plaza_Level Three_3003.29 _ Workstation | NT-NT72-03-3003.29 | NT72-03-3003.29-Workstation | North Terrace | NT | NT72 | 44-60 Rundle Mall - Rundle Mall Plaza | 03 | Level Three | 3003.29 | 99987 | Vacant - Decant Space | 859 | Infrastructure | 4.73 | Workstation | 1 | Office Space Group | 116 | Open Plan - Professional/General Staff |  | Excellent | 1,179.12 | NO
North Terrace_NT72-44-60 Rundle Mall - Rundle Mall Plaza_Level Three_3003.30 _ Workstation | NT-NT72-03-3003.30 | NT72-03-3003.30-Workstation | North Terrace | NT | NT72 | 44-60 Rundle Mall - Rundle Mall Plaza | 03 | Level Three | 3003.30 | 99987 | Vacant - Decant Space | 859 | Infrastructure | 4.63 | Workstation | 1 | Office Space Group | 116 | Open Plan - Professional/General Staff |  | Excellent | 1,154.19 | NO
North Terrace_NT72-44-60 Rundle Mall - Rundle Mall Plaza_Level Three_3003.31 _ Workstation | NT-NT72-03-3003.31 | NT72-03-3003.31-Workstation | North Terrace | NT | NT72 | 44-60 Rundle Mall - Rundle Mall Plaza | 03 | Level Three | 3003.31 | 99987 | Vacant - Decant Space | 859 | Infrastructure | 4.63 | Workstation | 1 | Office Space Group | 116 | Open Plan - Professional/General Staff |  | Excellent | 1,154.19 | NO
North Terrace_NT72-44-60 Rundle Mall - Rundle Mall Plaza_Level Three_3003.32 _ Workstation | NT-NT72-03-3003.32 | NT72-03-3003.32-Workstation | North Terrace | NT | NT72 | 44-60 Rundle Mall - Rundle Mall Plaza | 03 | Level Three | 3003.32 | 99987 | Vacant - Decant Space | 859 | Infrastructure | 4.73 | Workstation | 1 | Office Space Group | 116 | Open Plan - Professional/General Staff |  | Excellent | 1,179.12 | NO
North Terrace_NT72-44-60 Rundle Mall - Rundle Mall Plaza_Level Three_3003.33 _ Workstation | NT-NT72-03-3003.33 | NT72-03-3003.33-Workstation | North Terrace | NT | NT72 | 44-60 Rundle Mall - Rundle Mall Plaza | 03 | Level Three | 3003.33 | 99987 | Vacant - Decant Space | 859 | Infrastructure | 4.73 | Workstation | 1 | Office Space Group | 116 | Open Plan - Professional/General Staff |  | Excellent | 1,179.12 | NO
North Terrace_NT72-44-60 Rundle Mall - Rundle Mall Plaza_Level Three_3003.34 _ Workstation | NT-NT72-03-3003.34 | NT72-03-3003.34-Workstation | North Terrace | NT | NT72 | 44-60 Rundle Mall - Rundle Mall Plaza | 03 | Level Three | 3003.34 | 99987 | Vacant - Decant Space | 859 | Infrastructure | 4.63 | Workstation | 1 | Office Space Group | 116 | Open Plan - Professional/General Staff |  | Excellent | 1,154.19 | NO
North Terrace_NT72-44-60 Rundle Mall - Rundle Mall Plaza_Level Three_3003.35 _ Workstation | NT-NT72-03-3003.35 | NT72-03-3003.35-Workstation | North Terrace | NT | NT72 | 44-60 Rundle Mall - Rundle Mall Plaza | 03 | Level Three | 3003.35 | 99987 | Vacant - Decant Space | 859 | Infrastructure | 4.63 | Workstation | 1 | Office Space Group | 116 | Open Plan - Professional/General Staff |  | Excellent | 1,154.19 | NO
North Terrace_NT72-44-60 Rundle Mall - Rundle Mall Plaza_Level Three_3003.36 _ Workstation | NT-NT72-03-3003.36 | NT72-03-3003.36-Workstation | North Terrace | NT | NT72 | 44-60 Rundle Mall - Rundle Mall Plaza | 03 | Level Three | 3003.36 | 99987 | Vacant - Decant Space | 859 | Infrastructure | 4.73 | Workstation | 1 | Office Space Group | 116 | Open Plan - Professional/General Staff |  | Excellent | 1,179.12 | NO
North Terrace_NT72-44-60 Rundle Mall - Rundle Mall Plaza_Level Three_3003.37 _ Workstation | NT-NT72-03-3003.37 | NT72-03-3003.37-Workstation | North Terrace | NT | NT72 | 44-60 Rundle Mall - Rundle Mall Plaza | 03 | Level Three | 3003.37 | 99987 | Vacant - Decant Space | 859 | Infrastructure | 4.73 | Workstation | 1 | Office Space Group | 116 | Open Plan - Professional/General Staff |  | Excellent | 1,179.12 | NO
North Terrace_NT72-44-60 Rundle Mall - Rundle Mall Plaza_Level Three_3003.38 _ Workstation | NT-NT72-03-3003.38 | NT72-03-3003.38-Workstation | North Terrace | NT | NT72 | 44-60 Rundle Mall - Rundle Mall Plaza | 03 | Level Three | 3003.38 | 99987 | Vacant - Decant Space | 859 | Infrastructure | 4.63 | Workstation | 1 | Office Space Group | 116 | Open Plan - Professional/General Staff |  | Excellent | 1,154.19 | NO
North Terrace_NT72-44-60 Rundle Mall - Rundle Mall Plaza_Level Three_3003.39 _ Workstation | NT-NT72-03-3003.39 | NT72-03-3003.39-Workstation | North Terrace | NT | NT72 | 44-60 Rundle Mall - Rundle Mall Plaza | 03 | Level Three | 3003.39 | 99987 | Vacant - Decant Space | 859 | Infrastructure | 4.63 | Workstation | 1 | Office Space Group | 116 | Open Plan - Professional/General Staff |  | Excellent | 1,154.19 | NO
North Terrace_NT72-44-60 Rundle Mall - Rundle Mall Plaza_Level Three_3003.40 _ Workstation | NT-NT72-03-3003.40 | NT72-03-3003.40-Workstation | North Terrace | NT | NT72 | 44-60 Rundle Mall - Rundle Mall Plaza | 03 | Level Three | 3003.40 | 99987 | Vacant - Decant Space | 859 | Infrastructure | 4.73 | Workstation | 1 | Office Space Group | 116 | Open Plan - Professional/General Staff |  | Excellent | 1,179.12 | NO
North Terrace_NT72-44-60 Rundle Mall - Rundle Mall Plaza_Level Three_3003.41 _ Workstation | NT-NT72-03-3003.41 | NT72-03-3003.41-Workstation | North Terrace | NT | NT72 | 44-60 Rundle Mall - Rundle Mall Plaza | 03 | Level Three | 3003.41 | 99987 | Vacant - Decant Space | 859 | Infrastructure | 4.73 | Workstation | 1 | Office Space Group | 116 | Open Plan - Professional/General Staff |  | Excellent | 1,179.12 | NO
North Terrace_NT72-44-60 Rundle Mall - Rundle Mall Plaza_Level Three_3003.42 _ Workstation | NT-NT72-03-3003.42 | NT72-03-3003.42-Workstation | North Terrace | NT | NT72 | 44-60 Rundle Mall - Rundle Mall Plaza | 03 | Level Three | 3003.42 | 99987 | Vacant - Decant Space | 859 | Infrastructure | 4.63 | Workstation | 1 | Office Space Group | 116 | Open Plan - Professional/General Staff |  | Excellent | 1,154.19 | NO
North Terrace_NT72-44-60 Rundle Mall - Rundle Mall Plaza_Level Three_3003.43 _ Workstation | NT-NT72-03-3003.43 | NT72-03-3003.43-Workstation | North Terrace | NT | NT72 | 44-60 Rundle Mall - Rundle Mall Plaza | 03 | Level Three | 3003.43 | 99987 | Vacant - Decant Space | 859 | Infrastructure | 4.63 | Workstation | 1 | Office Space Group | 116 | Open Plan - Professional/General Staff |  | Excellent | 1,154.19 | NO
North Terrace_NT72-44-60 Rundle Mall - Rundle Mall Plaza_Level Three_3003.44 _ Workstation | NT-NT72-03-3003.44 | NT72-03-3003.44-Workstation | North Terrace | NT | NT72 | 44-60 Rundle Mall - Rundle Mall Plaza | 03 | Level Three | 3003.44 | 99987 | Vacant - Decant Space | 859 | Infrastructure | 4.73 | Workstation | 1 | Office Space Group | 116 | Open Plan - Professional/General Staff |  | Excellent | 1,179.12 | NO
North Terrace_NT72-44-60 Rundle Mall - Rundle Mall Plaza_Level Three_3003.45 _ Workstation | NT-NT72-03-3003.45 | NT72-03-3003.45-Workstation | North Terrace | NT | NT72 | 44-60 Rundle Mall - Rundle Mall Plaza | 03 | Level Three | 3003.45 | 99987 | Vacant - Decant Space | 859 | Infrastructure | 4.79 | Workstation | 1 | Office Space Group | 116 | Open Plan - Professional/General Staff |  | Excellent | 1,194.08 | NO
North Terrace_NT72-44-60 Rundle Mall - Rundle Mall Plaza_Level Three_3003.46 _ Workstation | NT-NT72-03-3003.46 | NT72-03-3003.46-Workstation | North Terrace | NT | NT72 | 44-60 Rundle Mall - Rundle Mall Plaza | 03 | Level Three | 3003.46 | 99987 | Vacant - Decant Space | 859 | Infrastructure | 4.69 | Workstation | 1 | Office Space Group | 116 | Open Plan - Professional/General Staff |  | Excellent | 1,169.15 | NO
North Terrace_NT72-44-60 Rundle Mall - Rundle Mall Plaza_Level Three_3003.47 _ Workstation | NT-NT72-03-3003.47 | NT72-03-3003.47-Workstation | North Terrace | NT | NT72 | 44-60 Rundle Mall - Rundle Mall Plaza | 03 | Level Three | 3003.47 | 99987 | Vacant - Decant Space | 859 | Infrastructure | 4.69 | Workstation | 1 | Office Space Group | 116 | Open Plan - Professional/General Staff |  | Excellent | 1,169.15 | NO
North Terrace_NT72-44-60 Rundle Mall - Rundle Mall Plaza_Level Three_3003.48 _ Workstation | NT-NT72-03-3003.48 | NT72-03-3003.48-Workstation | North Terrace | NT | NT72 | 44-60 Rundle Mall - Rundle Mall Plaza | 03 | Level Three | 3003.48 | 99987 | Vacant - Decant Space | 859 | Infrastructure | 4.79 | Workstation | 1 | Office Space Group | 116 | Open Plan - Professional/General Staff |  | Excellent | 1,194.08 | NO
North Terrace_NT72-44-60 Rundle Mall - Rundle Mall Plaza_Level Three_3003.49 _ Workstation | NT-NT72-03-3003.49 | NT72-03-3003.49-Workstation | North Terrace | NT | NT72 | 44-60 Rundle Mall - Rundle Mall Plaza | 03 | Level Three | 3003.49 | 99987 | Vacant - Decant Space | 859 | Infrastructure | 5 | Workstation | 1 | Office Space Group | 116 | Open Plan - Professional/General Staff |  | Excellent | 1,246.43 | NO
North Terrace_NT72-44-60 Rundle Mall - Rundle Mall Plaza_Level Three_3003.50 _ Workstation | NT-NT72-03-3003.50 | NT72-03-3003.50-Workstation | North Terrace | NT | NT72 | 44-60 Rundle Mall - Rundle Mall Plaza | 03 | Level Three | 3003.50 | 99987 | Vacant - Decant Space | 859 | Infrastructure | 4.91 | Workstation | 1 | Office Space Group | 116 | Open Plan - Professional/General Staff |  | Excellent | 1,223.99 | NO
North Terrace_NT72-44-60 Rundle Mall - Rundle Mall Plaza_Level Three_3003.51 _ Workstation | NT-NT72-03-3003.51 | NT72-03-3003.51-Workstation | North Terrace | NT | NT72 | 44-60 Rundle Mall - Rundle Mall Plaza | 03 | Level Three | 3003.51 | 99987 | Vacant - Decant Space | 859 | Infrastructure | 4.91 | Workstation | 1 | Office Space Group | 116 | Open Plan - Professional/General Staff |  | Excellent | 1,223.99 | NO
North Terrace_NT72-44-60 Rundle Mall - Rundle Mall Plaza_Level Three_3003.52 _ Workstation | NT-NT72-03-3003.52 | NT72-03-3003.52-Workstation | North Terrace | NT | NT72 | 44-60 Rundle Mall - Rundle Mall Plaza | 03 | Level Three | 3003.52 | 99987 | Vacant - Decant Space | 859 | Infrastructure | 4.91 | Workstation | 1 | Office Space Group | 116 | Open Plan - Professional/General Staff |  | Excellent | 1,223.99 | NO
North Terrace_NT72-44-60 Rundle Mall - Rundle Mall Plaza_Level Three_3003.53 _ Workstation | NT-NT72-03-3003.53 | NT72-03-3003.53-Workstation | North Terrace | NT | NT72 | 44-60 Rundle Mall - Rundle Mall Plaza | 03 | Level Three | 3003.53 | 99987 | Vacant - Decant Space | 859 | Infrastructure | 4.91 | Workstation | 1 | Office Space Group | 116 | Open Plan - Professional/General Staff |  | Excellent | 1,223.99 | NO
North Terrace_NT72-44-60 Rundle Mall - Rundle Mall Plaza_Level Three_3003.54 _ Workstation | NT-NT72-03-3003.54 | NT72-03-3003.54-Workstation | North Terrace | NT | NT72 | 44-60 Rundle Mall - Rundle Mall Plaza | 03 | Level Three | 3003.54 | 99987 | Vacant - Decant Space | 859 | Infrastructure | 4.91 | Workstation | 1 | Office Space Group | 116 | Open Plan - Professional/General Staff |  | Excellent | 1,223.99 | NO
North Terrace_NT72-44-60 Rundle Mall - Rundle Mall Plaza_Level Three_3003.55 _ Workstation | NT-NT72-03-3003.55 | NT72-03-3003.55-Workstation | North Terrace | NT | NT72 | 44-60 Rundle Mall - Rundle Mall Plaza | 03 | Level Three | 3003.55 | 99987 | Vacant - Decant Space | 859 | Infrastructure | 4.91 | Workstation | 1 | Office Space Group | 116 | Open Plan - Professional/General Staff |  | Excellent | 1,223.99 | NO
North Terrace_NT72-44-60 Rundle Mall - Rundle Mall Plaza_Level Three_3003.56 _ Workstation | NT-NT72-03-3003.56 | NT72-03-3003.56-Workstation | North Terrace | NT | NT72 | 44-60 Rundle Mall - Rundle Mall Plaza | 03 | Level Three | 3003.56 | 99987 | Vacant - Decant Space | 859 | Infrastructure | 4.91 | Workstation | 1 | Office Space Group | 116 | Open Plan - Professional/General Staff |  | Excellent | 1,223.99 | NO
North Terrace_NT72-44-60 Rundle Mall - Rundle Mall Plaza_Level Three_3003.57 _ Workstation | NT-NT72-03-3003.57 | NT72-03-3003.57-Workstation | North Terrace | NT | NT72 | 44-60 Rundle Mall - Rundle Mall Plaza | 03 | Level Three | 3003.57 | 99987 | Vacant - Decant Space | 859 | Infrastructure | 4.91 | Workstation | 1 | Office Space Group | 116 | Open Plan - Professional/General Staff |  | Excellent | 1,223.99 | NO
North Terrace_NT72-44-60 Rundle Mall - Rundle Mall Plaza_Level Three_3003.58 _ Workstation | NT-NT72-03-3003.58 | NT72-03-3003.58-Workstation | North Terrace | NT | NT72 | 44-60 Rundle Mall - Rundle Mall Plaza | 03 | Level Three | 3003.58 | 99987 | Vacant - Decant Space | 859 | Infrastructure | 4.91 | Workstation | 1 | Office Space Group | 116 | Open Plan - Professional/General Staff |  | Excellent | 1,223.99 | NO
North Terrace_NT72-44-60 Rundle Mall - Rundle Mall Plaza_Level Three_3003.59 _ Workstation | NT-NT72-03-3003.59 | NT72-03-3003.59-Workstation | North Terrace | NT | NT72 | 44-60 Rundle Mall - Rundle Mall Plaza | 03 | Level Three | 3003.59 | 99987 | Vacant - Decant Space | 859 | Infrastructure | 4.91 | Workstation | 1 | Office Space Group | 116 | Open Plan - Professional/General Staff |  | Excellent | 1,223.99 | NO
North Terrace_NT72-44-60 Rundle Mall - Rundle Mall Plaza_Level Three_3003.60 _ Workstation | NT-NT72-03-3003.60 | NT72-03-3003.60-Workstation | North Terrace | NT | NT72 | 44-60 Rundle Mall - Rundle Mall Plaza | 03 | Level Three | 3003.60 | 99987 | Vacant - Decant Space | 859 | Infrastructure | 4.91 | Workstation | 1 | Office Space Group | 116 | Open Plan - Professional/General Staff |  | Excellent | 1,223.99 | NO
North Terrace_NT72-44-60 Rundle Mall - Rundle Mall Plaza_Level Three_3003.61 _ Workstation | NT-NT72-03-3003.61 | NT72-03-3003.61-Workstation | North Terrace | NT | NT72 | 44-60 Rundle Mall - Rundle Mall Plaza | 03 | Level Three | 3003.61 | 99987 | Vacant - Decant Space | 859 | Infrastructure | 4.91 | Workstation | 1 | Office Space Group | 116 | Open Plan - Professional/General Staff |  | Excellent | 1,223.99 | NO
North Terrace_NT72-44-60 Rundle Mall - Rundle Mall Plaza_Level Three_3003.62 _ Workstation | NT-NT72-03-3003.62 | NT72-03-3003.62-Workstation | North Terrace | NT | NT72 | 44-60 Rundle Mall - Rundle Mall Plaza | 03 | Level Three | 3003.62 | 99987 | Vacant - Decant Space | 859 | Infrastructure | 4.91 | Workstation | 1 | Office Space Group | 116 | Open Plan - Professional/General Staff |  | Excellent | 1,223.99 | NO
North Terrace_NT72-44-60 Rundle Mall - Rundle Mall Plaza_Level Three_3003.63 _ Workstation | NT-NT72-03-3003.63 | NT72-03-3003.63-Workstation | North Terrace | NT | NT72 | 44-60 Rundle Mall - Rundle Mall Plaza | 03 | Level Three | 3003.63 | 99987 | Vacant - Decant Space | 859 | Infrastructure | 4.91 | Workstation | 1 | Office Space Group | 116 | Open Plan - Professional/General Staff |  | Excellent | 1,223.99 | NO
North Terrace_NT72-44-60 Rundle Mall - Rundle Mall Plaza_Level Three_3003.64 _ Workstation | NT-NT72-03-3003.64 | NT72-03-3003.64-Workstation | North Terrace | NT | NT72 | 44-60 Rundle Mall - Rundle Mall Plaza | 03 | Level Three | 3003.64 | 99987 | Vacant - Decant Space | 859 | Infrastructure | 5 | Workstation | 1 | Office Space Group | 116 | Open Plan - Professional/General Staff |  | Excellent | 1,246.43 | NO
North Terrace_NT72-44-60 Rundle Mall - Rundle Mall Plaza_Level Three_3003A _ Meeting - Open Plan | NT-NT72-03-3003A | NT72-03-3003A-Meeting - Open Plan | North Terrace | NT | NT72 | 44-60 Rundle Mall - Rundle Mall Plaza | 03 | Level Three | 3003A | 99987 | Vacant - Decant Space | 859 | Infrastructure | 8.57 | Meeting - Open Plan | 1 | Office Space Group | 119 | Informal Work Space |  | Excellent | 2,136.38 | NO
North Terrace_NT72-44-60 Rundle Mall - Rundle Mall Plaza_Level Three_3003B _ Office - Open Plan | NT-NT72-03-3003B | NT72-03-3003B-Office - Open Plan | North Terrace | NT | NT72 | 44-60 Rundle Mall - Rundle Mall Plaza | 03 | Level Three | 3003B | 99987 | Vacant - Decant Space | 859 | Infrastructure | 24.04 | Office - Open Plan | 1 | Office Space Group | 111 | Open Plan - Specific type not defined |  | Excellent | 5,992.83 | NO
North Terrace_NT72-44-60 Rundle Mall - Rundle Mall Plaza_Level Three_3004 _ Office - Open Plan | NT-NT72-03-3004 | NT72-03-3004-Office - Open Plan | North Terrace | NT | NT72 | 44-60 Rundle Mall - Rundle Mall Plaza | 03 | Level Three | 3004 | 99987 | Vacant - Decant Space | 859 | Infrastructure | 53.37 | Office - Open Plan | 1 | Office Space Group | 111 | Open Plan - Specific type not defined |  | Excellent | 13,304.38 | NO
North Terrace_NT72-44-60 Rundle Mall - Rundle Mall Plaza_Level Three_3004.01 _ Workstation | NT-NT72-03-3004.01 | NT72-03-3004.01-Workstation | North Terrace | NT | NT72 | 44-60 Rundle Mall - Rundle Mall Plaza | 03 | Level Three | 3004.01 | 99987 | Vacant - Decant Space | 859 | Infrastructure | 4.74 | Workstation | 1 | Office Space Group | 116 | Open Plan - Professional/General Staff |  | Excellent | 1,181.61 | NO
North Terrace_NT72-44-60 Rundle Mall - Rundle Mall Plaza_Level Three_3004.02 _ Workstation | NT-NT72-03-3004.02 | NT72-03-3004.02-Workstation | North Terrace | NT | NT72 | 44-60 Rundle Mall - Rundle Mall Plaza | 03 | Level Three | 3004.02 | 99987 | Vacant - Decant Space | 859 | Infrastructure | 4.64 | Workstation | 1 | Office Space Group | 116 | Open Plan - Professional/General Staff |  | Excellent | 1,156.69 | NO
North Terrace_NT72-44-60 Rundle Mall - Rundle Mall Plaza_Level Three_3004.03 _ Workstation | NT-NT72-03-3004.03 | NT72-03-3004.03-Workstation | North Terrace | NT | NT72 | 44-60 Rundle Mall - Rundle Mall Plaza | 03 | Level Three | 3004.03 | 99987 | Vacant - Decant Space | 859 | Infrastructure | 4.64 | Workstation | 1 | Office Space Group | 116 | Open Plan - Professional/General Staff |  | Excellent | 1,156.69 | NO
North Terrace_NT72-44-60 Rundle Mall - Rundle Mall Plaza_Level Three_3004.04 _ Workstation | NT-NT72-03-3004.04 | NT72-03-3004.04-Workstation | North Terrace | NT | NT72 | 44-60 Rundle Mall - Rundle Mall Plaza | 03 | Level Three | 3004.04 | 99987 | Vacant - Decant Space | 859 | Infrastructure | 4.74 | Workstation | 1 | Office Space Group | 116 | Open Plan - Professional/General Staff |  | Excellent | 1,181.61 | NO
North Terrace_NT72-44-60 Rundle Mall - Rundle Mall Plaza_Level Three_3004.05 _ Workstation | NT-NT72-03-3004.05 | NT72-03-3004.05-Workstation | North Terrace | NT | NT72 | 44-60 Rundle Mall - Rundle Mall Plaza | 03 | Level Three | 3004.05 | 99987 | Vacant - Decant Space | 859 | Infrastructure | 4.74 | Workstation | 1 | Office Space Group | 116 | Open Plan - Professional/General Staff |  | Excellent | 1,181.61 | NO
North Terrace_NT72-44-60 Rundle Mall - Rundle Mall Plaza_Level Three_3004.06 _ Workstation | NT-NT72-03-3004.06 | NT72-03-3004.06-Workstation | North Terrace | NT | NT72 | 44-60 Rundle Mall - Rundle Mall Plaza | 03 | Level Three | 3004.06 | 99987 | Vacant - Decant Space | 859 | Infrastructure | 4.64 | Workstation | 1 | Office Space Group | 116 | Open Plan - Professional/General Staff |  | Excellent | 1,156.69 | NO
North Terrace_NT72-44-60 Rundle Mall - Rundle Mall Plaza_Level Three_3004.07 _ Workstation | NT-NT72-03-3004.07 | NT72-03-3004.07-Workstation | North Terrace | NT | NT72 | 44-60 Rundle Mall - Rundle Mall Plaza | 03 | Level Three | 3004.07 | 99987 | Vacant - Decant Space | 859 | Infrastructure | 4.64 | Workstation | 1 | Office Space Group | 116 | Open Plan - Professional/General Staff |  | Excellent | 1,156.69 | NO
North Terrace_NT72-44-60 Rundle Mall - Rundle Mall Plaza_Level Three_3004.08 _ Workstation | NT-NT72-03-3004.08 | NT72-03-3004.08-Workstation | North Terrace | NT | NT72 | 44-60 Rundle Mall - Rundle Mall Plaza | 03 | Level Three | 3004.08 | 99987 | Vacant - Decant Space | 859 | Infrastructure | 4.74 | Workstation | 1 | Office Space Group | 116 | Open Plan - Professional/General Staff |  | Excellent | 1,181.61 | NO
North Terrace_NT72-44-60 Rundle Mall - Rundle Mall Plaza_Level Three_3004.09 _ Workstation | NT-NT72-03-3004.09 | NT72-03-3004.09-Workstation | North Terrace | NT | NT72 | 44-60 Rundle Mall - Rundle Mall Plaza | 03 | Level Three | 3004.09 | 99987 | Vacant - Decant Space | 859 | Infrastructure | 4.74 | Workstation | 1 | Office Space Group | 116 | Open Plan - Professional/General Staff |  | Excellent | 1,181.61 | NO
North Terrace_NT72-44-60 Rundle Mall - Rundle Mall Plaza_Level Three_3004.10 _ Workstation | NT-NT72-03-3004.10 | NT72-03-3004.10-Workstation | North Terrace | NT | NT72 | 44-60 Rundle Mall - Rundle Mall Plaza | 03 | Level Three | 3004.10 | 99987 | Vacant - Decant Space | 859 | Infrastructure | 4.64 | Workstation | 1 | Office Space Group | 116 | Open Plan - Professional/General Staff |  | Excellent | 1,156.69 | NO
North Terrace_NT72-44-60 Rundle Mall - Rundle Mall Plaza_Level Three_3004.11 _ Workstation | NT-NT72-03-3004.11 | NT72-03-3004.11-Workstation | North Terrace | NT | NT72 | 44-60 Rundle Mall - Rundle Mall Plaza | 03 | Level Three | 3004.11 | 99987 | Vacant - Decant Space | 859 | Infrastructure | 4.64 | Workstation | 1 | Office Space Group | 116 | Open Plan - Professional/General Staff |  | Excellent | 1,156.69 | NO
North Terrace_NT72-44-60 Rundle Mall - Rundle Mall Plaza_Level Three_3004.12 _ Workstation | NT-NT72-03-3004.12 | NT72-03-3004.12-Workstation | North Terrace | NT | NT72 | 44-60 Rundle Mall - Rundle Mall Plaza | 03 | Level Three | 3004.12 | 99987 | Vacant - Decant Space | 859 | Infrastructure | 4.74 | Workstation | 1 | Office Space Group | 116 | Open Plan - Professional/General Staff |  | Excellent | 1,181.61 | NO
North Terrace_NT72-44-60 Rundle Mall - Rundle Mall Plaza_Level Three_3004.13 _ Workstation | NT-NT72-03-3004.13 | NT72-03-3004.13-Workstation | North Terrace | NT | NT72 | 44-60 Rundle Mall - Rundle Mall Plaza | 03 | Level Three | 3004.13 | 99987 | Vacant - Decant Space | 859 | Infrastructure | 4.74 | Workstation | 1 | Office Space Group | 116 | Open Plan - Professional/General Staff |  | Excellent | 1,181.61 | NO
North Terrace_NT72-44-60 Rundle Mall - Rundle Mall Plaza_Level Three_3004.14 _ Workstation | NT-NT72-03-3004.14 | NT72-03-3004.14-Workstation | North Terrace | NT | NT72 | 44-60 Rundle Mall - Rundle Mall Plaza | 03 | Level Three | 3004.14 | 99987 | Vacant - Decant Space | 859 | Infrastructure | 4.64 | Workstation | 1 | Office Space Group | 116 | Open Plan - Professional/General Staff |  | Excellent | 1,156.69 | NO
North Terrace_NT72-44-60 Rundle Mall - Rundle Mall Plaza_Level Three_3004.15 _ Workstation | NT-NT72-03-3004.15 | NT72-03-3004.15-Workstation | North Terrace | NT | NT72 | 44-60 Rundle Mall - Rundle Mall Plaza | 03 | Level Three | 3004.15 | 99987 | Vacant - Decant Space | 859 | Infrastructure | 4.64 | Workstation | 1 | Office Space Group | 116 | Open Plan - Professional/General Staff |  | Excellent | 1,156.69 | NO
North Terrace_NT72-44-60 Rundle Mall - Rundle Mall Plaza_Level Three_3004.16 _ Workstation | NT-NT72-03-3004.16 | NT72-03-3004.16-Workstation | North Terrace | NT | NT72 | 44-60 Rundle Mall - Rundle Mall Plaza | 03 | Level Three | 3004.16 | 99987 | Vacant - Decant Space | 859 | Infrastructure | 4.74 | Workstation | 1 | Office Space Group | 116 | Open Plan - Professional/General Staff |  | Excellent | 1,181.61 | NO
North Terrace_NT72-44-60 Rundle Mall - Rundle Mall Plaza_Level Three_3004.17 _ Workstation | NT-NT72-03-3004.17 | NT72-03-3004.17-Workstation | North Terrace | NT | NT72 | 44-60 Rundle Mall - Rundle Mall Plaza | 03 | Level Three | 3004.17 | 99987 | Vacant - Decant Space | 859 | Infrastructure | 4.74 | Workstation | 1 | Office Space Group | 116 | Open Plan - Professional/General Staff |  | Excellent | 1,181.61 | NO
North Terrace_NT72-44-60 Rundle Mall - Rundle Mall Plaza_Level Three_3004.18 _ Workstation | NT-NT72-03-3004.18 | NT72-03-3004.18-Workstation | North Terrace | NT | NT72 | 44-60 Rundle Mall - Rundle Mall Plaza | 03 | Level Three | 3004.18 | 99987 | Vacant - Decant Space | 859 | Infrastructure | 4.64 | Workstation | 1 | Office Space Group | 116 | Open Plan - Professional/General Staff |  | Excellent | 1,156.69 | NO
North Terrace_NT72-44-60 Rundle Mall - Rundle Mall Plaza_Level Three_3004.19 _ Workstation | NT-NT72-03-3004.19 | NT72-03-3004.19-Workstation | North Terrace | NT | NT72 | 44-60 Rundle Mall - Rundle Mall Plaza | 03 | Level Three | 3004.19 | 99987 | Vacant - Decant Space | 859 | Infrastructure | 4.64 | Workstation | 1 | Office Space Group | 116 | Open Plan - Professional/General Staff |  | Excellent | 1,156.69 | NO
North Terrace_NT72-44-60 Rundle Mall - Rundle Mall Plaza_Level Three_3004.20 _ Workstation | NT-NT72-03-3004.20 | NT72-03-3004.20-Workstation | North Terrace | NT | NT72 | 44-60 Rundle Mall - Rundle Mall Plaza | 03 | Level Three | 3004.20 | 99987 | Vacant - Decant Space | 859 | Infrastructure | 4.74 | Workstation | 1 | Office Space Group | 116 | Open Plan - Professional/General Staff |  | Excellent | 1,181.61 | NO
North Terrace_NT72-44-60 Rundle Mall - Rundle Mall Plaza_Level Three_3004.21 _ Workstation | NT-NT72-03-3004.21 | NT72-03-3004.21-Workstation | North Terrace | NT | NT72 | 44-60 Rundle Mall - Rundle Mall Plaza | 03 | Level Three | 3004.21 | 99987 | Vacant - Decant Space | 859 | Infrastructure | 4.74 | Workstation | 1 | Office Space Group | 116 | Open Plan - Professional/General Staff |  | Excellent | 1,181.61 | NO
North Terrace_NT72-44-60 Rundle Mall - Rundle Mall Plaza_Level Three_3004.22 _ Workstation | NT-NT72-03-3004.22 | NT72-03-3004.22-Workstation | North Terrace | NT | NT72 | 44-60 Rundle Mall - Rundle Mall Plaza | 03 | Level Three | 3004.22 | 99987 | Vacant - Decant Space | 859 | Infrastructure | 4.64 | Workstation | 1 | Office Space Group | 116 | Open Plan - Professional/General Staff |  | Excellent | 1,156.69 | NO
North Terrace_NT72-44-60 Rundle Mall - Rundle Mall Plaza_Level Three_3004.23 _ Workstation | NT-NT72-03-3004.23 | NT72-03-3004.23-Workstation | North Terrace | NT | NT72 | 44-60 Rundle Mall - Rundle Mall Plaza | 03 | Level Three | 3004.23 | 99987 | Vacant - Decant Space | 859 | Infrastructure | 4.64 | Workstation | 1 | Office Space Group | 116 | Open Plan - Professional/General Staff |  | Excellent | 1,156.69 | NO
North Terrace_NT72-44-60 Rundle Mall - Rundle Mall Plaza_Level Three_3004.24 _ Workstation | NT-NT72-03-3004.24 | NT72-03-3004.24-Workstation | North Terrace | NT | NT72 | 44-60 Rundle Mall - Rundle Mall Plaza | 03 | Level Three | 3004.24 | 99987 | Vacant - Decant Space | 859 | Infrastructure | 4.74 | Workstation | 1 | Office Space Group | 116 | Open Plan - Professional/General Staff |  | Excellent | 1,181.61 | NO
North Terrace_NT72-44-60 Rundle Mall - Rundle Mall Plaza_Level Three_3004.25 _ Workstation | NT-NT72-03-3004.25 | NT72-03-3004.25-Workstation | North Terrace | NT | NT72 | 44-60 Rundle Mall - Rundle Mall Plaza | 03 | Level Three | 3004.25 | 99987 | Vacant - Decant Space | 859 | Infrastructure | 6.77 | Workstation | 1 | Office Space Group | 116 | Open Plan - Professional/General Staff |  | Excellent | 1,687.66 | NO
North Terrace_NT72-44-60 Rundle Mall - Rundle Mall Plaza_Level Three_3004.26 _ Workstation | NT-NT72-03-3004.26 | NT72-03-3004.26-Workstation | North Terrace | NT | NT72 | 44-60 Rundle Mall - Rundle Mall Plaza | 03 | Level Three | 3004.26 | 99987 | Vacant - Decant Space | 859 | Infrastructure | 6.63 | Workstation | 1 | Office Space Group | 116 | Open Plan - Professional/General Staff |  | Excellent | 1,652.76 | NO
North Terrace_NT72-44-60 Rundle Mall - Rundle Mall Plaza_Level Three_3004.27 _ Workstation | NT-NT72-03-3004.27 | NT72-03-3004.27-Workstation | North Terrace | NT | NT72 | 44-60 Rundle Mall - Rundle Mall Plaza | 03 | Level Three | 3004.27 | 99987 | Vacant - Decant Space | 859 | Infrastructure | 6.63 | Workstation | 1 | Office Space Group | 116 | Open Plan - Professional/General Staff |  | Excellent | 1,652.76 | NO
North Terrace_NT72-44-60 Rundle Mall - Rundle Mall Plaza_Level Three_3004.28 _ Workstation | NT-NT72-03-3004.28 | NT72-03-3004.28-Workstation | North Terrace | NT | NT72 | 44-60 Rundle Mall - Rundle Mall Plaza | 03 | Level Three | 3004.28 | 99987 | Vacant - Decant Space | 859 | Infrastructure | 6.77 | Workstation | 1 | Office Space Group | 116 | Open Plan - Professional/General Staff |  | Excellent | 1,687.66 | NO
North Terrace_NT72-44-60 Rundle Mall - Rundle Mall Plaza_Level Three_3004.29 _ Workstation | NT-NT72-03-3004.29 | NT72-03-3004.29-Workstation | North Terrace | NT | NT72 | 44-60 Rundle Mall - Rundle Mall Plaza | 03 | Level Three | 3004.29 | 99987 | Vacant - Decant Space | 859 | Infrastructure | 4.73 | Workstation | 1 | Office Space Group | 116 | Open Plan - Professional/General Staff |  | Excellent | 1,179.12 | NO
North Terrace_NT72-44-60 Rundle Mall - Rundle Mall Plaza_Level Three_3004.30 _ Workstation | NT-NT72-03-3004.30 | NT72-03-3004.30-Workstation | North Terrace | NT | NT72 | 44-60 Rundle Mall - Rundle Mall Plaza | 03 | Level Three | 3004.30 | 99987 | Vacant - Decant Space | 859 | Infrastructure | 4.64 | Workstation | 1 | Office Space Group | 116 | Open Plan - Professional/General Staff |  | Excellent | 1,156.69 | NO
North Terrace_NT72-44-60 Rundle Mall - Rundle Mall Plaza_Level Three_3004.31 _ Workstation | NT-NT72-03-3004.31 | NT72-03-3004.31-Workstation | North Terrace | NT | NT72 | 44-60 Rundle Mall - Rundle Mall Plaza | 03 | Level Three | 3004.31 | 99987 | Vacant - Decant Space | 859 | Infrastructure | 4.64 | Workstation | 1 | Office Space Group | 116 | Open Plan - Professional/General Staff |  | Excellent | 1,156.69 | NO
North Terrace_NT72-44-60 Rundle Mall - Rundle Mall Plaza_Level Three_3004.32 _ Workstation | NT-NT72-03-3004.32 | NT72-03-3004.32-Workstation | North Terrace | NT | NT72 | 44-60 Rundle Mall - Rundle Mall Plaza | 03 | Level Three | 3004.32 | 99987 | Vacant - Decant Space | 859 | Infrastructure | 4.73 | Workstation | 1 | Office Space Group | 116 | Open Plan - Professional/General Staff |  | Excellent | 1,179.12 | NO
North Terrace_NT72-44-60 Rundle Mall - Rundle Mall Plaza_Level Three_3004.33 _ Workstation | NT-NT72-03-3004.33 | NT72-03-3004.33-Workstation | North Terrace | NT | NT72 | 44-60 Rundle Mall - Rundle Mall Plaza | 03 | Level Three | 3004.33 | 99987 | Vacant - Decant Space | 859 | Infrastructure | 4.64 | Workstation | 1 | Office Space Group | 116 | Open Plan - Professional/General Staff |  | Excellent | 1,156.69 | NO
North Terrace_NT72-44-60 Rundle Mall - Rundle Mall Plaza_Level Three_3004.34 _ Workstation | NT-NT72-03-3004.34 | NT72-03-3004.34-Workstation | North Terrace | NT | NT72 | 44-60 Rundle Mall - Rundle Mall Plaza | 03 | Level Three | 3004.34 | 99987 | Vacant - Decant Space | 859 | Infrastructure | 4.64 | Workstation | 1 | Office Space Group | 116 | Open Plan - Professional/General Staff |  | Excellent | 1,156.69 | NO
North Terrace_NT72-44-60 Rundle Mall - Rundle Mall Plaza_Level Three_3004.35 _ Workstation | NT-NT72-03-3004.35 | NT72-03-3004.35-Workstation | North Terrace | NT | NT72 | 44-60 Rundle Mall - Rundle Mall Plaza | 03 | Level Three | 3004.35 | 99987 | Vacant - Decant Space | 859 | Infrastructure | 4.73 | Workstation | 1 | Office Space Group | 116 | Open Plan - Professional/General Staff |  | Excellent | 1,179.12 | NO
North Terrace_NT72-44-60 Rundle Mall - Rundle Mall Plaza_Level Three_3004.36 _ Workstation | NT-NT72-03-3004.36 | NT72-03-3004.36-Workstation | North Terrace | NT | NT72 | 44-60 Rundle Mall - Rundle Mall Plaza | 03 | Level Three | 3004.36 | 99987 | Vacant - Decant Space | 859 | Infrastructure | 4.64 | Workstation | 1 | Office Space Group | 116 | Open Plan - Professional/General Staff |  | Excellent | 1,156.69 | NO
North Terrace_NT72-44-60 Rundle Mall - Rundle Mall Plaza_Level Three_3004.37 _ Workstation | NT-NT72-03-3004.37 | NT72-03-3004.37-Workstation | North Terrace | NT | NT72 | 44-60 Rundle Mall - Rundle Mall Plaza | 03 | Level Three | 3004.37 | 99987 | Vacant - Decant Space | 859 | Infrastructure | 4.64 | Workstation | 1 | Office Space Group | 116 | Open Plan - Professional/General Staff |  | Excellent | 1,156.69 | NO
North Terrace_NT72-44-60 Rundle Mall - Rundle Mall Plaza_Level Three_3004.38 _ Workstation | NT-NT72-03-3004.38 | NT72-03-3004.38-Workstation | North Terrace | NT | NT72 | 44-60 Rundle Mall - Rundle Mall Plaza | 03 | Level Three | 3004.38 | 99987 | Vacant - Decant Space | 859 | Infrastructure | 4.73 | Workstation | 1 | Office Space Group | 116 | Open Plan - Professional/General Staff |  | Excellent | 1,179.12 | NO
North Terrace_NT72-44-60 Rundle Mall - Rundle Mall Plaza_Level Three_3004.39 _ Workstation | NT-NT72-03-3004.39 | NT72-03-3004.39-Workstation | North Terrace | NT | NT72 | 44-60 Rundle Mall - Rundle Mall Plaza | 03 | Level Three | 3004.39 | 99987 | Vacant - Decant Space | 859 | Infrastructure | 4.64 | Workstation | 1 | Office Space Group | 116 | Open Plan - Professional/General Staff |  | Excellent | 1,156.69 | NO
North Terrace_NT72-44-60 Rundle Mall - Rundle Mall Plaza_Level Three_3004.40 _ Workstation | NT-NT72-03-3004.40 | NT72-03-3004.40-Workstation | North Terrace | NT | NT72 | 44-60 Rundle Mall - Rundle Mall Plaza | 03 | Level Three | 3004.40 | 99987 | Vacant - Decant Space | 859 | Infrastructure | 4.64 | Workstation | 1 | Office Space Group | 116 | Open Plan - Professional/General Staff |  | Excellent | 1,156.69 | NO
North Terrace_NT72-44-60 Rundle Mall - Rundle Mall Plaza_Level Three_3004.41 _ Workstation | NT-NT72-03-3004.41 | NT72-03-3004.41-Workstation | North Terrace | NT | NT72 | 44-60 Rundle Mall - Rundle Mall Plaza | 03 | Level Three | 3004.41 | 99987 | Vacant - Decant Space | 859 | Infrastructure | 4.73 | Workstation | 1 | Office Space Group | 116 | Open Plan - Professional/General Staff |  | Excellent | 1,179.12 | NO
North Terrace_NT72-44-60 Rundle Mall - Rundle Mall Plaza_Level Three_3004.42 _ Workstation | NT-NT72-03-3004.42 | NT72-03-3004.42-Workstation | North Terrace | NT | NT72 | 44-60 Rundle Mall - Rundle Mall Plaza | 03 | Level Three | 3004.42 | 99987 | Vacant - Decant Space | 859 | Infrastructure | 4.64 | Workstation | 1 | Office Space Group | 116 | Open Plan - Professional/General Staff |  | Excellent | 1,156.69 | NO
North Terrace_NT72-44-60 Rundle Mall - Rundle Mall Plaza_Level Three_3004.43 _ Workstation | NT-NT72-03-3004.43 | NT72-03-3004.43-Workstation | North Terrace | NT | NT72 | 44-60 Rundle Mall - Rundle Mall Plaza | 03 | Level Three | 3004.43 | 99987 | Vacant - Decant Space | 859 | Infrastructure | 4.64 | Workstation | 1 | Office Space Group | 116 | Open Plan - Professional/General Staff |  | Excellent | 1,156.69 | NO
North Terrace_NT72-44-60 Rundle Mall - Rundle Mall Plaza_Level Three_3004.44 _ Workstation | NT-NT72-03-3004.44 | NT72-03-3004.44-Workstation | North Terrace | NT | NT72 | 44-60 Rundle Mall - Rundle Mall Plaza | 03 | Level Three | 3004.44 | 99987 | Vacant - Decant Space | 859 | Infrastructure | 4.73 | Workstation | 1 | Office Space Group | 116 | Open Plan - Professional/General Staff |  | Excellent | 1,179.12 | NO
North Terrace_NT72-44-60 Rundle Mall - Rundle Mall Plaza_Level Three_3004.45 _ Workstation | NT-NT72-03-3004.45 | NT72-03-3004.45-Workstation | North Terrace | NT | NT72 | 44-60 Rundle Mall - Rundle Mall Plaza | 03 | Level Three | 3004.45 | 99987 | Vacant - Decant Space | 859 | Infrastructure | 4.64 | Workstation | 1 | Office Space Group | 116 | Open Plan - Professional/General Staff |  | Excellent | 1,156.69 | NO
North Terrace_NT72-44-60 Rundle Mall - Rundle Mall Plaza_Level Three_3004.46 _ Workstation | NT-NT72-03-3004.46 | NT72-03-3004.46-Workstation | North Terrace | NT | NT72 | 44-60 Rundle Mall - Rundle Mall Plaza | 03 | Level Three | 3004.46 | 99987 | Vacant - Decant Space | 859 | Infrastructure | 4.64 | Workstation | 1 | Office Space Group | 116 | Open Plan - Professional/General Staff |  | Excellent | 1,156.69 | NO
North Terrace_NT72-44-60 Rundle Mall - Rundle Mall Plaza_Level Three_3004.47 _ Workstation | NT-NT72-03-3004.47 | NT72-03-3004.47-Workstation | North Terrace | NT | NT72 | 44-60 Rundle Mall - Rundle Mall Plaza | 03 | Level Three | 3004.47 | 99987 | Vacant - Decant Space | 859 | Infrastructure | 4.73 | Workstation | 1 | Office Space Group | 116 | Open Plan - Professional/General Staff |  | Excellent | 1,179.12 | NO
North Terrace_NT72-44-60 Rundle Mall - Rundle Mall Plaza_Level Three_3004.48 _ Workstation | NT-NT72-03-3004.48 | NT72-03-3004.48-Workstation | North Terrace | NT | NT72 | 44-60 Rundle Mall - Rundle Mall Plaza | 03 | Level Three | 3004.48 | 99987 | Vacant - Decant Space | 859 | Infrastructure | 4.64 | Workstation | 1 | Office Space Group | 116 | Open Plan - Professional/General Staff |  | Excellent | 1,156.69 | NO
North Terrace_NT72-44-60 Rundle Mall - Rundle Mall Plaza_Level Three_3004.49 _ Workstation | NT-NT72-03-3004.49 | NT72-03-3004.49-Workstation | North Terrace | NT | NT72 | 44-60 Rundle Mall - Rundle Mall Plaza | 03 | Level Three | 3004.49 | 99987 | Vacant - Decant Space | 859 | Infrastructure | 4.64 | Workstation | 1 | Office Space Group | 116 | Open Plan - Professional/General Staff |  | Excellent | 1,156.69 | NO
North Terrace_NT72-44-60 Rundle Mall - Rundle Mall Plaza_Level Three_3004.50 _ Workstation | NT-NT72-03-3004.50 | NT72-03-3004.50-Workstation | North Terrace | NT | NT72 | 44-60 Rundle Mall - Rundle Mall Plaza | 03 | Level Three | 3004.50 | 99987 | Vacant - Decant Space | 859 | Infrastructure | 4.73 | Workstation | 1 | Office Space Group | 116 | Open Plan - Professional/General Staff |  | Excellent | 1,179.12 | NO
North Terrace_NT72-44-60 Rundle Mall - Rundle Mall Plaza_Level Three_3004.51 _ Workstation | NT-NT72-03-3004.51 | NT72-03-3004.51-Workstation | North Terrace | NT | NT72 | 44-60 Rundle Mall - Rundle Mall Plaza | 03 | Level Three | 3004.51 | 99987 | Vacant - Decant Space | 859 | Infrastructure | 4.64 | Workstation | 1 | Office Space Group | 116 | Open Plan - Professional/General Staff |  | Excellent | 1,156.69 | NO
North Terrace_NT72-44-60 Rundle Mall - Rundle Mall Plaza_Level Three_3004.52 _ Workstation | NT-NT72-03-3004.52 | NT72-03-3004.52-Workstation | North Terrace | NT | NT72 | 44-60 Rundle Mall - Rundle Mall Plaza | 03 | Level Three | 3004.52 | 99987 | Vacant - Decant Space | 859 | Infrastructure | 6.41 | Workstation | 1 | Office Space Group | 116 | Open Plan - Professional/General Staff |  | Excellent | 1,597.92 | NO
North Terrace_NT72-44-60 Rundle Mall - Rundle Mall Plaza_Level Three_3004.53 _ Workstation | NT-NT72-03-3004.53 | NT72-03-3004.53-Workstation | North Terrace | NT | NT72 | 44-60 Rundle Mall - Rundle Mall Plaza | 03 | Level Three | 3004.53 | 99987 | Vacant - Decant Space | 859 | Infrastructure | 4.73 | Workstation | 1 | Office Space Group | 116 | Open Plan - Professional/General Staff |  | Excellent | 1,179.12 | NO
North Terrace_NT72-44-60 Rundle Mall - Rundle Mall Plaza_Level Three_3004.54 _ Workstation | NT-NT72-03-3004.54 | NT72-03-3004.54-Workstation | North Terrace | NT | NT72 | 44-60 Rundle Mall - Rundle Mall Plaza | 03 | Level Three | 3004.54 | 99987 | Vacant - Decant Space | 859 | Infrastructure | 4.64 | Workstation | 1 | Office Space Group | 116 | Open Plan - Professional/General Staff |  | Excellent | 1,156.69 | NO
North Terrace_NT72-44-60 Rundle Mall - Rundle Mall Plaza_Level Three_3004.55 _ Workstation | NT-NT72-03-3004.55 | NT72-03-3004.55-Workstation | North Terrace | NT | NT72 | 44-60 Rundle Mall - Rundle Mall Plaza | 03 | Level Three | 3004.55 | 99987 | Vacant - Decant Space | 859 | Infrastructure | 6.3 | Workstation | 1 | Office Space Group | 116 | Open Plan - Professional/General Staff |  | Excellent | 1,570.50 | NO
North Terrace_NT72-44-60 Rundle Mall - Rundle Mall Plaza_Level Three_3004.56 _ Workstation | NT-NT72-03-3004.56 | NT72-03-3004.56-Workstation | North Terrace | NT | NT72 | 44-60 Rundle Mall - Rundle Mall Plaza | 03 | Level Three | 3004.56 | 99987 | Vacant - Decant Space | 859 | Infrastructure | 4.82 | Workstation | 1 | Office Space Group | 116 | Open Plan - Professional/General Staff |  | Excellent | 1,201.56 | NO
North Terrace_NT72-44-60 Rundle Mall - Rundle Mall Plaza_Level Three_3004.57 _ Workstation | NT-NT72-03-3004.57 | NT72-03-3004.57-Workstation | North Terrace | NT | NT72 | 44-60 Rundle Mall - Rundle Mall Plaza | 03 | Level Three | 3004.57 | 99987 | Vacant - Decant Space | 859 | Infrastructure | 4.35 | Workstation | 1 | Office Space Group | 116 | Open Plan - Professional/General Staff |  | Excellent | 1,084.39 | NO
North Terrace_NT72-44-60 Rundle Mall - Rundle Mall Plaza_Level Three_3004.58 _ Workstation | NT-NT72-03-3004.58 | NT72-03-3004.58-Workstation | North Terrace | NT | NT72 | 44-60 Rundle Mall - Rundle Mall Plaza | 03 | Level Three | 3004.58 | 99987 | Vacant - Decant Space | 859 | Infrastructure | 4.44 | Workstation | 1 | Office Space Group | 116 | Open Plan - Professional/General Staff |  | Excellent | 1,106.83 | NO
North Terrace_NT72-44-60 Rundle Mall - Rundle Mall Plaza_Level Three_3004.59 _ Workstation | NT-NT72-03-3004.59 | NT72-03-3004.59-Workstation | North Terrace | NT | NT72 | 44-60 Rundle Mall - Rundle Mall Plaza | 03 | Level Three | 3004.59 | 99987 | Vacant - Decant Space | 859 | Infrastructure | 7.74 | Workstation | 1 | Office Space Group | 116 | Open Plan - Professional/General Staff |  | Excellent | 1,929.47 | NO
North Terrace_NT72-44-60 Rundle Mall - Rundle Mall Plaza_Level Three_3004.60 _ Workstation | NT-NT72-03-3004.60 | NT72-03-3004.60-Workstation | North Terrace | NT | NT72 | 44-60 Rundle Mall - Rundle Mall Plaza | 03 | Level Three | 3004.60 | 99987 | Vacant - Decant Space | 859 | Infrastructure | 7.92 | Workstation | 1 | Office Space Group | 116 | Open Plan - Professional/General Staff |  | Excellent | 1,974.34 | NO
North Terrace_NT72-44-60 Rundle Mall - Rundle Mall Plaza_Level Three_3004A _ Office - Open Plan | NT-NT72-03-3004A | NT72-03-3004A-Office - Open Plan | North Terrace | NT | NT72 | 44-60 Rundle Mall - Rundle Mall Plaza | 03 | Level Three | 3004A | 99987 | Vacant - Decant Space | 859 | Infrastructure | 26.29 | Office - Open Plan | 1 | Office Space Group | 111 | Open Plan - Specific type not defined |  | Excellent | 6,553.72 | NO
North Terrace_NT72-44-60 Rundle Mall - Rundle Mall Plaza_Level Three_3004B _ VSR | NT-NT72-03-3004B | NT72-03-3004B-VSR | North Terrace | NT | NT72 | 44-60 Rundle Mall - Rundle Mall Plaza | 03 | Level Three | 3004B | 99939 | Unusable Spaces | 99939 | Unusable Spaces | 0.13 | VSR | 8 | Non Useable Floor Area Space Group | 840 | Non-usable - Service riser |  | Unknown | 0.00 | NO
North Terrace_NT72-44-60 Rundle Mall - Rundle Mall Plaza_Level Three_3005 _ Office - Open Plan | NT-NT72-03-3005 | NT72-03-3005-Office - Open Plan | North Terrace | NT | NT72 | 44-60 Rundle Mall - Rundle Mall Plaza | 03 | Level Three | 3005 | 99987 | Vacant - Decant Space | 859 | Infrastructure | 59.86 | Office - Open Plan | 1 | Office Space Group | 111 | Open Plan - Specific type not defined |  | Excellent | 14,922.24 | NO
North Terrace_NT72-44-60 Rundle Mall - Rundle Mall Plaza_Level Three_3005.01 _ Workstation | NT-NT72-03-3005.01 | NT72-03-3005.01-Workstation | North Terrace | NT | NT72 | 44-60 Rundle Mall - Rundle Mall Plaza | 03 | Level Three | 3005.01 | 99987 | Vacant - Decant Space | 859 | Infrastructure | 4.74 | Workstation | 1 | Office Space Group | 116 | Open Plan - Professional/General Staff |  | Excellent | 1,181.61 | NO
North Terrace_NT72-44-60 Rundle Mall - Rundle Mall Plaza_Level Three_3005.02 _ Workstation | NT-NT72-03-3005.02 | NT72-03-3005.02-Workstation | North Terrace | NT | NT72 | 44-60 Rundle Mall - Rundle Mall Plaza | 03 | Level Three | 3005.02 | 99987 | Vacant - Decant Space | 859 | Infrastructure | 4.64 | Workstation | 1 | Office Space Group | 116 | Open Plan - Professional/General Staff |  | Excellent | 1,156.69 | NO
North Terrace_NT72-44-60 Rundle Mall - Rundle Mall Plaza_Level Three_3005.03 _ Workstation | NT-NT72-03-3005.03 | NT72-03-3005.03-Workstation | North Terrace | NT | NT72 | 44-60 Rundle Mall - Rundle Mall Plaza | 03 | Level Three | 3005.03 | 99987 | Vacant - Decant Space | 859 | Infrastructure | 4.64 | Workstation | 1 | Office Space Group | 116 | Open Plan - Professional/General Staff |  | Excellent | 1,156.69 | NO
North Terrace_NT72-44-60 Rundle Mall - Rundle Mall Plaza_Level Three_3005.04 _ Workstation | NT-NT72-03-3005.04 | NT72-03-3005.04-Workstation | North Terrace | NT | NT72 | 44-60 Rundle Mall - Rundle Mall Plaza | 03 | Level Three | 3005.04 | 99987 | Vacant - Decant Space | 859 | Infrastructure | 4.74 | Workstation | 1 | Office Space Group | 116 | Open Plan - Professional/General Staff |  | Excellent | 1,181.61 | NO
North Terrace_NT72-44-60 Rundle Mall - Rundle Mall Plaza_Level Three_3005.05 _ Workstation | NT-NT72-03-3005.05 | NT72-03-3005.05-Workstation | North Terrace | NT | NT72 | 44-60 Rundle Mall - Rundle Mall Plaza | 03 | Level Three | 3005.05 | 99987 | Vacant - Decant Space | 859 | Infrastructure | 4.74 | Workstation | 1 | Office Space Group | 116 | Open Plan - Professional/General Staff |  | Excellent | 1,181.61 | NO
North Terrace_NT72-44-60 Rundle Mall - Rundle Mall Plaza_Level Three_3005.06 _ Workstation | NT-NT72-03-3005.06 | NT72-03-3005.06-Workstation | North Terrace | NT | NT72 | 44-60 Rundle Mall - Rundle Mall Plaza | 03 | Level Three | 3005.06 | 99987 | Vacant - Decant Space | 859 | Infrastructure | 4.64 | Workstation | 1 | Office Space Group | 116 | Open Plan - Professional/General Staff |  | Excellent | 1,156.69 | NO
North Terrace_NT72-44-60 Rundle Mall - Rundle Mall Plaza_Level Three_3005.07 _ Workstation | NT-NT72-03-3005.07 | NT72-03-3005.07-Workstation | North Terrace | NT | NT72 | 44-60 Rundle Mall - Rundle Mall Plaza | 03 | Level Three | 3005.07 | 99987 | Vacant - Decant Space | 859 | Infrastructure | 4.64 | Workstation | 1 | Office Space Group | 116 | Open Plan - Professional/General Staff |  | Excellent | 1,156.69 | NO
North Terrace_NT72-44-60 Rundle Mall - Rundle Mall Plaza_Level Three_3005.08 _ Workstation | NT-NT72-03-3005.08 | NT72-03-3005.08-Workstation | North Terrace | NT | NT72 | 44-60 Rundle Mall - Rundle Mall Plaza | 03 | Level Three | 3005.08 | 99987 | Vacant - Decant Space | 859 | Infrastructure | 4.74 | Workstation | 1 | Office Space Group | 116 | Open Plan - Professional/General Staff |  | Excellent | 1,181.61 | NO
North Terrace_NT72-44-60 Rundle Mall - Rundle Mall Plaza_Level Three_3005.09 _ Workstation | NT-NT72-03-3005.09 | NT72-03-3005.09-Workstation | North Terrace | NT | NT72 | 44-60 Rundle Mall - Rundle Mall Plaza | 03 | Level Three | 3005.09 | 99987 | Vacant - Decant Space | 859 | Infrastructure | 4.74 | Workstation | 1 | Office Space Group | 116 | Open Plan - Professional/General Staff |  | Excellent | 1,181.61 | NO
North Terrace_NT72-44-60 Rundle Mall - Rundle Mall Plaza_Level Three_3005.10 _ Workstation | NT-NT72-03-3005.10 | NT72-03-3005.10-Workstation | North Terrace | NT | NT72 | 44-60 Rundle Mall - Rundle Mall Plaza | 03 | Level Three | 3005.10 | 99987 | Vacant - Decant Space | 859 | Infrastructure | 4.64 | Workstation | 1 | Office Space Group | 116 | Open Plan - Professional/General Staff |  | Excellent | 1,156.69 | NO
North Terrace_NT72-44-60 Rundle Mall - Rundle Mall Plaza_Level Three_3005.11 _ Workstation | NT-NT72-03-3005.11 | NT72-03-3005.11-Workstation | North Terrace | NT | NT72 | 44-60 Rundle Mall - Rundle Mall Plaza | 03 | Level Three | 3005.11 | 99987 | Vacant - Decant Space | 859 | Infrastructure | 4.64 | Workstation | 1 | Office Space Group | 116 | Open Plan - Professional/General Staff |  | Excellent | 1,156.69 | NO
North Terrace_NT72-44-60 Rundle Mall - Rundle Mall Plaza_Level Three_3005.12 _ Workstation | NT-NT72-03-3005.12 | NT72-03-3005.12-Workstation | North Terrace | NT | NT72 | 44-60 Rundle Mall - Rundle Mall Plaza | 03 | Level Three | 3005.12 | 99987 | Vacant - Decant Space | 859 | Infrastructure | 4.74 | Workstation | 1 | Office Space Group | 116 | Open Plan - Professional/General Staff |  | Excellent | 1,181.61 | NO
North Terrace_NT72-44-60 Rundle Mall - Rundle Mall Plaza_Level Three_3005.13 _ Workstation | NT-NT72-03-3005.13 | NT72-03-3005.13-Workstation | North Terrace | NT | NT72 | 44-60 Rundle Mall - Rundle Mall Plaza | 03 | Level Three | 3005.13 | 99987 | Vacant - Decant Space | 859 | Infrastructure | 5.99 | Workstation | 1 | Office Space Group | 116 | Open Plan - Professional/General Staff |  | Excellent | 1,493.22 | NO
North Terrace_NT72-44-60 Rundle Mall - Rundle Mall Plaza_Level Three_3005.14 _ Workstation | NT-NT72-03-3005.14 | NT72-03-3005.14-Workstation | North Terrace | NT | NT72 | 44-60 Rundle Mall - Rundle Mall Plaza | 03 | Level Three | 3005.14 | 99987 | Vacant - Decant Space | 859 | Infrastructure | 5.87 | Workstation | 1 | Office Space Group | 116 | Open Plan - Professional/General Staff |  | Excellent | 1,463.31 | NO
North Terrace_NT72-44-60 Rundle Mall - Rundle Mall Plaza_Level Three_3005.15 _ Workstation | NT-NT72-03-3005.15 | NT72-03-3005.15-Workstation | North Terrace | NT | NT72 | 44-60 Rundle Mall - Rundle Mall Plaza | 03 | Level Three | 3005.15 | 99987 | Vacant - Decant Space | 859 | Infrastructure | 5.87 | Workstation | 1 | Office Space Group | 116 | Open Plan - Professional/General Staff |  | Excellent | 1,463.31 | NO
North Terrace_NT72-44-60 Rundle Mall - Rundle Mall Plaza_Level Three_3005.16 _ Workstation | NT-NT72-03-3005.16 | NT72-03-3005.16-Workstation | North Terrace | NT | NT72 | 44-60 Rundle Mall - Rundle Mall Plaza | 03 | Level Three | 3005.16 | 99987 | Vacant - Decant Space | 859 | Infrastructure | 5.99 | Workstation | 1 | Office Space Group | 116 | Open Plan - Professional/General Staff |  | Excellent | 1,493.22 | NO
North Terrace_NT72-44-60 Rundle Mall - Rundle Mall Plaza_Level Three_3005.17 _ Workstation | NT-NT72-03-3005.17 | NT72-03-3005.17-Workstation | North Terrace | NT | NT72 | 44-60 Rundle Mall - Rundle Mall Plaza | 03 | Level Three | 3005.17 | 99987 | Vacant - Decant Space | 859 | Infrastructure | 4.74 | Workstation | 1 | Office Space Group | 116 | Open Plan - Professional/General Staff |  | Excellent | 1,181.61 | NO
North Terrace_NT72-44-60 Rundle Mall - Rundle Mall Plaza_Level Three_3005.18 _ Workstation | NT-NT72-03-3005.18 | NT72-03-3005.18-Workstation | North Terrace | NT | NT72 | 44-60 Rundle Mall - Rundle Mall Plaza | 03 | Level Three | 3005.18 | 99987 | Vacant - Decant Space | 859 | Infrastructure | 4.64 | Workstation | 1 | Office Space Group | 116 | Open Plan - Professional/General Staff |  | Excellent | 1,156.69 | NO
North Terrace_NT72-44-60 Rundle Mall - Rundle Mall Plaza_Level Three_3005.19 _ Workstation | NT-NT72-03-3005.19 | NT72-03-3005.19-Workstation | North Terrace | NT | NT72 | 44-60 Rundle Mall - Rundle Mall Plaza | 03 | Level Three | 3005.19 | 99987 | Vacant - Decant Space | 859 | Infrastructure | 4.64 | Workstation | 1 | Office Space Group | 116 | Open Plan - Professional/General Staff |  | Excellent | 1,156.69 | NO
North Terrace_NT72-44-60 Rundle Mall - Rundle Mall Plaza_Level Three_3005.20 _ Workstation | NT-NT72-03-3005.20 | NT72-03-3005.20-Workstation | North Terrace | NT | NT72 | 44-60 Rundle Mall - Rundle Mall Plaza | 03 | Level Three | 3005.20 | 99987 | Vacant - Decant Space | 859 | Infrastructure | 4.74 | Workstation | 1 | Office Space Group | 116 | Open Plan - Professional/General Staff |  | Excellent | 1,181.61 | NO
North Terrace_NT72-44-60 Rundle Mall - Rundle Mall Plaza_Level Three_3005.21 _ Workstation | NT-NT72-03-3005.21 | NT72-03-3005.21-Workstation | North Terrace | NT | NT72 | 44-60 Rundle Mall - Rundle Mall Plaza | 03 | Level Three | 3005.21 | 99987 | Vacant - Decant Space | 859 | Infrastructure | 4.74 | Workstation | 1 | Office Space Group | 116 | Open Plan - Professional/General Staff |  | Excellent | 1,181.61 | NO
North Terrace_NT72-44-60 Rundle Mall - Rundle Mall Plaza_Level Three_3005.22 _ Workstation | NT-NT72-03-3005.22 | NT72-03-3005.22-Workstation | North Terrace | NT | NT72 | 44-60 Rundle Mall - Rundle Mall Plaza | 03 | Level Three | 3005.22 | 99987 | Vacant - Decant Space | 859 | Infrastructure | 4.64 | Workstation | 1 | Office Space Group | 116 | Open Plan - Professional/General Staff |  | Excellent | 1,156.69 | NO
North Terrace_NT72-44-60 Rundle Mall - Rundle Mall Plaza_Level Three_3005.23 _ Workstation | NT-NT72-03-3005.23 | NT72-03-3005.23-Workstation | North Terrace | NT | NT72 | 44-60 Rundle Mall - Rundle Mall Plaza | 03 | Level Three | 3005.23 | 99987 | Vacant - Decant Space | 859 | Infrastructure | 4.64 | Workstation | 1 | Office Space Group | 116 | Open Plan - Professional/General Staff |  | Excellent | 1,156.69 | NO
North Terrace_NT72-44-60 Rundle Mall - Rundle Mall Plaza_Level Three_3005.24 _ Workstation | NT-NT72-03-3005.24 | NT72-03-3005.24-Workstation | North Terrace | NT | NT72 | 44-60 Rundle Mall - Rundle Mall Plaza | 03 | Level Three | 3005.24 | 99987 | Vacant - Decant Space | 859 | Infrastructure | 4.74 | Workstation | 1 | Office Space Group | 116 | Open Plan - Professional/General Staff |  | Excellent | 1,181.61 | NO
North Terrace_NT72-44-60 Rundle Mall - Rundle Mall Plaza_Level Three_3005.25 _ Workstation | NT-NT72-03-3005.25 | NT72-03-3005.25-Workstation | North Terrace | NT | NT72 | 44-60 Rundle Mall - Rundle Mall Plaza | 03 | Level Three | 3005.25 | 99987 | Vacant - Decant Space | 859 | Infrastructure | 4.74 | Workstation | 1 | Office Space Group | 116 | Open Plan - Professional/General Staff |  | Excellent | 1,181.61 | NO
North Terrace_NT72-44-60 Rundle Mall - Rundle Mall Plaza_Level Three_3005.26 _ Workstation | NT-NT72-03-3005.26 | NT72-03-3005.26-Workstation | North Terrace | NT | NT72 | 44-60 Rundle Mall - Rundle Mall Plaza | 03 | Level Three | 3005.26 | 99987 | Vacant - Decant Space | 859 | Infrastructure | 4.64 | Workstation | 1 | Office Space Group | 116 | Open Plan - Professional/General Staff |  | Excellent | 1,156.69 | NO
North Terrace_NT72-44-60 Rundle Mall - Rundle Mall Plaza_Level Three_3005.27 _ Workstation | NT-NT72-03-3005.27 | NT72-03-3005.27-Workstation | North Terrace | NT | NT72 | 44-60 Rundle Mall - Rundle Mall Plaza | 03 | Level Three | 3005.27 | 99987 | Vacant - Decant Space | 859 | Infrastructure | 4.64 | Workstation | 1 | Office Space Group | 116 | Open Plan - Professional/General Staff |  | Excellent | 1,156.69 | NO
North Terrace_NT72-44-60 Rundle Mall - Rundle Mall Plaza_Level Three_3005.28 _ Workstation | NT-NT72-03-3005.28 | NT72-03-3005.28-Workstation | North Terrace | NT | NT72 | 44-60 Rundle Mall - Rundle Mall Plaza | 03 | Level Three | 3005.28 | 99987 | Vacant - Decant Space | 859 | Infrastructure | 4.74 | Workstation | 1 | Office Space Group | 116 | Open Plan - Professional/General Staff |  | Excellent | 1,181.61 | NO
North Terrace_NT72-44-60 Rundle Mall - Rundle Mall Plaza_Level Three_3005.29 _ Workstation | NT-NT72-03-3005.29 | NT72-03-3005.29-Workstation | North Terrace | NT | NT72 | 44-60 Rundle Mall - Rundle Mall Plaza | 03 | Level Three | 3005.29 | 99987 | Vacant - Decant Space | 859 | Infrastructure | 4.74 | Workstation | 1 | Office Space Group | 116 | Open Plan - Professional/General Staff |  | Excellent | 1,181.61 | NO
North Terrace_NT72-44-60 Rundle Mall - Rundle Mall Plaza_Level Three_3005.30 _ Workstation | NT-NT72-03-3005.30 | NT72-03-3005.30-Workstation | North Terrace | NT | NT72 | 44-60 Rundle Mall - Rundle Mall Plaza | 03 | Level Three | 3005.30 | 99987 | Vacant - Decant Space | 859 | Infrastructure | 4.64 | Workstation | 1 | Office Space Group | 116 | Open Plan - Professional/General Staff |  | Excellent | 1,156.69 | NO
North Terrace_NT72-44-60 Rundle Mall - Rundle Mall Plaza_Level Three_3005.31 _ Workstation | NT-NT72-03-3005.31 | NT72-03-3005.31-Workstation | North Terrace | NT | NT72 | 44-60 Rundle Mall - Rundle Mall Plaza | 03 | Level Three | 3005.31 | 99987 | Vacant - Decant Space | 859 | Infrastructure | 4.64 | Workstation | 1 | Office Space Group | 116 | Open Plan - Professional/General Staff |  | Excellent | 1,156.69 | NO
North Terrace_NT72-44-60 Rundle Mall - Rundle Mall Plaza_Level Three_3005.32 _ Workstation | NT-NT72-03-3005.32 | NT72-03-3005.32-Workstation | North Terrace | NT | NT72 | 44-60 Rundle Mall - Rundle Mall Plaza | 03 | Level Three | 3005.32 | 99987 | Vacant - Decant Space | 859 | Infrastructure | 4.74 | Workstation | 1 | Office Space Group | 116 | Open Plan - Professional/General Staff |  | Excellent | 1,181.61 | NO
North Terrace_NT72-44-60 Rundle Mall - Rundle Mall Plaza_Level Three_3005.33 _ Workstation | NT-NT72-03-3005.33 | NT72-03-3005.33-Workstation | North Terrace | NT | NT72 | 44-60 Rundle Mall - Rundle Mall Plaza | 03 | Level Three | 3005.33 | 99987 | Vacant - Decant Space | 859 | Infrastructure | 5.01 | Workstation | 1 | Office Space Group | 116 | Open Plan - Professional/General Staff |  | Excellent | 1,248.92 | NO
North Terrace_NT72-44-60 Rundle Mall - Rundle Mall Plaza_Level Three_3005.34 _ Workstation | NT-NT72-03-3005.34 | NT72-03-3005.34-Workstation | North Terrace | NT | NT72 | 44-60 Rundle Mall - Rundle Mall Plaza | 03 | Level Three | 3005.34 | 99987 | Vacant - Decant Space | 859 | Infrastructure | 4.91 | Workstation | 1 | Office Space Group | 116 | Open Plan - Professional/General Staff |  | Excellent | 1,223.99 | NO
North Terrace_NT72-44-60 Rundle Mall - Rundle Mall Plaza_Level Three_3005.35 _ Workstation | NT-NT72-03-3005.35 | NT72-03-3005.35-Workstation | North Terrace | NT | NT72 | 44-60 Rundle Mall - Rundle Mall Plaza | 03 | Level Three | 3005.35 | 99987 | Vacant - Decant Space | 859 | Infrastructure | 4.91 | Workstation | 1 | Office Space Group | 116 | Open Plan - Professional/General Staff |  | Excellent | 1,223.99 | NO
North Terrace_NT72-44-60 Rundle Mall - Rundle Mall Plaza_Level Three_3005.36 _ Workstation | NT-NT72-03-3005.36 | NT72-03-3005.36-Workstation | North Terrace | NT | NT72 | 44-60 Rundle Mall - Rundle Mall Plaza | 03 | Level Three | 3005.36 | 99987 | Vacant - Decant Space | 859 | Infrastructure | 5.44 | Workstation | 1 | Office Space Group | 116 | Open Plan - Professional/General Staff |  | Excellent | 1,356.11 | NO
North Terrace_NT72-44-60 Rundle Mall - Rundle Mall Plaza_Level Three_3005.37 _ Workstation | NT-NT72-03-3005.37 | NT72-03-3005.37-Workstation | North Terrace | NT | NT72 | 44-60 Rundle Mall - Rundle Mall Plaza | 03 | Level Three | 3005.37 | 99987 | Vacant - Decant Space | 859 | Infrastructure | 4.96 | Workstation | 1 | Office Space Group | 116 | Open Plan - Professional/General Staff |  | Excellent | 1,236.46 | NO
North Terrace_NT72-44-60 Rundle Mall - Rundle Mall Plaza_Level Three_3005.38 _ Workstation | NT-NT72-03-3005.38 | NT72-03-3005.38-Workstation | North Terrace | NT | NT72 | 44-60 Rundle Mall - Rundle Mall Plaza | 03 | Level Three | 3005.38 | 99987 | Vacant - Decant Space | 859 | Infrastructure | 4.86 | Workstation | 1 | Office Space Group | 116 | Open Plan - Professional/General Staff |  | Excellent | 1,211.53 | NO
North Terrace_NT72-44-60 Rundle Mall - Rundle Mall Plaza_Level Three_3005.39 _ Workstation | NT-NT72-03-3005.39 | NT72-03-3005.39-Workstation | North Terrace | NT | NT72 | 44-60 Rundle Mall - Rundle Mall Plaza | 03 | Level Three | 3005.39 | 99987 | Vacant - Decant Space | 859 | Infrastructure | 6.62 | Workstation | 1 | Office Space Group | 116 | Open Plan - Professional/General Staff |  | Excellent | 1,650.27 | NO
North Terrace_NT72-44-60 Rundle Mall - Rundle Mall Plaza_Level Three_3005.40 _ Workstation | NT-NT72-03-3005.40 | NT72-03-3005.40-Workstation | North Terrace | NT | NT72 | 44-60 Rundle Mall - Rundle Mall Plaza | 03 | Level Three | 3005.40 | 99987 | Vacant - Decant Space | 859 | Infrastructure | 4.73 | Workstation | 1 | Office Space Group | 116 | Open Plan - Professional/General Staff |  | Excellent | 1,179.12 | NO
North Terrace_NT72-44-60 Rundle Mall - Rundle Mall Plaza_Level Three_3005.41 _ Workstation | NT-NT72-03-3005.41 | NT72-03-3005.41-Workstation | North Terrace | NT | NT72 | 44-60 Rundle Mall - Rundle Mall Plaza | 03 | Level Three | 3005.41 | 99987 | Vacant - Decant Space | 859 | Infrastructure | 4.64 | Workstation | 1 | Office Space Group | 116 | Open Plan - Professional/General Staff |  | Excellent | 1,156.69 | NO
North Terrace_NT72-44-60 Rundle Mall - Rundle Mall Plaza_Level Three_3005.42 _ Workstation | NT-NT72-03-3005.42 | NT72-03-3005.42-Workstation | North Terrace | NT | NT72 | 44-60 Rundle Mall - Rundle Mall Plaza | 03 | Level Three | 3005.42 | 99987 | Vacant - Decant Space | 859 | Infrastructure | 6.43 | Workstation | 1 | Office Space Group | 116 | Open Plan - Professional/General Staff |  | Excellent | 1,602.91 | NO
North Terrace_NT72-44-60 Rundle Mall - Rundle Mall Plaza_Level Three_3005.43 _ Workstation | NT-NT72-03-3005.43 | NT72-03-3005.43-Workstation | North Terrace | NT | NT72 | 44-60 Rundle Mall - Rundle Mall Plaza | 03 | Level Three | 3005.43 | 99987 | Vacant - Decant Space | 859 | Infrastructure | 4.73 | Workstation | 1 | Office Space Group | 116 | Open Plan - Professional/General Staff |  | Excellent | 1,179.12 | NO
North Terrace_NT72-44-60 Rundle Mall - Rundle Mall Plaza_Level Three_3005.44 _ Workstation | NT-NT72-03-3005.44 | NT72-03-3005.44-Workstation | North Terrace | NT | NT72 | 44-60 Rundle Mall - Rundle Mall Plaza | 03 | Level Three | 3005.44 | 99987 | Vacant - Decant Space | 859 | Infrastructure | 4.64 | Workstation | 1 | Office Space Group | 116 | Open Plan - Professional/General Staff |  | Excellent | 1,156.69 | NO
North Terrace_NT72-44-60 Rundle Mall - Rundle Mall Plaza_Level Three_3005.45 _ Workstation | NT-NT72-03-3005.45 | NT72-03-3005.45-Workstation | North Terrace | NT | NT72 | 44-60 Rundle Mall - Rundle Mall Plaza | 03 | Level Three | 3005.45 | 99987 | Vacant - Decant Space | 859 | Infrastructure | 4.64 | Workstation | 1 | Office Space Group | 116 | Open Plan - Professional/General Staff |  | Excellent | 1,156.69 | NO
North Terrace_NT72-44-60 Rundle Mall - Rundle Mall Plaza_Level Three_3005.46 _ Workstation | NT-NT72-03-3005.46 | NT72-03-3005.46-Workstation | North Terrace | NT | NT72 | 44-60 Rundle Mall - Rundle Mall Plaza | 03 | Level Three | 3005.46 | 99987 | Vacant - Decant Space | 859 | Infrastructure | 4.73 | Workstation | 1 | Office Space Group | 116 | Open Plan - Professional/General Staff |  | Excellent | 1,179.12 | NO
North Terrace_NT72-44-60 Rundle Mall - Rundle Mall Plaza_Level Three_3005.47 _ Workstation | NT-NT72-03-3005.47 | NT72-03-3005.47-Workstation | North Terrace | NT | NT72 | 44-60 Rundle Mall - Rundle Mall Plaza | 03 | Level Three | 3005.47 | 99987 | Vacant - Decant Space | 859 | Infrastructure | 4.64 | Workstation | 1 | Office Space Group | 116 | Open Plan - Professional/General Staff |  | Excellent | 1,156.69 | NO
North Terrace_NT72-44-60 Rundle Mall - Rundle Mall Plaza_Level Three_3005.48 _ Workstation | NT-NT72-03-3005.48 | NT72-03-3005.48-Workstation | North Terrace | NT | NT72 | 44-60 Rundle Mall - Rundle Mall Plaza | 03 | Level Three | 3005.48 | 99987 | Vacant - Decant Space | 859 | Infrastructure | 4.64 | Workstation | 1 | Office Space Group | 116 | Open Plan - Professional/General Staff |  | Excellent | 1,156.69 | NO
North Terrace_NT72-44-60 Rundle Mall - Rundle Mall Plaza_Level Three_3005.49 _ Workstation | NT-NT72-03-3005.49 | NT72-03-3005.49-Workstation | North Terrace | NT | NT72 | 44-60 Rundle Mall - Rundle Mall Plaza | 03 | Level Three | 3005.49 | 99987 | Vacant - Decant Space | 859 | Infrastructure | 4.73 | Workstation | 1 | Office Space Group | 116 | Open Plan - Professional/General Staff |  | Excellent | 1,179.12 | NO
North Terrace_NT72-44-60 Rundle Mall - Rundle Mall Plaza_Level Three_3005.50 _ Workstation | NT-NT72-03-3005.50 | NT72-03-3005.50-Workstation | North Terrace | NT | NT72 | 44-60 Rundle Mall - Rundle Mall Plaza | 03 | Level Three | 3005.50 | 99987 | Vacant - Decant Space | 859 | Infrastructure | 4.64 | Workstation | 1 | Office Space Group | 116 | Open Plan - Professional/General Staff |  | Excellent | 1,156.69 | NO
North Terrace_NT72-44-60 Rundle Mall - Rundle Mall Plaza_Level Three_3005.51 _ Workstation | NT-NT72-03-3005.51 | NT72-03-3005.51-Workstation | North Terrace | NT | NT72 | 44-60 Rundle Mall - Rundle Mall Plaza | 03 | Level Three | 3005.51 | 99987 | Vacant - Decant Space | 859 | Infrastructure | 4.64 | Workstation | 1 | Office Space Group | 116 | Open Plan - Professional/General Staff |  | Excellent | 1,156.69 | NO
North Terrace_NT72-44-60 Rundle Mall - Rundle Mall Plaza_Level Three_3005.52 _ Workstation | NT-NT72-03-3005.52 | NT72-03-3005.52-Workstation | North Terrace | NT | NT72 | 44-60 Rundle Mall - Rundle Mall Plaza | 03 | Level Three | 3005.52 | 99987 | Vacant - Decant Space | 859 | Infrastructure | 4.73 | Workstation | 1 | Office Space Group | 116 | Open Plan - Professional/General Staff |  | Excellent | 1,179.12 | NO
North Terrace_NT72-44-60 Rundle Mall - Rundle Mall Plaza_Level Three_3005.53 _ Workstation | NT-NT72-03-3005.53 | NT72-03-3005.53-Workstation | North Terrace | NT | NT72 | 44-60 Rundle Mall - Rundle Mall Plaza | 03 | Level Three | 3005.53 | 99987 | Vacant - Decant Space | 859 | Infrastructure | 4.64 | Workstation | 1 | Office Space Group | 116 | Open Plan - Professional/General Staff |  | Excellent | 1,156.69 | NO
North Terrace_NT72-44-60 Rundle Mall - Rundle Mall Plaza_Level Three_3005.54 _ Workstation | NT-NT72-03-3005.54 | NT72-03-3005.54-Workstation | North Terrace | NT | NT72 | 44-60 Rundle Mall - Rundle Mall Plaza | 03 | Level Three | 3005.54 | 99987 | Vacant - Decant Space | 859 | Infrastructure | 4.64 | Workstation | 1 | Office Space Group | 116 | Open Plan - Professional/General Staff |  | Excellent | 1,156.69 | NO
North Terrace_NT72-44-60 Rundle Mall - Rundle Mall Plaza_Level Three_3005.55 _ Workstation | NT-NT72-03-3005.55 | NT72-03-3005.55-Workstation | North Terrace | NT | NT72 | 44-60 Rundle Mall - Rundle Mall Plaza | 03 | Level Three | 3005.55 | 99987 | Vacant - Decant Space | 859 | Infrastructure | 4.73 | Workstation | 1 | Office Space Group | 116 | Open Plan - Professional/General Staff |  | Excellent | 1,179.12 | NO
North Terrace_NT72-44-60 Rundle Mall - Rundle Mall Plaza_Level Three_3005.56 _ Workstation | NT-NT72-03-3005.56 | NT72-03-3005.56-Workstation | North Terrace | NT | NT72 | 44-60 Rundle Mall - Rundle Mall Plaza | 03 | Level Three | 3005.56 | 99987 | Vacant - Decant Space | 859 | Infrastructure | 4.64 | Workstation | 1 | Office Space Group | 116 | Open Plan - Professional/General Staff |  | Excellent | 1,156.69 | NO
North Terrace_NT72-44-60 Rundle Mall - Rundle Mall Plaza_Level Three_3005.57 _ Workstation | NT-NT72-03-3005.57 | NT72-03-3005.57-Workstation | North Terrace | NT | NT72 | 44-60 Rundle Mall - Rundle Mall Plaza | 03 | Level Three | 3005.57 | 99987 | Vacant - Decant Space | 859 | Infrastructure | 4.64 | Workstation | 1 | Office Space Group | 116 | Open Plan - Professional/General Staff |  | Excellent | 1,156.69 | NO
North Terrace_NT72-44-60 Rundle Mall - Rundle Mall Plaza_Level Three_3005.58 _ Workstation | NT-NT72-03-3005.58 | NT72-03-3005.58-Workstation | North Terrace | NT | NT72 | 44-60 Rundle Mall - Rundle Mall Plaza | 03 | Level Three | 3005.58 | 99987 | Vacant - Decant Space | 859 | Infrastructure | 4.73 | Workstation | 1 | Office Space Group | 116 | Open Plan - Professional/General Staff |  | Excellent | 1,179.12 | NO
North Terrace_NT72-44-60 Rundle Mall - Rundle Mall Plaza_Level Three_3005.59 _ Workstation | NT-NT72-03-3005.59 | NT72-03-3005.59-Workstation | North Terrace | NT | NT72 | 44-60 Rundle Mall - Rundle Mall Plaza | 03 | Level Three | 3005.59 | 99987 | Vacant - Decant Space | 859 | Infrastructure | 4.64 | Workstation | 1 | Office Space Group | 116 | Open Plan - Professional/General Staff |  | Excellent | 1,156.69 | NO
North Terrace_NT72-44-60 Rundle Mall - Rundle Mall Plaza_Level Three_3005.60 _ Workstation | NT-NT72-03-3005.60 | NT72-03-3005.60-Workstation | North Terrace | NT | NT72 | 44-60 Rundle Mall - Rundle Mall Plaza | 03 | Level Three | 3005.60 | 99987 | Vacant - Decant Space | 859 | Infrastructure | 4.64 | Workstation | 1 | Office Space Group | 116 | Open Plan - Professional/General Staff |  | Excellent | 1,156.69 | NO
North Terrace_NT72-44-60 Rundle Mall - Rundle Mall Plaza_Level Three_3005.61 _ Workstation | NT-NT72-03-3005.61 | NT72-03-3005.61-Workstation | North Terrace | NT | NT72 | 44-60 Rundle Mall - Rundle Mall Plaza | 03 | Level Three | 3005.61 | 99987 | Vacant - Decant Space | 859 | Infrastructure | 4.72 | Workstation | 1 | Office Space Group | 116 | Open Plan - Professional/General Staff |  | Excellent | 1,176.63 | NO
North Terrace_NT72-44-60 Rundle Mall - Rundle Mall Plaza_Level Three_3005.62 _ Workstation | NT-NT72-03-3005.62 | NT72-03-3005.62-Workstation | North Terrace | NT | NT72 | 44-60 Rundle Mall - Rundle Mall Plaza | 03 | Level Three | 3005.62 | 99987 | Vacant - Decant Space | 859 | Infrastructure | 4.63 | Workstation | 1 | Office Space Group | 116 | Open Plan - Professional/General Staff |  | Excellent | 1,154.19 | NO
North Terrace_NT72-44-60 Rundle Mall - Rundle Mall Plaza_Level Three_3005.63 _ Workstation | NT-NT72-03-3005.63 | NT72-03-3005.63-Workstation | North Terrace | NT | NT72 | 44-60 Rundle Mall - Rundle Mall Plaza | 03 | Level Three | 3005.63 | 99987 | Vacant - Decant Space | 859 | Infrastructure | 4.63 | Workstation | 1 | Office Space Group | 116 | Open Plan - Professional/General Staff |  | Excellent | 1,154.19 | NO
North Terrace_NT72-44-60 Rundle Mall - Rundle Mall Plaza_Level Three_3005A _ Office - Open Plan | NT-NT72-03-3005A | NT72-03-3005A-Office - Open Plan | North Terrace | NT | NT72 | 44-60 Rundle Mall - Rundle Mall Plaza | 03 | Level Three | 3005A | 99987 | Vacant - Decant Space | 859 | Infrastructure | 25.26 | Office - Open Plan | 1 | Office Space Group | 111 | Open Plan - Specific type not defined |  | Excellent | 6,296.96 | NO
North Terrace_NT72-44-60 Rundle Mall - Rundle Mall Plaza_Level Three_3005B _ VSR | NT-NT72-03-3005B | NT72-03-3005B-VSR | North Terrace | NT | NT72 | 44-60 Rundle Mall - Rundle Mall Plaza | 03 | Level Three | 3005B | 99939 | Unusable Spaces | 99939 | Unusable Spaces | 0.25 | VSR | 8 | Non Useable Floor Area Space Group | 840 | Non-usable - Service riser |  | Unknown | 0.00 | NO
North Terrace_NT72-44-60 Rundle Mall - Rundle Mall Plaza_Level Three_3005C _ FHR | NT-NT72-03-3005C | NT72-03-3005C-FHR | North Terrace | NT | NT72 | 44-60 Rundle Mall - Rundle Mall Plaza | 03 | Level Three | 3005C | 99939 | Unusable Spaces | 99939 | Unusable Spaces | 0.38 | FHR | 8 | Non Useable Floor Area Space Group | 840 | Non-usable - Service riser |  | Unknown | 0.00 | NO
North Terrace_NT72-44-60 Rundle Mall - Rundle Mall Plaza_Level Three_3006.01 _ Workstation | NT-NT72-03-3006.01 | NT72-03-3006.01-Workstation | North Terrace | NT | NT72 | 44-60 Rundle Mall - Rundle Mall Plaza | 03 | Level Three | 3006.01 | 99987 | Vacant - Decant Space | 859 | Infrastructure | 6.77 | Workstation | 1 | Office Space Group | 116 | Open Plan - Professional/General Staff |  | Excellent | 1,687.66 | NO
North Terrace_NT72-44-60 Rundle Mall - Rundle Mall Plaza_Level Three_3006.02 _ Workstation | NT-NT72-03-3006.02 | NT72-03-3006.02-Workstation | North Terrace | NT | NT72 | 44-60 Rundle Mall - Rundle Mall Plaza | 03 | Level Three | 3006.02 | 99987 | Vacant - Decant Space | 859 | Infrastructure | 6.63 | Workstation | 1 | Office Space Group | 116 | Open Plan - Professional/General Staff |  | Excellent | 1,652.76 | NO
North Terrace_NT72-44-60 Rundle Mall - Rundle Mall Plaza_Level Three_3006.03 _ Workstation | NT-NT72-03-3006.03 | NT72-03-3006.03-Workstation | North Terrace | NT | NT72 | 44-60 Rundle Mall - Rundle Mall Plaza | 03 | Level Three | 3006.03 | 99987 | Vacant - Decant Space | 859 | Infrastructure | 6.63 | Workstation | 1 | Office Space Group | 116 | Open Plan - Professional/General Staff |  | Excellent | 1,652.76 | NO
North Terrace_NT72-44-60 Rundle Mall - Rundle Mall Plaza_Level Three_3006.04 _ Workstation | NT-NT72-03-3006.04 | NT72-03-3006.04-Workstation | North Terrace | NT | NT72 | 44-60 Rundle Mall - Rundle Mall Plaza | 03 | Level Three | 3006.04 | 99987 | Vacant - Decant Space | 859 | Infrastructure | 7.48 | Workstation | 1 | Office Space Group | 116 | Open Plan - Professional/General Staff |  | Excellent | 1,864.66 | NO
North Terrace_NT72-44-60 Rundle Mall - Rundle Mall Plaza_Level Three_3006.05 _ Workstation | NT-NT72-03-3006.05 | NT72-03-3006.05-Workstation | North Terrace | NT | NT72 | 44-60 Rundle Mall - Rundle Mall Plaza | 03 | Level Three | 3006.05 | 99987 | Vacant - Decant Space | 859 | Infrastructure | 4.73 | Workstation | 1 | Office Space Group | 116 | Open Plan - Professional/General Staff |  | Excellent | 1,179.12 | NO
North Terrace_NT72-44-60 Rundle Mall - Rundle Mall Plaza_Level Three_3006.06 _ Workstation | NT-NT72-03-3006.06 | NT72-03-3006.06-Workstation | North Terrace | NT | NT72 | 44-60 Rundle Mall - Rundle Mall Plaza | 03 | Level Three | 3006.06 | 99987 | Vacant - Decant Space | 859 | Infrastructure | 4.63 | Workstation | 1 | Office Space Group | 116 | Open Plan - Professional/General Staff |  | Excellent | 1,154.19 | NO
North Terrace_NT72-44-60 Rundle Mall - Rundle Mall Plaza_Level Three_3006.07 _ Workstation | NT-NT72-03-3006.07 | NT72-03-3006.07-Workstation | North Terrace | NT | NT72 | 44-60 Rundle Mall - Rundle Mall Plaza | 03 | Level Three | 3006.07 | 99987 | Vacant - Decant Space | 859 | Infrastructure | 4.63 | Workstation | 1 | Office Space Group | 116 | Open Plan - Professional/General Staff |  | Excellent | 1,154.19 | NO
North Terrace_NT72-44-60 Rundle Mall - Rundle Mall Plaza_Level Three_3006.08 _ Workstation | NT-NT72-03-3006.08 | NT72-03-3006.08-Workstation | North Terrace | NT | NT72 | 44-60 Rundle Mall - Rundle Mall Plaza | 03 | Level Three | 3006.08 | 99987 | Vacant - Decant Space | 859 | Infrastructure | 5.26 | Workstation | 1 | Office Space Group | 116 | Open Plan - Professional/General Staff |  | Excellent | 1,311.24 | NO
North Terrace_NT72-44-60 Rundle Mall - Rundle Mall Plaza_Level Three_3006.09 _ Workstation | NT-NT72-03-3006.09 | NT72-03-3006.09-Workstation | North Terrace | NT | NT72 | 44-60 Rundle Mall - Rundle Mall Plaza | 03 | Level Three | 3006.09 | 99987 | Vacant - Decant Space | 859 | Infrastructure | 5.22 | Workstation | 1 | Office Space Group | 116 | Open Plan - Professional/General Staff |  | Excellent | 1,301.27 | NO
North Terrace_NT72-44-60 Rundle Mall - Rundle Mall Plaza_Level Three_3006.10 _ Workstation | NT-NT72-03-3006.10 | NT72-03-3006.10-Workstation | North Terrace | NT | NT72 | 44-60 Rundle Mall - Rundle Mall Plaza | 03 | Level Three | 3006.10 | 99987 | Vacant - Decant Space | 859 | Infrastructure | 4.63 | Workstation | 1 | Office Space Group | 116 | Open Plan - Professional/General Staff |  | Excellent | 1,154.19 | NO
North Terrace_NT72-44-60 Rundle Mall - Rundle Mall Plaza_Level Three_3006.11 _ Workstation | NT-NT72-03-3006.11 | NT72-03-3006.11-Workstation | North Terrace | NT | NT72 | 44-60 Rundle Mall - Rundle Mall Plaza | 03 | Level Three | 3006.11 | 99987 | Vacant - Decant Space | 859 | Infrastructure | 4.63 | Workstation | 1 | Office Space Group | 116 | Open Plan - Professional/General Staff |  | Excellent | 1,154.19 | NO
North Terrace_NT72-44-60 Rundle Mall - Rundle Mall Plaza_Level Three_3006.12 _ Workstation | NT-NT72-03-3006.12 | NT72-03-3006.12-Workstation | North Terrace | NT | NT72 | 44-60 Rundle Mall - Rundle Mall Plaza | 03 | Level Three | 3006.12 | 99987 | Vacant - Decant Space | 859 | Infrastructure | 4.73 | Workstation | 1 | Office Space Group | 116 | Open Plan - Professional/General Staff |  | Excellent | 1,179.12 | NO
North Terrace_NT72-44-60 Rundle Mall - Rundle Mall Plaza_Level Three_3006.13 _ Workstation | NT-NT72-03-3006.13 | NT72-03-3006.13-Workstation | North Terrace | NT | NT72 | 44-60 Rundle Mall - Rundle Mall Plaza | 03 | Level Three | 3006.13 | 99987 | Vacant - Decant Space | 859 | Infrastructure | 4.73 | Workstation | 1 | Office Space Group | 116 | Open Plan - Professional/General Staff |  | Excellent | 1,179.12 | NO
North Terrace_NT72-44-60 Rundle Mall - Rundle Mall Plaza_Level Three_3006.14 _ Workstation | NT-NT72-03-3006.14 | NT72-03-3006.14-Workstation | North Terrace | NT | NT72 | 44-60 Rundle Mall - Rundle Mall Plaza | 03 | Level Three | 3006.14 | 99987 | Vacant - Decant Space | 859 | Infrastructure | 4.64 | Workstation | 1 | Office Space Group | 116 | Open Plan - Professional/General Staff |  | Excellent | 1,156.69 | NO
North Terrace_NT72-44-60 Rundle Mall - Rundle Mall Plaza_Level Three_3006.15 _ Workstation | NT-NT72-03-3006.15 | NT72-03-3006.15-Workstation | North Terrace | NT | NT72 | 44-60 Rundle Mall - Rundle Mall Plaza | 03 | Level Three | 3006.15 | 99987 | Vacant - Decant Space | 859 | Infrastructure | 4.64 | Workstation | 1 | Office Space Group | 116 | Open Plan - Professional/General Staff |  | Excellent | 1,156.69 | NO
North Terrace_NT72-44-60 Rundle Mall - Rundle Mall Plaza_Level Three_3006.16 _ Workstation | NT-NT72-03-3006.16 | NT72-03-3006.16-Workstation | North Terrace | NT | NT72 | 44-60 Rundle Mall - Rundle Mall Plaza | 03 | Level Three | 3006.16 | 99987 | Vacant - Decant Space | 859 | Infrastructure | 5.27 | Workstation | 1 | Office Space Group | 116 | Open Plan - Professional/General Staff |  | Excellent | 1,313.74 | NO
North Terrace_NT72-44-60 Rundle Mall - Rundle Mall Plaza_Level Three_3006.17 _ Workstation | NT-NT72-03-3006.17 | NT72-03-3006.17-Workstation | North Terrace | NT | NT72 | 44-60 Rundle Mall - Rundle Mall Plaza | 03 | Level Three | 3006.17 | 99987 | Vacant - Decant Space | 859 | Infrastructure | 5.22 | Workstation | 1 | Office Space Group | 116 | Open Plan - Professional/General Staff |  | Excellent | 1,301.27 | NO
North Terrace_NT72-44-60 Rundle Mall - Rundle Mall Plaza_Level Three_3006.18 _ Workstation | NT-NT72-03-3006.18 | NT72-03-3006.18-Workstation | North Terrace | NT | NT72 | 44-60 Rundle Mall - Rundle Mall Plaza | 03 | Level Three | 3006.18 | 99987 | Vacant - Decant Space | 859 | Infrastructure | 4.63 | Workstation | 1 | Office Space Group | 116 | Open Plan - Professional/General Staff |  | Excellent | 1,154.19 | NO
North Terrace_NT72-44-60 Rundle Mall - Rundle Mall Plaza_Level Three_3006.19 _ Workstation | NT-NT72-03-3006.19 | NT72-03-3006.19-Workstation | North Terrace | NT | NT72 | 44-60 Rundle Mall - Rundle Mall Plaza | 03 | Level Three | 3006.19 | 99987 | Vacant - Decant Space | 859 | Infrastructure | 4.63 | Workstation | 1 | Office Space Group | 116 | Open Plan - Professional/General Staff |  | Excellent | 1,154.19 | NO
North Terrace_NT72-44-60 Rundle Mall - Rundle Mall Plaza_Level Three_3006.20 _ Workstation | NT-NT72-03-3006.20 | NT72-03-3006.20-Workstation | North Terrace | NT | NT72 | 44-60 Rundle Mall - Rundle Mall Plaza | 03 | Level Three | 3006.20 | 99987 | Vacant - Decant Space | 859 | Infrastructure | 4.73 | Workstation | 1 | Office Space Group | 116 | Open Plan - Professional/General Staff |  | Excellent | 1,179.12 | NO
North Terrace_NT72-44-60 Rundle Mall - Rundle Mall Plaza_Level Three_3006.21 _ Workstation | NT-NT72-03-3006.21 | NT72-03-3006.21-Workstation | North Terrace | NT | NT72 | 44-60 Rundle Mall - Rundle Mall Plaza | 03 | Level Three | 3006.21 | 99987 | Vacant - Decant Space | 859 | Infrastructure | 4.73 | Workstation | 1 | Office Space Group | 116 | Open Plan - Professional/General Staff |  | Excellent | 1,179.12 | NO
North Terrace_NT72-44-60 Rundle Mall - Rundle Mall Plaza_Level Three_3006.22 _ Workstation | NT-NT72-03-3006.22 | NT72-03-3006.22-Workstation | North Terrace | NT | NT72 | 44-60 Rundle Mall - Rundle Mall Plaza | 03 | Level Three | 3006.22 | 99987 | Vacant - Decant Space | 859 | Infrastructure | 4.64 | Workstation | 1 | Office Space Group | 116 | Open Plan - Professional/General Staff |  | Excellent | 1,156.69 | NO
North Terrace_NT72-44-60 Rundle Mall - Rundle Mall Plaza_Level Three_3006.23 _ Workstation | NT-NT72-03-3006.23 | NT72-03-3006.23-Workstation | North Terrace | NT | NT72 | 44-60 Rundle Mall - Rundle Mall Plaza | 03 | Level Three | 3006.23 | 99987 | Vacant - Decant Space | 859 | Infrastructure | 4.64 | Workstation | 1 | Office Space Group | 116 | Open Plan - Professional/General Staff |  | Excellent | 1,156.69 | NO
North Terrace_NT72-44-60 Rundle Mall - Rundle Mall Plaza_Level Three_3006.24 _ Workstation | NT-NT72-03-3006.24 | NT72-03-3006.24-Workstation | North Terrace | NT | NT72 | 44-60 Rundle Mall - Rundle Mall Plaza | 03 | Level Three | 3006.24 | 99987 | Vacant - Decant Space | 859 | Infrastructure | 5.23 | Workstation | 1 | Office Space Group | 116 | Open Plan - Professional/General Staff |  | Excellent | 1,303.76 | NO
North Terrace_NT72-44-60 Rundle Mall - Rundle Mall Plaza_Level Three_3006.25 _ Workstation | NT-NT72-03-3006.25 | NT72-03-3006.25-Workstation | North Terrace | NT | NT72 | 44-60 Rundle Mall - Rundle Mall Plaza | 03 | Level Three | 3006.25 | 99987 | Vacant - Decant Space | 859 | Infrastructure | 6.69 | Workstation | 1 | Office Space Group | 116 | Open Plan - Professional/General Staff |  | Excellent | 1,667.72 | NO
North Terrace_NT72-44-60 Rundle Mall - Rundle Mall Plaza_Level Three_3006.26 _ Workstation | NT-NT72-03-3006.26 | NT72-03-3006.26-Workstation | North Terrace | NT | NT72 | 44-60 Rundle Mall - Rundle Mall Plaza | 03 | Level Three | 3006.26 | 99987 | Vacant - Decant Space | 859 | Infrastructure | 4.64 | Workstation | 1 | Office Space Group | 116 | Open Plan - Professional/General Staff |  | Excellent | 1,156.69 | NO
North Terrace_NT72-44-60 Rundle Mall - Rundle Mall Plaza_Level Three_3006.27 _ Workstation | NT-NT72-03-3006.27 | NT72-03-3006.27-Workstation | North Terrace | NT | NT72 | 44-60 Rundle Mall - Rundle Mall Plaza | 03 | Level Three | 3006.27 | 99987 | Vacant - Decant Space | 859 | Infrastructure | 4.64 | Workstation | 1 | Office Space Group | 116 | Open Plan - Professional/General Staff |  | Excellent | 1,156.69 | NO
North Terrace_NT72-44-60 Rundle Mall - Rundle Mall Plaza_Level Three_3006.28 _ Workstation | NT-NT72-03-3006.28 | NT72-03-3006.28-Workstation | North Terrace | NT | NT72 | 44-60 Rundle Mall - Rundle Mall Plaza | 03 | Level Three | 3006.28 | 99987 | Vacant - Decant Space | 859 | Infrastructure | 4.73 | Workstation | 1 | Office Space Group | 116 | Open Plan - Professional/General Staff |  | Excellent | 1,179.12 | NO
North Terrace_NT72-44-60 Rundle Mall - Rundle Mall Plaza_Level Three_3006.29 _ Workstation | NT-NT72-03-3006.29 | NT72-03-3006.29-Workstation | North Terrace | NT | NT72 | 44-60 Rundle Mall - Rundle Mall Plaza | 03 | Level Three | 3006.29 | 99987 | Vacant - Decant Space | 859 | Infrastructure | 4.97 | Workstation | 1 | Office Space Group | 116 | Open Plan - Professional/General Staff |  | Excellent | 1,238.95 | NO
North Terrace_NT72-44-60 Rundle Mall - Rundle Mall Plaza_Level Three_3006.30 _ Workstation | NT-NT72-03-3006.30 | NT72-03-3006.30-Workstation | North Terrace | NT | NT72 | 44-60 Rundle Mall - Rundle Mall Plaza | 03 | Level Three | 3006.30 | 99987 | Vacant - Decant Space | 859 | Infrastructure | 4.63 | Workstation | 1 | Office Space Group | 116 | Open Plan - Professional/General Staff |  | Excellent | 1,154.19 | NO
North Terrace_NT72-44-60 Rundle Mall - Rundle Mall Plaza_Level Three_3006.31 _ Workstation | NT-NT72-03-3006.31 | NT72-03-3006.31-Workstation | North Terrace | NT | NT72 | 44-60 Rundle Mall - Rundle Mall Plaza | 03 | Level Three | 3006.31 | 99987 | Vacant - Decant Space | 859 | Infrastructure | 4.63 | Workstation | 1 | Office Space Group | 116 | Open Plan - Professional/General Staff |  | Excellent | 1,154.19 | NO
North Terrace_NT72-44-60 Rundle Mall - Rundle Mall Plaza_Level Three_3006.32 _ Workstation | NT-NT72-03-3006.32 | NT72-03-3006.32-Workstation | North Terrace | NT | NT72 | 44-60 Rundle Mall - Rundle Mall Plaza | 03 | Level Three | 3006.32 | 99987 | Vacant - Decant Space | 859 | Infrastructure | 5.88 | Workstation | 1 | Office Space Group | 116 | Open Plan - Professional/General Staff |  | Excellent | 1,465.80 | NO
North Terrace_NT72-44-60 Rundle Mall - Rundle Mall Plaza_Level Three_3006.33 _ Workstation | NT-NT72-03-3006.33 | NT72-03-3006.33-Workstation | North Terrace | NT | NT72 | 44-60 Rundle Mall - Rundle Mall Plaza | 03 | Level Three | 3006.33 | 99987 | Vacant - Decant Space | 859 | Infrastructure | 4.94 | Workstation | 1 | Office Space Group | 116 | Open Plan - Professional/General Staff |  | Excellent | 1,231.47 | NO
North Terrace_NT72-44-60 Rundle Mall - Rundle Mall Plaza_Level Three_3006.34 _ Workstation | NT-NT72-03-3006.34 | NT72-03-3006.34-Workstation | North Terrace | NT | NT72 | 44-60 Rundle Mall - Rundle Mall Plaza | 03 | Level Three | 3006.34 | 99987 | Vacant - Decant Space | 859 | Infrastructure | 4.63 | Workstation | 1 | Office Space Group | 116 | Open Plan - Professional/General Staff |  | Excellent | 1,154.19 | NO
North Terrace_NT72-44-60 Rundle Mall - Rundle Mall Plaza_Level Three_3006.35 _ Workstation | NT-NT72-03-3006.35 | NT72-03-3006.35-Workstation | North Terrace | NT | NT72 | 44-60 Rundle Mall - Rundle Mall Plaza | 03 | Level Three | 3006.35 | 99987 | Vacant - Decant Space | 859 | Infrastructure | 4.63 | Workstation | 1 | Office Space Group | 116 | Open Plan - Professional/General Staff |  | Excellent | 1,154.19 | NO
North Terrace_NT72-44-60 Rundle Mall - Rundle Mall Plaza_Level Three_3006.36 _ Workstation | NT-NT72-03-3006.36 | NT72-03-3006.36-Workstation | North Terrace | NT | NT72 | 44-60 Rundle Mall - Rundle Mall Plaza | 03 | Level Three | 3006.36 | 99987 | Vacant - Decant Space | 859 | Infrastructure | 4.73 | Workstation | 1 | Office Space Group | 116 | Open Plan - Professional/General Staff |  | Excellent | 1,179.12 | NO
North Terrace_NT72-44-60 Rundle Mall - Rundle Mall Plaza_Level Three_3006.37 _ Workstation | NT-NT72-03-3006.37 | NT72-03-3006.37-Workstation | North Terrace | NT | NT72 | 44-60 Rundle Mall - Rundle Mall Plaza | 03 | Level Three | 3006.37 | 99987 | Vacant - Decant Space | 859 | Infrastructure | 4.73 | Workstation | 1 | Office Space Group | 116 | Open Plan - Professional/General Staff |  | Excellent | 1,179.12 | NO
North Terrace_NT72-44-60 Rundle Mall - Rundle Mall Plaza_Level Three_3006.38 _ Workstation | NT-NT72-03-3006.38 | NT72-03-3006.38-Workstation | North Terrace | NT | NT72 | 44-60 Rundle Mall - Rundle Mall Plaza | 03 | Level Three | 3006.38 | 99987 | Vacant - Decant Space | 859 | Infrastructure | 4.63 | Workstation | 1 | Office Space Group | 116 | Open Plan - Professional/General Staff |  | Excellent | 1,154.19 | NO
North Terrace_NT72-44-60 Rundle Mall - Rundle Mall Plaza_Level Three_3006.39 _ Workstation | NT-NT72-03-3006.39 | NT72-03-3006.39-Workstation | North Terrace | NT | NT72 | 44-60 Rundle Mall - Rundle Mall Plaza | 03 | Level Three | 3006.39 | 99987 | Vacant - Decant Space | 859 | Infrastructure | 4.63 | Workstation | 1 | Office Space Group | 116 | Open Plan - Professional/General Staff |  | Excellent | 1,154.19 | NO
North Terrace_NT72-44-60 Rundle Mall - Rundle Mall Plaza_Level Three_3006.40 _ Workstation | NT-NT72-03-3006.40 | NT72-03-3006.40-Workstation | North Terrace | NT | NT72 | 44-60 Rundle Mall - Rundle Mall Plaza | 03 | Level Three | 3006.40 | 99987 | Vacant - Decant Space | 859 | Infrastructure | 6.11 | Workstation | 1 | Office Space Group | 116 | Open Plan - Professional/General Staff |  | Excellent | 1,523.14 | NO
North Terrace_NT72-44-60 Rundle Mall - Rundle Mall Plaza_Level Three_3006A _ Office - Open Plan | NT-NT72-03-3006A | NT72-03-3006A-Office - Open Plan | North Terrace | NT | NT72 | 44-60 Rundle Mall - Rundle Mall Plaza | 03 | Level Three | 3006A | 99987 | Vacant - Decant Space | 859 | Infrastructure | 22.34 | Office - Open Plan | 1 | Office Space Group | 111 | Open Plan - Specific type not defined |  | Excellent | 5,569.04 | NO
North Terrace_NT72-44-60 Rundle Mall - Rundle Mall Plaza_Level Three_3006B _ VSR | NT-NT72-03-3006B | NT72-03-3006B-VSR | North Terrace | NT | NT72 | 44-60 Rundle Mall - Rundle Mall Plaza | 03 | Level Three | 3006B | 99939 | Unusable Spaces | 99939 | Unusable Spaces | 2.5 | VSR | 8 | Non Useable Floor Area Space Group | 840 | Non-usable - Service riser |  | Unknown | 0.00 | NO
North Terrace_NT72-44-60 Rundle Mall - Rundle Mall Plaza_Level Three_3007.01 _ Workstation | NT-NT72-03-3007.01 | NT72-03-3007.01-Workstation | North Terrace | NT | NT72 | 44-60 Rundle Mall - Rundle Mall Plaza | 03 | Level Three | 3007.01 | 99987 | Vacant - Decant Space | 859 | Infrastructure | 4.73 | Workstation | 1 | Office Space Group | 116 | Open Plan - Professional/General Staff |  | Excellent | 1,179.12 | NO
North Terrace_NT72-44-60 Rundle Mall - Rundle Mall Plaza_Level Three_3007.02 _ Workstation | NT-NT72-03-3007.02 | NT72-03-3007.02-Workstation | North Terrace | NT | NT72 | 44-60 Rundle Mall - Rundle Mall Plaza | 03 | Level Three | 3007.02 | 99987 | Vacant - Decant Space | 859 | Infrastructure | 4.63 | Workstation | 1 | Office Space Group | 116 | Open Plan - Professional/General Staff |  | Excellent | 1,154.19 | NO
North Terrace_NT72-44-60 Rundle Mall - Rundle Mall Plaza_Level Three_3007.03 _ Workstation | NT-NT72-03-3007.03 | NT72-03-3007.03-Workstation | North Terrace | NT | NT72 | 44-60 Rundle Mall - Rundle Mall Plaza | 03 | Level Three | 3007.03 | 99987 | Vacant - Decant Space | 859 | Infrastructure | 4.63 | Workstation | 1 | Office Space Group | 116 | Open Plan - Professional/General Staff |  | Excellent | 1,154.19 | NO
North Terrace_NT72-44-60 Rundle Mall - Rundle Mall Plaza_Level Three_3007.04 _ Workstation | NT-NT72-03-3007.04 | NT72-03-3007.04-Workstation | North Terrace | NT | NT72 | 44-60 Rundle Mall - Rundle Mall Plaza | 03 | Level Three | 3007.04 | 99987 | Vacant - Decant Space | 859 | Infrastructure | 4.63 | Workstation | 1 | Office Space Group | 116 | Open Plan - Professional/General Staff |  | Excellent | 1,154.19 | NO
North Terrace_NT72-44-60 Rundle Mall - Rundle Mall Plaza_Level Three_3007.05 _ Workstation | NT-NT72-03-3007.05 | NT72-03-3007.05-Workstation | North Terrace | NT | NT72 | 44-60 Rundle Mall - Rundle Mall Plaza | 03 | Level Three | 3007.05 | 99987 | Vacant - Decant Space | 859 | Infrastructure | 4.63 | Workstation | 1 | Office Space Group | 116 | Open Plan - Professional/General Staff |  | Excellent | 1,154.19 | NO
North Terrace_NT72-44-60 Rundle Mall - Rundle Mall Plaza_Level Three_3007.06 _ Workstation | NT-NT72-03-3007.06 | NT72-03-3007.06-Workstation | North Terrace | NT | NT72 | 44-60 Rundle Mall - Rundle Mall Plaza | 03 | Level Three | 3007.06 | 99987 | Vacant - Decant Space | 859 | Infrastructure | 4.73 | Workstation | 1 | Office Space Group | 116 | Open Plan - Professional/General Staff |  | Excellent | 1,179.12 | NO
North Terrace_NT72-44-60 Rundle Mall - Rundle Mall Plaza_Level Three_3007.07 _ Workstation | NT-NT72-03-3007.07 | NT72-03-3007.07-Workstation | North Terrace | NT | NT72 | 44-60 Rundle Mall - Rundle Mall Plaza | 03 | Level Three | 3007.07 | 99987 | Vacant - Decant Space | 859 | Infrastructure | 4.74 | Workstation | 1 | Office Space Group | 116 | Open Plan - Professional/General Staff |  | Excellent | 1,181.61 | NO
North Terrace_NT72-44-60 Rundle Mall - Rundle Mall Plaza_Level Three_3007.08 _ Workstation | NT-NT72-03-3007.08 | NT72-03-3007.08-Workstation | North Terrace | NT | NT72 | 44-60 Rundle Mall - Rundle Mall Plaza | 03 | Level Three | 3007.08 | 99987 | Vacant - Decant Space | 859 | Infrastructure | 4.74 | Workstation | 1 | Office Space Group | 116 | Open Plan - Professional/General Staff |  | Excellent | 1,181.61 | NO
North Terrace_NT72-44-60 Rundle Mall - Rundle Mall Plaza_Level Three_3007.09 _ Workstation | NT-NT72-03-3007.09 | NT72-03-3007.09-Workstation | North Terrace | NT | NT72 | 44-60 Rundle Mall - Rundle Mall Plaza | 03 | Level Three | 3007.09 | 99987 | Vacant - Decant Space | 859 | Infrastructure | 4.65 | Workstation | 1 | Office Space Group | 116 | Open Plan - Professional/General Staff |  | Excellent | 1,159.18 | NO
North Terrace_NT72-44-60 Rundle Mall - Rundle Mall Plaza_Level Three_3007.10 _ Workstation | NT-NT72-03-3007.10 | NT72-03-3007.10-Workstation | North Terrace | NT | NT72 | 44-60 Rundle Mall - Rundle Mall Plaza | 03 | Level Three | 3007.10 | 99987 | Vacant - Decant Space | 859 | Infrastructure | 4.65 | Workstation | 1 | Office Space Group | 116 | Open Plan - Professional/General Staff |  | Excellent | 1,159.18 | NO
North Terrace_NT72-44-60 Rundle Mall - Rundle Mall Plaza_Level Three_3007.11 _ Workstation | NT-NT72-03-3007.11 | NT72-03-3007.11-Workstation | North Terrace | NT | NT72 | 44-60 Rundle Mall - Rundle Mall Plaza | 03 | Level Three | 3007.11 | 99987 | Vacant - Decant Space | 859 | Infrastructure | 4.74 | Workstation | 1 | Office Space Group | 116 | Open Plan - Professional/General Staff |  | Excellent | 1,181.61 | NO
North Terrace_NT72-44-60 Rundle Mall - Rundle Mall Plaza_Level Three_3007.12 _ Workstation | NT-NT72-03-3007.12 | NT72-03-3007.12-Workstation | North Terrace | NT | NT72 | 44-60 Rundle Mall - Rundle Mall Plaza | 03 | Level Three | 3007.12 | 99987 | Vacant - Decant Space | 859 | Infrastructure | 4.74 | Workstation | 1 | Office Space Group | 116 | Open Plan - Professional/General Staff |  | Excellent | 1,181.61 | NO
North Terrace_NT72-44-60 Rundle Mall - Rundle Mall Plaza_Level Three_3007.13 _ Workstation | NT-NT72-03-3007.13 | NT72-03-3007.13-Workstation | North Terrace | NT | NT72 | 44-60 Rundle Mall - Rundle Mall Plaza | 03 | Level Three | 3007.13 | 99987 | Vacant - Decant Space | 859 | Infrastructure | 4.65 | Workstation | 1 | Office Space Group | 116 | Open Plan - Professional/General Staff |  | Excellent | 1,159.18 | NO
North Terrace_NT72-44-60 Rundle Mall - Rundle Mall Plaza_Level Three_3007.14 _ Workstation | NT-NT72-03-3007.14 | NT72-03-3007.14-Workstation | North Terrace | NT | NT72 | 44-60 Rundle Mall - Rundle Mall Plaza | 03 | Level Three | 3007.14 | 99987 | Vacant - Decant Space | 859 | Infrastructure | 4.65 | Workstation | 1 | Office Space Group | 116 | Open Plan - Professional/General Staff |  | Excellent | 1,159.18 | NO
North Terrace_NT72-44-60 Rundle Mall - Rundle Mall Plaza_Level Three_3007.15 _ Workstation | NT-NT72-03-3007.15 | NT72-03-3007.15-Workstation | North Terrace | NT | NT72 | 44-60 Rundle Mall - Rundle Mall Plaza | 03 | Level Three | 3007.15 | 99987 | Vacant - Decant Space | 859 | Infrastructure | 4.65 | Workstation | 1 | Office Space Group | 116 | Open Plan - Professional/General Staff |  | Excellent | 1,159.18 | NO
North Terrace_NT72-44-60 Rundle Mall - Rundle Mall Plaza_Level Three_3007.16 _ Workstation | NT-NT72-03-3007.16 | NT72-03-3007.16-Workstation | North Terrace | NT | NT72 | 44-60 Rundle Mall - Rundle Mall Plaza | 03 | Level Three | 3007.16 | 99987 | Vacant - Decant Space | 859 | Infrastructure | 4.65 | Workstation | 1 | Office Space Group | 116 | Open Plan - Professional/General Staff |  | Excellent | 1,159.18 | NO
North Terrace_NT72-44-60 Rundle Mall - Rundle Mall Plaza_Level Three_3007.17 _ Workstation | NT-NT72-03-3007.17 | NT72-03-3007.17-Workstation | North Terrace | NT | NT72 | 44-60 Rundle Mall - Rundle Mall Plaza | 03 | Level Three | 3007.17 | 99987 | Vacant - Decant Space | 859 | Infrastructure | 4.74 | Workstation | 1 | Office Space Group | 116 | Open Plan - Professional/General Staff |  | Excellent | 1,181.61 | NO
North Terrace_NT72-44-60 Rundle Mall - Rundle Mall Plaza_Level Three_3007.18 _ Workstation | NT-NT72-03-3007.18 | NT72-03-3007.18-Workstation | North Terrace | NT | NT72 | 44-60 Rundle Mall - Rundle Mall Plaza | 03 | Level Three | 3007.18 | 99987 | Vacant - Decant Space | 859 | Infrastructure | 4.73 | Workstation | 1 | Office Space Group | 116 | Open Plan - Professional/General Staff |  | Excellent | 1,179.12 | NO
North Terrace_NT72-44-60 Rundle Mall - Rundle Mall Plaza_Level Three_3007.19 _ Workstation | NT-NT72-03-3007.19 | NT72-03-3007.19-Workstation | North Terrace | NT | NT72 | 44-60 Rundle Mall - Rundle Mall Plaza | 03 | Level Three | 3007.19 | 99987 | Vacant - Decant Space | 859 | Infrastructure | 4.63 | Workstation | 1 | Office Space Group | 116 | Open Plan - Professional/General Staff |  | Excellent | 1,154.19 | NO
North Terrace_NT72-44-60 Rundle Mall - Rundle Mall Plaza_Level Three_3007.20 _ Workstation | NT-NT72-03-3007.20 | NT72-03-3007.20-Workstation | North Terrace | NT | NT72 | 44-60 Rundle Mall - Rundle Mall Plaza | 03 | Level Three | 3007.20 | 99987 | Vacant - Decant Space | 859 | Infrastructure | 4.63 | Workstation | 1 | Office Space Group | 116 | Open Plan - Professional/General Staff |  | Excellent | 1,154.19 | NO
North Terrace_NT72-44-60 Rundle Mall - Rundle Mall Plaza_Level Three_3007.21 _ Workstation | NT-NT72-03-3007.21 | NT72-03-3007.21-Workstation | North Terrace | NT | NT72 | 44-60 Rundle Mall - Rundle Mall Plaza | 03 | Level Three | 3007.21 | 99987 | Vacant - Decant Space | 859 | Infrastructure | 4.63 | Workstation | 1 | Office Space Group | 116 | Open Plan - Professional/General Staff |  | Excellent | 1,154.19 | NO
North Terrace_NT72-44-60 Rundle Mall - Rundle Mall Plaza_Level Three_3007.22 _ Workstation | NT-NT72-03-3007.22 | NT72-03-3007.22-Workstation | North Terrace | NT | NT72 | 44-60 Rundle Mall - Rundle Mall Plaza | 03 | Level Three | 3007.22 | 99987 | Vacant - Decant Space | 859 | Infrastructure | 4.63 | Workstation | 1 | Office Space Group | 116 | Open Plan - Professional/General Staff |  | Excellent | 1,154.19 | NO
North Terrace_NT72-44-60 Rundle Mall - Rundle Mall Plaza_Level Three_3007.23 _ Workstation | NT-NT72-03-3007.23 | NT72-03-3007.23-Workstation | North Terrace | NT | NT72 | 44-60 Rundle Mall - Rundle Mall Plaza | 03 | Level Three | 3007.23 | 99987 | Vacant - Decant Space | 859 | Infrastructure | 4.73 | Workstation | 1 | Office Space Group | 116 | Open Plan - Professional/General Staff |  | Excellent | 1,179.12 | NO
North Terrace_NT72-44-60 Rundle Mall - Rundle Mall Plaza_Level Three_3007A _ Meeting - Open Plan | NT-NT72-03-3007A | NT72-03-3007A-Meeting - Open Plan | North Terrace | NT | NT72 | 44-60 Rundle Mall - Rundle Mall Plaza | 03 | Level Three | 3007A | 99987 | Vacant - Decant Space | 859 | Infrastructure | 4.14 | Meeting - Open Plan | 1 | Office Space Group | 119 | Informal Work Space |  | Excellent | 1,032.04 | NO
North Terrace_NT72-44-60 Rundle Mall - Rundle Mall Plaza_Level Three_3008 _ Office - Open Plan | NT-NT72-03-3008 | NT72-03-3008-Office - Open Plan | North Terrace | NT | NT72 | 44-60 Rundle Mall - Rundle Mall Plaza | 03 | Level Three | 3008 | 99987 | Vacant - Decant Space | 859 | Infrastructure | 34.79 | Office - Open Plan | 1 | Office Space Group | 111 | Open Plan - Specific type not defined |  | Excellent | 8,672.65 | NO
North Terrace_NT72-44-60 Rundle Mall - Rundle Mall Plaza_Level Three_3008.01 _ Workstation | NT-NT72-03-3008.01 | NT72-03-3008.01-Workstation | North Terrace | NT | NT72 | 44-60 Rundle Mall - Rundle Mall Plaza | 03 | Level Three | 3008.01 | 99987 | Vacant - Decant Space | 859 | Infrastructure | 4.73 | Workstation | 1 | Office Space Group | 116 | Open Plan - Professional/General Staff |  | Excellent | 1,179.12 | NO
North Terrace_NT72-44-60 Rundle Mall - Rundle Mall Plaza_Level Three_3008.02 _ Workstation | NT-NT72-03-3008.02 | NT72-03-3008.02-Workstation | North Terrace | NT | NT72 | 44-60 Rundle Mall - Rundle Mall Plaza | 03 | Level Three | 3008.02 | 99987 | Vacant - Decant Space | 859 | Infrastructure | 4.63 | Workstation | 1 | Office Space Group | 116 | Open Plan - Professional/General Staff |  | Excellent | 1,154.19 | NO
North Terrace_NT72-44-60 Rundle Mall - Rundle Mall Plaza_Level Three_3008.03 _ Workstation | NT-NT72-03-3008.03 | NT72-03-3008.03-Workstation | North Terrace | NT | NT72 | 44-60 Rundle Mall - Rundle Mall Plaza | 03 | Level Three | 3008.03 | 99987 | Vacant - Decant Space | 859 | Infrastructure | 5.24 | Workstation | 1 | Office Space Group | 116 | Open Plan - Professional/General Staff |  | Excellent | 1,306.26 | NO
North Terrace_NT72-44-60 Rundle Mall - Rundle Mall Plaza_Level Three_3008.04 _ Workstation | NT-NT72-03-3008.04 | NT72-03-3008.04-Workstation | North Terrace | NT | NT72 | 44-60 Rundle Mall - Rundle Mall Plaza | 03 | Level Three | 3008.04 | 99987 | Vacant - Decant Space | 859 | Infrastructure | 5.15 | Workstation | 1 | Office Space Group | 116 | Open Plan - Professional/General Staff |  | Excellent | 1,283.82 | NO
North Terrace_NT72-44-60 Rundle Mall - Rundle Mall Plaza_Level Three_3008.05 _ Workstation | NT-NT72-03-3008.05 | NT72-03-3008.05-Workstation | North Terrace | NT | NT72 | 44-60 Rundle Mall - Rundle Mall Plaza | 03 | Level Three | 3008.05 | 99987 | Vacant - Decant Space | 859 | Infrastructure | 4.56 | Workstation | 1 | Office Space Group | 116 | Open Plan - Professional/General Staff |  | Excellent | 1,136.74 | NO
North Terrace_NT72-44-60 Rundle Mall - Rundle Mall Plaza_Level Three_3008.06 _ Workstation | NT-NT72-03-3008.06 | NT72-03-3008.06-Workstation | North Terrace | NT | NT72 | 44-60 Rundle Mall - Rundle Mall Plaza | 03 | Level Three | 3008.06 | 99987 | Vacant - Decant Space | 859 | Infrastructure | 4.56 | Workstation | 1 | Office Space Group | 116 | Open Plan - Professional/General Staff |  | Excellent | 1,136.74 | NO
North Terrace_NT72-44-60 Rundle Mall - Rundle Mall Plaza_Level Three_3008.07 _ Workstation | NT-NT72-03-3008.07 | NT72-03-3008.07-Workstation | North Terrace | NT | NT72 | 44-60 Rundle Mall - Rundle Mall Plaza | 03 | Level Three | 3008.07 | 99987 | Vacant - Decant Space | 859 | Infrastructure | 4.65 | Workstation | 1 | Office Space Group | 116 | Open Plan - Professional/General Staff |  | Excellent | 1,159.18 | NO
North Terrace_NT72-44-60 Rundle Mall - Rundle Mall Plaza_Level Three_3008.08 _ Workstation | NT-NT72-03-3008.08 | NT72-03-3008.08-Workstation | North Terrace | NT | NT72 | 44-60 Rundle Mall - Rundle Mall Plaza | 03 | Level Three | 3008.08 | 99987 | Vacant - Decant Space | 859 | Infrastructure | 4.65 | Workstation | 1 | Office Space Group | 116 | Open Plan - Professional/General Staff |  | Excellent | 1,159.18 | NO
North Terrace_NT72-44-60 Rundle Mall - Rundle Mall Plaza_Level Three_3008.09 _ Workstation | NT-NT72-03-3008.09 | NT72-03-3008.09-Workstation | North Terrace | NT | NT72 | 44-60 Rundle Mall - Rundle Mall Plaza | 03 | Level Three | 3008.09 | 99987 | Vacant - Decant Space | 859 | Infrastructure | 4.56 | Workstation | 1 | Office Space Group | 116 | Open Plan - Professional/General Staff |  | Excellent | 1,136.74 | NO
North Terrace_NT72-44-60 Rundle Mall - Rundle Mall Plaza_Level Three_3008.10 _ Workstation | NT-NT72-03-3008.10 | NT72-03-3008.10-Workstation | North Terrace | NT | NT72 | 44-60 Rundle Mall - Rundle Mall Plaza | 03 | Level Three | 3008.10 | 99987 | Vacant - Decant Space | 859 | Infrastructure | 4.56 | Workstation | 1 | Office Space Group | 116 | Open Plan - Professional/General Staff |  | Excellent | 1,136.74 | NO
North Terrace_NT72-44-60 Rundle Mall - Rundle Mall Plaza_Level Three_3008.11 _ Workstation | NT-NT72-03-3008.11 | NT72-03-3008.11-Workstation | North Terrace | NT | NT72 | 44-60 Rundle Mall - Rundle Mall Plaza | 03 | Level Three | 3008.11 | 99987 | Vacant - Decant Space | 859 | Infrastructure | 5.24 | Workstation | 1 | Office Space Group | 116 | Open Plan - Professional/General Staff |  | Excellent | 1,306.26 | NO
North Terrace_NT72-44-60 Rundle Mall - Rundle Mall Plaza_Level Three_3008.12 _ Workstation | NT-NT72-03-3008.12 | NT72-03-3008.12-Workstation | North Terrace | NT | NT72 | 44-60 Rundle Mall - Rundle Mall Plaza | 03 | Level Three | 3008.12 | 99987 | Vacant - Decant Space | 859 | Infrastructure | 4.63 | Workstation | 1 | Office Space Group | 116 | Open Plan - Professional/General Staff |  | Excellent | 1,154.19 | NO
North Terrace_NT72-44-60 Rundle Mall - Rundle Mall Plaza_Level Three_3008.13 _ Workstation | NT-NT72-03-3008.13 | NT72-03-3008.13-Workstation | North Terrace | NT | NT72 | 44-60 Rundle Mall - Rundle Mall Plaza | 03 | Level Three | 3008.13 | 99987 | Vacant - Decant Space | 859 | Infrastructure | 4.54 | Workstation | 1 | Office Space Group | 116 | Open Plan - Professional/General Staff |  | Excellent | 1,131.76 | NO
North Terrace_NT72-44-60 Rundle Mall - Rundle Mall Plaza_Level Three_3008.14 _ Workstation | NT-NT72-03-3008.14 | NT72-03-3008.14-Workstation | North Terrace | NT | NT72 | 44-60 Rundle Mall - Rundle Mall Plaza | 03 | Level Three | 3008.14 | 99987 | Vacant - Decant Space | 859 | Infrastructure | 4.54 | Workstation | 1 | Office Space Group | 116 | Open Plan - Professional/General Staff |  | Excellent | 1,131.76 | NO
North Terrace_NT72-44-60 Rundle Mall - Rundle Mall Plaza_Level Three_3008.15 _ Workstation | NT-NT72-03-3008.15 | NT72-03-3008.15-Workstation | North Terrace | NT | NT72 | 44-60 Rundle Mall - Rundle Mall Plaza | 03 | Level Three | 3008.15 | 99987 | Vacant - Decant Space | 859 | Infrastructure | 4.63 | Workstation | 1 | Office Space Group | 116 | Open Plan - Professional/General Staff |  | Excellent | 1,154.19 | NO
North Terrace_NT72-44-60 Rundle Mall - Rundle Mall Plaza_Level Three_3008.16 _ Workstation | NT-NT72-03-3008.16 | NT72-03-3008.16-Workstation | North Terrace | NT | NT72 | 44-60 Rundle Mall - Rundle Mall Plaza | 03 | Level Three | 3008.16 | 99987 | Vacant - Decant Space | 859 | Infrastructure | 5.68 | Workstation | 1 | Office Space Group | 116 | Open Plan - Professional/General Staff |  | Excellent | 1,415.94 | NO
North Terrace_NT72-44-60 Rundle Mall - Rundle Mall Plaza_Level Three_3008.17 _ Workstation | NT-NT72-03-3008.17 | NT72-03-3008.17-Workstation | North Terrace | NT | NT72 | 44-60 Rundle Mall - Rundle Mall Plaza | 03 | Level Three | 3008.17 | 99987 | Vacant - Decant Space | 859 | Infrastructure | 5.56 | Workstation | 1 | Office Space Group | 116 | Open Plan - Professional/General Staff |  | Excellent | 1,386.03 | NO
North Terrace_NT72-44-60 Rundle Mall - Rundle Mall Plaza_Level Three_3008.18 _ Workstation | NT-NT72-03-3008.18 | NT72-03-3008.18-Workstation | North Terrace | NT | NT72 | 44-60 Rundle Mall - Rundle Mall Plaza | 03 | Level Three | 3008.18 | 99987 | Vacant - Decant Space | 859 | Infrastructure | 5.56 | Workstation | 1 | Office Space Group | 116 | Open Plan - Professional/General Staff |  | Excellent | 1,386.03 | NO
North Terrace_NT72-44-60 Rundle Mall - Rundle Mall Plaza_Level Three_3008.19 _ Workstation | NT-NT72-03-3008.19 | NT72-03-3008.19-Workstation | North Terrace | NT | NT72 | 44-60 Rundle Mall - Rundle Mall Plaza | 03 | Level Three | 3008.19 | 99987 | Vacant - Decant Space | 859 | Infrastructure | 5.68 | Workstation | 1 | Office Space Group | 116 | Open Plan - Professional/General Staff |  | Excellent | 1,415.94 | NO
North Terrace_NT72-44-60 Rundle Mall - Rundle Mall Plaza_Level Three_3008.20 _ Workstation | NT-NT72-03-3008.20 | NT72-03-3008.20-Workstation | North Terrace | NT | NT72 | 44-60 Rundle Mall - Rundle Mall Plaza | 03 | Level Three | 3008.20 | 99987 | Vacant - Decant Space | 859 | Infrastructure | 5.48 | Workstation | 1 | Office Space Group | 116 | Open Plan - Professional/General Staff |  | Excellent | 1,366.09 | NO
North Terrace_NT72-44-60 Rundle Mall - Rundle Mall Plaza_Level Three_300A _ Foyer 01 | NT-NT72-03-300A | NT72-03-300A-Foyer 01 | North Terrace | NT | NT72 | 44-60 Rundle Mall - Rundle Mall Plaza | 03 | Level Three | 300A | 99939 | Unusable Spaces | 99939 | Unusable Spaces | 38.64 | Foyer 01 | 8 | Non Useable Floor Area Space Group | 805 | Non-usable - Circulation space |  | Excellent | 0.00 | NO
North Terrace_NT72-44-60 Rundle Mall - Rundle Mall Plaza_Level Three_300B _ Foyer 02 | NT-NT72-03-300B | NT72-03-300B-Foyer 02 | North Terrace | NT | NT72 | 44-60 Rundle Mall - Rundle Mall Plaza | 03 | Level Three | 300B | 99939 | Unusable Spaces | 99939 | Unusable Spaces | 25.32 | Foyer 02 | 8 | Non Useable Floor Area Space Group | 805 | Non-usable - Circulation space |  | Excellent | 0.00 | NO
North Terrace_NT72-44-60 Rundle Mall - Rundle Mall Plaza_Level Three_300C _ Foyer 03 | NT-NT72-03-300C | NT72-03-300C-Foyer 03 | North Terrace | NT | NT72 | 44-60 Rundle Mall - Rundle Mall Plaza | 03 | Level Three | 300C | 99939 | Unusable Spaces | 99939 | Unusable Spaces | 25.45 | Foyer 03 | 8 | Non Useable Floor Area Space Group | 805 | Non-usable - Circulation space |  | Excellent | 0.00 | NO
North Terrace_NT72-44-60 Rundle Mall - Rundle Mall Plaza_Level Three_300D _ Corr. | NT-NT72-03-300D | NT72-03-300D-Corr. | North Terrace | NT | NT72 | 44-60 Rundle Mall - Rundle Mall Plaza | 03 | Level Three | 300D | 99939 | Unusable Spaces | 99939 | Unusable Spaces | 52.98 | Corr. | 8 | Non Useable Floor Area Space Group | 805 | Non-usable - Circulation space |  | Excellent | 0.00 | NO
North Terrace_NT72-44-60 Rundle Mall - Rundle Mall Plaza_Level Three_300E _ Corr. | NT-NT72-03-300E | NT72-03-300E-Corr. | North Terrace | NT | NT72 | 44-60 Rundle Mall - Rundle Mall Plaza | 03 | Level Three | 300E | 99939 | Unusable Spaces | 99939 | Unusable Spaces | 22.16 | Corr. | 8 | Non Useable Floor Area Space Group | 805 | Non-usable - Circulation space |  | Excellent | 0.00 | NO
North Terrace_NT72-44-60 Rundle Mall - Rundle Mall Plaza_Level Three_300F _ Corr. | NT-NT72-03-300F | NT72-03-300F-Corr. | North Terrace | NT | NT72 | 44-60 Rundle Mall - Rundle Mall Plaza | 03 | Level Three | 300F | 99939 | Unusable Spaces | 99939 | Unusable Spaces | 149.95 | Corr. | 8 | Non Useable Floor Area Space Group | 805 | Non-usable - Circulation space |  | Excellent | 0.00 | NO
North Terrace_NT72-44-60 Rundle Mall - Rundle Mall Plaza_Level Three_300FA _ FHR | NT-NT72-03-300FA | NT72-03-300FA-FHR | North Terrace | NT | NT72 | 44-60 Rundle Mall - Rundle Mall Plaza | 03 | Level Three | 300FA | 99939 | Unusable Spaces | 99939 | Unusable Spaces | 0.38 | FHR | 8 | Non Useable Floor Area Space Group | 840 | Non-usable - Service riser |  | Unknown | 0.00 | NO
North Terrace_NT72-44-60 Rundle Mall - Rundle Mall Plaza_Level Three_300G _ Corr. | NT-NT72-03-300G | NT72-03-300G-Corr. | North Terrace | NT | NT72 | 44-60 Rundle Mall - Rundle Mall Plaza | 03 | Level Three | 300G | 99939 | Unusable Spaces | 99939 | Unusable Spaces | 79.67 | Corr. | 8 | Non Useable Floor Area Space Group | 805 | Non-usable - Circulation space |  | Excellent | 0.00 | NO
North Terrace_NT72-44-60 Rundle Mall - Rundle Mall Plaza_Level Three_300H _ Corr. | NT-NT72-03-300H | NT72-03-300H-Corr. | North Terrace | NT | NT72 | 44-60 Rundle Mall - Rundle Mall Plaza | 03 | Level Three | 300H | 99939 | Unusable Spaces | 99939 | Unusable Spaces | 20.55 | Corr. | 8 | Non Useable Floor Area Space Group | 805 | Non-usable - Circulation space |  | Excellent | 0.00 | NO
North Terrace_NT72-44-60 Rundle Mall - Rundle Mall Plaza_Level Three_300J _ Corr. | NT-NT72-03-300J | NT72-03-300J-Corr. | North Terrace | NT | NT72 | 44-60 Rundle Mall - Rundle Mall Plaza | 03 | Level Three | 300J | 99939 | Unusable Spaces | 99939 | Unusable Spaces | 93.14 | Corr. | 8 | Non Useable Floor Area Space Group | 805 | Non-usable - Circulation space |  | Excellent | 0.00 | NO
North Terrace_NT72-44-60 Rundle Mall - Rundle Mall Plaza_Level Three_300K _ Corr. | NT-NT72-03-300K | NT72-03-300K-Corr. | North Terrace | NT | NT72 | 44-60 Rundle Mall - Rundle Mall Plaza | 03 | Level Three | 300K | 99939 | Unusable Spaces | 99939 | Unusable Spaces | 144.84 | Corr. | 8 | Non Useable Floor Area Space Group | 805 | Non-usable - Circulation space |  | Excellent | 0.00 | NO
North Terrace_NT72-44-60 Rundle Mall - Rundle Mall Plaza_Level Three_300KA _ FHR | NT-NT72-03-300KA | NT72-03-300KA-FHR | North Terrace | NT | NT72 | 44-60 Rundle Mall - Rundle Mall Plaza | 03 | Level Three | 300KA | 99939 | Unusable Spaces | 99939 | Unusable Spaces | 0.38 | FHR | 8 | Non Useable Floor Area Space Group | 840 | Non-usable - Service riser |  | Unknown | 0.00 | NO
North Terrace_NT72-44-60 Rundle Mall - Rundle Mall Plaza_Level Three_301 _ Meeting | NT-NT72-03-301 | NT72-03-301-Meeting | North Terrace | NT | NT72 | 44-60 Rundle Mall - Rundle Mall Plaza | 03 | Level Three | 301 | 99987 | Vacant - Decant Space | 859 | Infrastructure | 8.63 | Meeting | 6 | General Facility Space Group | 601 | General Facility - Committee/Conference/Meeting room |  | Excellent | 2,409.50 | NO
North Terrace_NT72-44-60 Rundle Mall - Rundle Mall Plaza_Level Three_301A _ Lift | NT-NT72-03-301A | NT72-03-301A-Lift | North Terrace | NT | NT72 | 44-60 Rundle Mall - Rundle Mall Plaza | 03 | Level Three | 301A | 99939 | Unusable Spaces | 99939 | Unusable Spaces | 3.85 | Lift | 8 | Non Useable Floor Area Space Group | 838 | Non-usable - Lift |  | Excellent | 0.00 | NO
North Terrace_NT72-44-60 Rundle Mall - Rundle Mall Plaza_Level Three_301B _ Lift | NT-NT72-03-301B | NT72-03-301B-Lift | North Terrace | NT | NT72 | 44-60 Rundle Mall - Rundle Mall Plaza | 03 | Level Three | 301B | 99939 | Unusable Spaces | 99939 | Unusable Spaces | 3.85 | Lift | 8 | Non Useable Floor Area Space Group | 838 | Non-usable - Lift |  | Excellent | 0.00 | NO
North Terrace_NT72-44-60 Rundle Mall - Rundle Mall Plaza_Level Three_302 _ Cleaners | NT-NT72-03-302 | NT72-03-302-Cleaners | North Terrace | NT | NT72 | 44-60 Rundle Mall - Rundle Mall Plaza | 03 | Level Three | 302 | 99939 | Unusable Spaces | 99939 | Unusable Spaces | 7.09 | Cleaners | 8 | Non Useable Floor Area Space Group | 806 | Non-usable - Cleaners room |  | Excellent | 0.00 | NO
North Terrace_NT72-44-60 Rundle Mall - Rundle Mall Plaza_Level Three_302A _ Lift | NT-NT72-03-302A | NT72-03-302A-Lift | North Terrace | NT | NT72 | 44-60 Rundle Mall - Rundle Mall Plaza | 03 | Level Three | 302A | 99939 | Unusable Spaces | 99939 | Unusable Spaces | 3.85 | Lift | 8 | Non Useable Floor Area Space Group | 838 | Non-usable - Lift |  | Excellent | 0.00 | NO
North Terrace_NT72-44-60 Rundle Mall - Rundle Mall Plaza_Level Three_302B _ Lift | NT-NT72-03-302B | NT72-03-302B-Lift | North Terrace | NT | NT72 | 44-60 Rundle Mall - Rundle Mall Plaza | 03 | Level Three | 302B | 99939 | Unusable Spaces | 99939 | Unusable Spaces | 3.85 | Lift | 8 | Non Useable Floor Area Space Group | 838 | Non-usable - Lift |  | Excellent | 0.00 | NO
North Terrace_NT72-44-60 Rundle Mall - Rundle Mall Plaza_Level Three_302C _ Lift | NT-NT72-03-302C | NT72-03-302C-Lift | North Terrace | NT | NT72 | 44-60 Rundle Mall - Rundle Mall Plaza | 03 | Level Three | 302C | 99939 | Unusable Spaces | 99939 | Unusable Spaces | 5.47 | Lift | 8 | Non Useable Floor Area Space Group | 838 | Non-usable - Lift |  | Excellent | 0.00 | NO
North Terrace_NT72-44-60 Rundle Mall - Rundle Mall Plaza_Level Three_302E _ Lift | NT-NT72-03-302E | NT72-03-302E-Lift | North Terrace | NT | NT72 | 44-60 Rundle Mall - Rundle Mall Plaza | 03 | Level Three | 302E | 99939 | Unusable Spaces | 99939 | Unusable Spaces | 3.85 | Lift | 8 | Non Useable Floor Area Space Group | 838 | Non-usable - Lift |  | Excellent | 0.00 | NO
North Terrace_NT72-44-60 Rundle Mall - Rundle Mall Plaza_Level Three_302F _ Lift - Goods | NT-NT72-03-302F | NT72-03-302F-Lift - Goods | North Terrace | NT | NT72 | 44-60 Rundle Mall - Rundle Mall Plaza | 03 | Level Three | 302F | 99939 | Unusable Spaces | 99939 | Unusable Spaces | 16.39 | Lift - Goods | 8 | Non Useable Floor Area Space Group | 838 | Non-usable - Lift |  | Excellent | 0.00 | NO
North Terrace_NT72-44-60 Rundle Mall - Rundle Mall Plaza_Level Three_302G _ Lift | NT-NT72-03-302G | NT72-03-302G-Lift | North Terrace | NT | NT72 | 44-60 Rundle Mall - Rundle Mall Plaza | 03 | Level Three | 302G | 99939 | Unusable Spaces | 99939 | Unusable Spaces | 3.85 | Lift | 8 | Non Useable Floor Area Space Group | 838 | Non-usable - Lift |  | Excellent | 0.00 | NO
North Terrace_NT72-44-60 Rundle Mall - Rundle Mall Plaza_Level Three_302H _ Lift | NT-NT72-03-302H | NT72-03-302H-Lift | North Terrace | NT | NT72 | 44-60 Rundle Mall - Rundle Mall Plaza | 03 | Level Three | 302H | 99939 | Unusable Spaces | 99939 | Unusable Spaces | 3.85 | Lift | 8 | Non Useable Floor Area Space Group | 838 | Non-usable - Lift |  | Excellent | 0.00 | NO
North Terrace_NT72-44-60 Rundle Mall - Rundle Mall Plaza_Level Three_303 _ WC - M | NT-NT72-03-303 | NT72-03-303-WC - M | North Terrace | NT | NT72 | 44-60 Rundle Mall - Rundle Mall Plaza | 03 | Level Three | 303 | 99939 | Unusable Spaces | 99939 | Unusable Spaces | 29.59 | WC - M | 8 | Non Useable Floor Area Space Group | 821 | Non-usable - Toilets/Amenities - Male |  | Excellent | 0.00 | NO
North Terrace_NT72-44-60 Rundle Mall - Rundle Mall Plaza_Level Three_303A _ A/L - M | NT-NT72-03-303A | NT72-03-303A-A/L - M | North Terrace | NT | NT72 | 44-60 Rundle Mall - Rundle Mall Plaza | 03 | Level Three | 303A | 99939 | Unusable Spaces | 99939 | Unusable Spaces | 1.41 | A/L - M | 8 | Non Useable Floor Area Space Group | 821 | Non-usable - Toilets/Amenities - Male |  | Excellent | 0.00 | NO
North Terrace_NT72-44-60 Rundle Mall - Rundle Mall Plaza_Level Three_303B _ Shower - M | NT-NT72-03-303B | NT72-03-303B-Shower - M | North Terrace | NT | NT72 | 44-60 Rundle Mall - Rundle Mall Plaza | 03 | Level Three | 303B | 99939 | Unusable Spaces | 99939 | Unusable Spaces | 2.66 | Shower - M | 8 | Non Useable Floor Area Space Group | 821 | Non-usable - Toilets/Amenities - Male |  | Excellent | 0.00 | NO
North Terrace_NT72-44-60 Rundle Mall - Rundle Mall Plaza_Level Three_303C _ VSR | NT-NT72-03-303C | NT72-03-303C-VSR | North Terrace | NT | NT72 | 44-60 Rundle Mall - Rundle Mall Plaza | 03 | Level Three | 303C | 99939 | Unusable Spaces | 99939 | Unusable Spaces | 3.06 | VSR | 8 | Non Useable Floor Area Space Group | 840 | Non-usable - Service riser |  | Unknown | 0.00 | NO
North Terrace_NT72-44-60 Rundle Mall - Rundle Mall Plaza_Level Three_303D _ VSR | NT-NT72-03-303D | NT72-03-303D-VSR | North Terrace | NT | NT72 | 44-60 Rundle Mall - Rundle Mall Plaza | 03 | Level Three | 303D | 99939 | Unusable Spaces | 99939 | Unusable Spaces | 6.55 | VSR | 8 | Non Useable Floor Area Space Group | 840 | Non-usable - Service riser |  | Unknown | 0.00 | NO
North Terrace_NT72-44-60 Rundle Mall - Rundle Mall Plaza_Level Three_303E _ VSR | NT-NT72-03-303E | NT72-03-303E-VSR | North Terrace | NT | NT72 | 44-60 Rundle Mall - Rundle Mall Plaza | 03 | Level Three | 303E | 99939 | Unusable Spaces | 99939 | Unusable Spaces | 7.07 | VSR | 8 | Non Useable Floor Area Space Group | 840 | Non-usable - Service riser |  | Unknown | 0.00 | NO
North Terrace_NT72-44-60 Rundle Mall - Rundle Mall Plaza_Level Three_304 _ WC - F | NT-NT72-03-304 | NT72-03-304-WC - F | North Terrace | NT | NT72 | 44-60 Rundle Mall - Rundle Mall Plaza | 03 | Level Three | 304 | 99939 | Unusable Spaces | 99939 | Unusable Spaces | 29.59 | WC - F | 8 | Non Useable Floor Area Space Group | 820 | Non-usable - Toilets/Amenities - Female |  | Unknown | 0.00 | NO
North Terrace_NT72-44-60 Rundle Mall - Rundle Mall Plaza_Level Three_304A _ A/L - F | NT-NT72-03-304A | NT72-03-304A-A/L - F | North Terrace | NT | NT72 | 44-60 Rundle Mall - Rundle Mall Plaza | 03 | Level Three | 304A | 99939 | Unusable Spaces | 99939 | Unusable Spaces | 3.01 | A/L - F | 8 | Non Useable Floor Area Space Group | 820 | Non-usable - Toilets/Amenities - Female |  | Excellent | 0.00 | NO
North Terrace_NT72-44-60 Rundle Mall - Rundle Mall Plaza_Level Three_304B _ Shower - F | NT-NT72-03-304B | NT72-03-304B-Shower - F | North Terrace | NT | NT72 | 44-60 Rundle Mall - Rundle Mall Plaza | 03 | Level Three | 304B | 99939 | Unusable Spaces | 99939 | Unusable Spaces | 2.66 | Shower - F | 8 | Non Useable Floor Area Space Group | 820 | Non-usable - Toilets/Amenities - Female |  | Excellent | 0.00 | NO
North Terrace_NT72-44-60 Rundle Mall - Rundle Mall Plaza_Level Three_304C _ VSR | NT-NT72-03-304C | NT72-03-304C-VSR | North Terrace | NT | NT72 | 44-60 Rundle Mall - Rundle Mall Plaza | 03 | Level Three | 304C | 99939 | Unusable Spaces | 99939 | Unusable Spaces | 2.61 | VSR | 8 | Non Useable Floor Area Space Group | 840 | Non-usable - Service riser |  | Unknown | 0.00 | NO
North Terrace_NT72-44-60 Rundle Mall - Rundle Mall Plaza_Level Three_305 _ WC - Access | NT-NT72-03-305 | NT72-03-305-WC - Access | North Terrace | NT | NT72 | 44-60 Rundle Mall - Rundle Mall Plaza | 03 | Level Three | 305 | 99939 | Unusable Spaces | 99939 | Unusable Spaces | 5.7 | WC - Access | 8 | Non Useable Floor Area Space Group | 818 | Non-usable - Toilets/Amenities - Unisex Accessible |  | Excellent | 0.00 | NO
North Terrace_NT72-44-60 Rundle Mall - Rundle Mall Plaza_Level Three_306A _ DB - Elec | NT-NT72-03-306A | NT72-03-306A-DB - Elec | North Terrace | NT | NT72 | 44-60 Rundle Mall - Rundle Mall Plaza | 03 | Level Three | 306A | 99939 | Unusable Spaces | 99939 | Unusable Spaces | 0.92 | DB - Elec | 8 | Non Useable Floor Area Space Group | 840 | Non-usable - Service riser |  | Unknown | 0.00 | NO
North Terrace_NT72-44-60 Rundle Mall - Rundle Mall Plaza_Level Three_306B _ VSR - Comms | NT-NT72-03-306B | NT72-03-306B-VSR - Comms | North Terrace | NT | NT72 | 44-60 Rundle Mall - Rundle Mall Plaza | 03 | Level Three | 306B | 850 | ITDS Branch Central Costs | 869 | Information Technology and Digital Services | 0.92 | VSR - Comms | 8 | Non Useable Floor Area Space Group | 812 | Non-usable - Comms/network system/Telephone/PABX |  | Adequate | 0.00 | NO
North Terrace_NT72-44-60 Rundle Mall - Rundle Mall Plaza_Level Three_306C _ Lockers | NT-NT72-03-306C | NT72-03-306C-Lockers | North Terrace | NT | NT72 | 44-60 Rundle Mall - Rundle Mall Plaza | 03 | Level Three | 306C | 99987 | Vacant - Decant Space | 859 | Infrastructure | 2.43 | Lockers | 4 | Ancillary Area Space Group | 416 | Ancillary Area - Locker Storage/Room |  | Excellent | 533.07 | NO
North Terrace_NT72-44-60 Rundle Mall - Rundle Mall Plaza_Level Three_307 _ DB - Elec | NT-NT72-03-307 | NT72-03-307-DB - Elec | North Terrace | NT | NT72 | 44-60 Rundle Mall - Rundle Mall Plaza | 03 | Level Three | 307 | 99939 | Unusable Spaces | 99939 | Unusable Spaces | 5.19 | DB - Elec | 8 | Non Useable Floor Area Space Group | 815 | Non-usable - Switch room |  | Unknown | 0.00 | NO
North Terrace_NT72-44-60 Rundle Mall - Rundle Mall Plaza_Level Three_307A _ VSR | NT-NT72-03-307A | NT72-03-307A-VSR | North Terrace | NT | NT72 | 44-60 Rundle Mall - Rundle Mall Plaza | 03 | Level Three | 307A | 99939 | Unusable Spaces | 99939 | Unusable Spaces | 2.83 | VSR | 8 | Non Useable Floor Area Space Group | 840 | Non-usable - Service riser |  | Unknown | 0.00 | NO
North Terrace_NT72-44-60 Rundle Mall - Rundle Mall Plaza_Level Three_308B _ ---delete | NT-NT72-03-308B | NT72-03-308B----delete | North Terrace | NT | NT72 | 44-60 Rundle Mall - Rundle Mall Plaza | 03 | Level Three | 308B | 99939 | Unusable Spaces | 99939 | Unusable Spaces | 0 | ---delete | 9 | Non Reportable Areas Space Group | 900 | Non-reportable - Specific type not defined |  | Unknown | 0.00 | NO
North Terrace_NT72-44-60 Rundle Mall - Rundle Mall Plaza_Level Three_308C _ ---delete | NT-NT72-03-308C | NT72-03-308C----delete | North Terrace | NT | NT72 | 44-60 Rundle Mall - Rundle Mall Plaza | 03 | Level Three | 308C | 99939 | Unusable Spaces | 99939 | Unusable Spaces | 0 | ---delete | 9 | Non Reportable Areas Space Group | 900 | Non-reportable - Specific type not defined |  | Unknown | 0.00 | NO
North Terrace_NT72-44-60 Rundle Mall - Rundle Mall Plaza_Level Three_308D _ ---delete | NT-NT72-03-308D | NT72-03-308D----delete | North Terrace | NT | NT72 | 44-60 Rundle Mall - Rundle Mall Plaza | 03 | Level Three | 308D | 99939 | Unusable Spaces | 99939 | Unusable Spaces | 0 | ---delete | 9 | Non Reportable Areas Space Group | 900 | Non-reportable - Specific type not defined |  | Unknown | 0.00 | NO
North Terrace_NT72-44-60 Rundle Mall - Rundle Mall Plaza_Level Three_308E _ ---delete | NT-NT72-03-308E | NT72-03-308E----delete | North Terrace | NT | NT72 | 44-60 Rundle Mall - Rundle Mall Plaza | 03 | Level Three | 308E | 99939 | Unusable Spaces | 99939 | Unusable Spaces | 0 | ---delete | 9 | Non Reportable Areas Space Group | 900 | Non-reportable - Specific type not defined |  | Unknown | 0.00 | NO
North Terrace_NT72-44-60 Rundle Mall - Rundle Mall Plaza_Level Three_308F _ ---delete | NT-NT72-03-308F | NT72-03-308F----delete | North Terrace | NT | NT72 | 44-60 Rundle Mall - Rundle Mall Plaza | 03 | Level Three | 308F | 99939 | Unusable Spaces | 99939 | Unusable Spaces | 0 | ---delete | 9 | Non Reportable Areas Space Group | 900 | Non-reportable - Specific type not defined |  | Unknown | 0.00 | NO
North Terrace_NT72-44-60 Rundle Mall - Rundle Mall Plaza_Level Three_309 _ ---delete | NT-NT72-03-309 | NT72-03-309----delete | North Terrace | NT | NT72 | 44-60 Rundle Mall - Rundle Mall Plaza | 03 | Level Three | 309 | 99939 | Unusable Spaces | 99939 | Unusable Spaces | 0 | ---delete | 9 | Non Reportable Areas Space Group | 900 | Non-reportable - Specific type not defined |  | Unknown | 0.00 | NO
North Terrace_NT72-44-60 Rundle Mall - Rundle Mall Plaza_Level Three_310 _ Meeting 01 | NT-NT72-03-310 | NT72-03-310-Meeting 01 | North Terrace | NT | NT72 | 44-60 Rundle Mall - Rundle Mall Plaza | 03 | Level Three | 310 | 99987 | Vacant - Decant Space | 859 | Infrastructure | 17.46 | Meeting 01 | 6 | General Facility Space Group | 601 | General Facility - Committee/Conference/Meeting room |  | Excellent | 4,874.83 | NO
North Terrace_NT72-44-60 Rundle Mall - Rundle Mall Plaza_Level Three_311 _ Meeting 02 | NT-NT72-03-311 | NT72-03-311-Meeting 02 | North Terrace | NT | NT72 | 44-60 Rundle Mall - Rundle Mall Plaza | 03 | Level Three | 311 | 99987 | Vacant - Decant Space | 859 | Infrastructure | 17.46 | Meeting 02 | 6 | General Facility Space Group | 601 | General Facility - Committee/Conference/Meeting room |  | Excellent | 4,874.83 | NO
North Terrace_NT72-44-60 Rundle Mall - Rundle Mall Plaza_Level Three_312 _ Quiet Room 02 | NT-NT72-03-312 | NT72-03-312-Quiet Room 02 | North Terrace | NT | NT72 | 44-60 Rundle Mall - Rundle Mall Plaza | 03 | Level Three | 312 | 99987 | Vacant - Decant Space | 859 | Infrastructure | 4.12 | Quiet Room 02 | 1 | Office Space Group | 119 | Informal Work Space |  | Excellent | 1,027.06 | NO
North Terrace_NT72-44-60 Rundle Mall - Rundle Mall Plaza_Level Three_313 _ Quiet Room 01 | NT-NT72-03-313 | NT72-03-313-Quiet Room 01 | North Terrace | NT | NT72 | 44-60 Rundle Mall - Rundle Mall Plaza | 03 | Level Three | 313 | 99987 | Vacant - Decant Space | 859 | Infrastructure | 35.03 | Quiet Room 01 | 1 | Office Space Group | 119 | Informal Work Space |  | Excellent | 8,732.48 | NO
North Terrace_NT72-44-60 Rundle Mall - Rundle Mall Plaza_Level Three_313A _ Meeting 7 | NT-NT72-03-313A | NT72-03-313A-Meeting 7 | North Terrace | NT | NT72 | 44-60 Rundle Mall - Rundle Mall Plaza | 03 | Level Three | 313A | 99987 | Vacant - Decant Space | 859 | Infrastructure | 35.03 | Meeting 7 | 6 | General Facility Space Group | 601 | General Facility - Committee/Conference/Meeting room |  | Excellent | 9,780.38 | NO
North Terrace_NT72-44-60 Rundle Mall - Rundle Mall Plaza_Level Three_314 _ Meeting 03 | NT-NT72-03-314 | NT72-03-314-Meeting 03 | North Terrace | NT | NT72 | 44-60 Rundle Mall - Rundle Mall Plaza | 03 | Level Three | 314 | 99987 | Vacant - Decant Space | 859 | Infrastructure | 13.12 | Meeting 03 | 6 | General Facility Space Group | 601 | General Facility - Committee/Conference/Meeting room |  | Excellent | 3,663.10 | NO
North Terrace_NT72-44-60 Rundle Mall - Rundle Mall Plaza_Level Three_315 _ Meeting 03 | NT-NT72-03-315 | NT72-03-315-Meeting 03 | North Terrace | NT | NT72 | 44-60 Rundle Mall - Rundle Mall Plaza | 03 | Level Three | 315 | 99987 | Vacant - Decant Space | 859 | Infrastructure | 13.12 | Meeting 03 | 6 | General Facility Space Group | 601 | General Facility - Committee/Conference/Meeting room |  | Excellent | 3,663.10 | NO
North Terrace_NT72-44-60 Rundle Mall - Rundle Mall Plaza_Level Three_316 _ Quiet Room 03 | NT-NT72-03-316 | NT72-03-316-Quiet Room 03 | North Terrace | NT | NT72 | 44-60 Rundle Mall - Rundle Mall Plaza | 03 | Level Three | 316 | 99987 | Vacant - Decant Space | 859 | Infrastructure | 4.12 | Quiet Room 03 | 1 | Office Space Group | 119 | Informal Work Space |  | Excellent | 1,027.06 | NO
North Terrace_NT72-44-60 Rundle Mall - Rundle Mall Plaza_Level Three_317 _ Quiet Room 04 | NT-NT72-03-317 | NT72-03-317-Quiet Room 04 | North Terrace | NT | NT72 | 44-60 Rundle Mall - Rundle Mall Plaza | 03 | Level Three | 317 | 99987 | Vacant - Decant Space | 859 | Infrastructure | 4.12 | Quiet Room 04 | 1 | Office Space Group | 119 | Informal Work Space |  | Excellent | 1,027.06 | NO
North Terrace_NT72-44-60 Rundle Mall - Rundle Mall Plaza_Level Three_318 _ Cafe 01 | NT-NT72-03-318 | NT72-03-318-Cafe 01 | North Terrace | NT | NT72 | 44-60 Rundle Mall - Rundle Mall Plaza | 03 | Level Three | 318 | 99987 | Vacant - Decant Space | 859 | Infrastructure | 79.68 | Cafe 01 | 6 | General Facility Space Group | 608 | General Facility - Kitchen/Servery/Food Storage |  | Excellent | 22,246.66 | NO
North Terrace_NT72-44-60 Rundle Mall - Rundle Mall Plaza_Level Three_318A _ VSR | NT-NT72-03-318A | NT72-03-318A-VSR | North Terrace | NT | NT72 | 44-60 Rundle Mall - Rundle Mall Plaza | 03 | Level Three | 318A | 99939 | Unusable Spaces | 99939 | Unusable Spaces | 0.3 | VSR | 8 | Non Useable Floor Area Space Group | 840 | Non-usable - Service riser |  | Unknown | 0.00 | NO
North Terrace_NT72-44-60 Rundle Mall - Rundle Mall Plaza_Level Three_318B _ VSR | NT-NT72-03-318B | NT72-03-318B-VSR | North Terrace | NT | NT72 | 44-60 Rundle Mall - Rundle Mall Plaza | 03 | Level Three | 318B | 99939 | Unusable Spaces | 99939 | Unusable Spaces | 0.17 | VSR | 8 | Non Useable Floor Area Space Group | 840 | Non-usable - Service riser |  | Unknown | 0.00 | NO
North Terrace_NT72-44-60 Rundle Mall - Rundle Mall Plaza_Level Three_318C _ VSR | NT-NT72-03-318C | NT72-03-318C-VSR | North Terrace | NT | NT72 | 44-60 Rundle Mall - Rundle Mall Plaza | 03 | Level Three | 318C | 99939 | Unusable Spaces | 99939 | Unusable Spaces | 0.64 | VSR | 8 | Non Useable Floor Area Space Group | 840 | Non-usable - Service riser |  | Unknown | 0.00 | NO
North Terrace_NT72-44-60 Rundle Mall - Rundle Mall Plaza_Level Three_318D _ VSR | NT-NT72-03-318D | NT72-03-318D-VSR | North Terrace | NT | NT72 | 44-60 Rundle Mall - Rundle Mall Plaza | 03 | Level Three | 318D | 99939 | Unusable Spaces | 99939 | Unusable Spaces | 0.11 | VSR | 8 | Non Useable Floor Area Space Group | 840 | Non-usable - Service riser |  | Unknown | 0.00 | NO
North Terrace_NT72-44-60 Rundle Mall - Rundle Mall Plaza_Level Three_318E _ VSR | NT-NT72-03-318E | NT72-03-318E-VSR | North Terrace | NT | NT72 | 44-60 Rundle Mall - Rundle Mall Plaza | 03 | Level Three | 318E | 99939 | Unusable Spaces | 99939 | Unusable Spaces | 0.21 | VSR | 8 | Non Useable Floor Area Space Group | 840 | Non-usable - Service riser |  | Unknown | 0.00 | NO
North Terrace_NT72-44-60 Rundle Mall - Rundle Mall Plaza_Level Three_318F _ VSR | NT-NT72-03-318F | NT72-03-318F-VSR | North Terrace | NT | NT72 | 44-60 Rundle Mall - Rundle Mall Plaza | 03 | Level Three | 318F | 99939 | Unusable Spaces | 99939 | Unusable Spaces | 0.23 | VSR | 8 | Non Useable Floor Area Space Group | 840 | Non-usable - Service riser |  | Unknown | 0.00 | NO
North Terrace_NT72-44-60 Rundle Mall - Rundle Mall Plaza_Level Three_318G _ VSR | NT-NT72-03-318G | NT72-03-318G-VSR | North Terrace | NT | NT72 | 44-60 Rundle Mall - Rundle Mall Plaza | 03 | Level Three | 318G | 99939 | Unusable Spaces | 99939 | Unusable Spaces | 0.21 | VSR | 8 | Non Useable Floor Area Space Group | 840 | Non-usable - Service riser |  | Unknown | 0.00 | NO
North Terrace_NT72-44-60 Rundle Mall - Rundle Mall Plaza_Level Three_318H _ VSR | NT-NT72-03-318H | NT72-03-318H-VSR | North Terrace | NT | NT72 | 44-60 Rundle Mall - Rundle Mall Plaza | 03 | Level Three | 318H | 99939 | Unusable Spaces | 99939 | Unusable Spaces | 0.21 | VSR | 8 | Non Useable Floor Area Space Group | 840 | Non-usable - Service riser |  | Unknown | 0.00 | NO
North Terrace_NT72-44-60 Rundle Mall - Rundle Mall Plaza_Level Three_318I _ VSR | NT-NT72-03-318I | NT72-03-318I-VSR | North Terrace | NT | NT72 | 44-60 Rundle Mall - Rundle Mall Plaza | 03 | Level Three | 318I | 99939 | Unusable Spaces | 99939 | Unusable Spaces | 0.11 | VSR | 8 | Non Useable Floor Area Space Group | 840 | Non-usable - Service riser |  | Unknown | 0.00 | NO
North Terrace_NT72-44-60 Rundle Mall - Rundle Mall Plaza_Level Three_319 _ Meeting/Conference | NT-NT72-03-319 | NT72-03-319-Meeting/Conference | North Terrace | NT | NT72 | 44-60 Rundle Mall - Rundle Mall Plaza | 03 | Level Three | 319 | 99987 | Vacant - Decant Space | 859 | Infrastructure | 35.03 | Meeting/Conference | 6 | General Facility Space Group | 601 | General Facility - Committee/Conference/Meeting room |  | Excellent | 9,780.38 | NO
North Terrace_NT72-44-60 Rundle Mall - Rundle Mall Plaza_Level Three_319A _ Meeting/Conference | NT-NT72-03-319A | NT72-03-319A-Meeting/Conference | North Terrace | NT | NT72 | 44-60 Rundle Mall - Rundle Mall Plaza | 03 | Level Three | 319A | 99987 | Vacant - Decant Space | 859 | Infrastructure | 54.09 | Meeting/Conference | 6 | General Facility Space Group | 601 | General Facility - Committee/Conference/Meeting room |  | Excellent | 15,101.93 | NO
North Terrace_NT72-44-60 Rundle Mall - Rundle Mall Plaza_Level Three_319B _ VSR | NT-NT72-03-319B | NT72-03-319B-VSR | North Terrace | NT | NT72 | 44-60 Rundle Mall - Rundle Mall Plaza | 03 | Level Three | 319B | 99939 | Unusable Spaces | 99939 | Unusable Spaces | 0.02 | VSR | 8 | Non Useable Floor Area Space Group | 840 | Non-usable - Service riser |  | Unknown | 0.00 | NO
North Terrace_NT72-44-60 Rundle Mall - Rundle Mall Plaza_Level Three_319C _ VSR | NT-NT72-03-319C | NT72-03-319C-VSR | North Terrace | NT | NT72 | 44-60 Rundle Mall - Rundle Mall Plaza | 03 | Level Three | 319C | 99939 | Unusable Spaces | 99939 | Unusable Spaces | 1.12 | VSR | 8 | Non Useable Floor Area Space Group | 840 | Non-usable - Service riser |  | Unknown | 0.00 | NO
North Terrace_NT72-44-60 Rundle Mall - Rundle Mall Plaza_Level Three_320 _ Comms | NT-NT72-03-320 | NT72-03-320-Comms | North Terrace | NT | NT72 | 44-60 Rundle Mall - Rundle Mall Plaza | 03 | Level Three | 320 | 850 | ITDS Branch Central Costs | 869 | Information Technology and Digital Services | 17.87 | Comms | 8 | Non Useable Floor Area Space Group | 812 | Non-usable - Comms/network system/Telephone/PABX |  | Excellent | 0.00 | NO
North Terrace_NT72-44-60 Rundle Mall - Rundle Mall Plaza_Level Three_321 _ Office | NT-NT72-03-321 | NT72-03-321-Office | North Terrace | NT | NT72 | 44-60 Rundle Mall - Rundle Mall Plaza | 03 | Level Three | 321 | 99987 | Vacant - Decant Space | 859 | Infrastructure | 12.14 | Office | 1 | Office Space Group | 108 | Office - Professional/General Staff |  | Excellent | 3,026.33 | NO
North Terrace_NT72-44-60 Rundle Mall - Rundle Mall Plaza_Level Three_322 _ Focus Room 04 | NT-NT72-03-322 | NT72-03-322-Focus Room 04 | North Terrace | NT | NT72 | 44-60 Rundle Mall - Rundle Mall Plaza | 03 | Level Three | 322 | 99987 | Vacant - Decant Space | 859 | Infrastructure | 10.65 | Focus Room 04 | 1 | Office Space Group | 119 | Informal Work Space |  | Excellent | 2,654.89 | NO
North Terrace_NT72-44-60 Rundle Mall - Rundle Mall Plaza_Level Three_323 _ Focus Room 03 | NT-NT72-03-323 | NT72-03-323-Focus Room 03 | North Terrace | NT | NT72 | 44-60 Rundle Mall - Rundle Mall Plaza | 03 | Level Three | 323 | 99987 | Vacant - Decant Space | 859 | Infrastructure | 10.65 | Focus Room 03 | 1 | Office Space Group | 119 | Informal Work Space |  | Excellent | 2,654.89 | NO
North Terrace_NT72-44-60 Rundle Mall - Rundle Mall Plaza_Level Three_324 _ Cafe 02 | NT-NT72-03-324 | NT72-03-324-Cafe 02 | North Terrace | NT | NT72 | 44-60 Rundle Mall - Rundle Mall Plaza | 03 | Level Three | 324 | 99987 | Vacant - Decant Space | 859 | Infrastructure | 79.61 | Cafe 02 | 6 | General Facility Space Group | 608 | General Facility - Kitchen/Servery/Food Storage |  | Excellent | 22,227.11 | NO
North Terrace_NT72-44-60 Rundle Mall - Rundle Mall Plaza_Level Three_324A _ VSR | NT-NT72-03-324A | NT72-03-324A-VSR | North Terrace | NT | NT72 | 44-60 Rundle Mall - Rundle Mall Plaza | 03 | Level Three | 324A | 99939 | Unusable Spaces | 99939 | Unusable Spaces | 0.46 | VSR | 8 | Non Useable Floor Area Space Group | 840 | Non-usable - Service riser |  | Unknown | 0.00 | NO
North Terrace_NT72-44-60 Rundle Mall - Rundle Mall Plaza_Level Three_324B _ VSR | NT-NT72-03-324B | NT72-03-324B-VSR | North Terrace | NT | NT72 | 44-60 Rundle Mall - Rundle Mall Plaza | 03 | Level Three | 324B | 99939 | Unusable Spaces | 99939 | Unusable Spaces | 0.3 | VSR | 8 | Non Useable Floor Area Space Group | 840 | Non-usable - Service riser |  | Unknown | 0.00 | NO
North Terrace_NT72-44-60 Rundle Mall - Rundle Mall Plaza_Level Three_324C _ VSR | NT-NT72-03-324C | NT72-03-324C-VSR | North Terrace | NT | NT72 | 44-60 Rundle Mall - Rundle Mall Plaza | 03 | Level Three | 324C | 99939 | Unusable Spaces | 99939 | Unusable Spaces | 0.38 | VSR | 8 | Non Useable Floor Area Space Group | 840 | Non-usable - Service riser |  | Unknown | 0.00 | NO
North Terrace_NT72-44-60 Rundle Mall - Rundle Mall Plaza_Level Three_324D _ VSR | NT-NT72-03-324D | NT72-03-324D-VSR | North Terrace | NT | NT72 | 44-60 Rundle Mall - Rundle Mall Plaza | 03 | Level Three | 324D | 99939 | Unusable Spaces | 99939 | Unusable Spaces | 0.3 | VSR | 8 | Non Useable Floor Area Space Group | 840 | Non-usable - Service riser |  | Unknown | 0.00 | NO
North Terrace_NT72-44-60 Rundle Mall - Rundle Mall Plaza_Level Three_324E _ VSR | NT-NT72-03-324E | NT72-03-324E-VSR | North Terrace | NT | NT72 | 44-60 Rundle Mall - Rundle Mall Plaza | 03 | Level Three | 324E | 99939 | Unusable Spaces | 99939 | Unusable Spaces | 0.26 | VSR | 8 | Non Useable Floor Area Space Group | 840 | Non-usable - Service riser |  | Unknown | 0.00 | NO
North Terrace_NT72-44-60 Rundle Mall - Rundle Mall Plaza_Level Three_324F _ VSR | NT-NT72-03-324F | NT72-03-324F-VSR | North Terrace | NT | NT72 | 44-60 Rundle Mall - Rundle Mall Plaza | 03 | Level Three | 324F | 99939 | Unusable Spaces | 99939 | Unusable Spaces | 0.11 | VSR | 8 | Non Useable Floor Area Space Group | 840 | Non-usable - Service riser |  | Unknown | 0.00 | NO
North Terrace_NT72-44-60 Rundle Mall - Rundle Mall Plaza_Level Three_324G _ VSR | NT-NT72-03-324G | NT72-03-324G-VSR | North Terrace | NT | NT72 | 44-60 Rundle Mall - Rundle Mall Plaza | 03 | Level Three | 324G | 99939 | Unusable Spaces | 99939 | Unusable Spaces | 0.21 | VSR | 8 | Non Useable Floor Area Space Group | 840 | Non-usable - Service riser |  | Unknown | 0.00 | NO
North Terrace_NT72-44-60 Rundle Mall - Rundle Mall Plaza_Level Three_324H _ VSR | NT-NT72-03-324H | NT72-03-324H-VSR | North Terrace | NT | NT72 | 44-60 Rundle Mall - Rundle Mall Plaza | 03 | Level Three | 324H | 99939 | Unusable Spaces | 99939 | Unusable Spaces | 0.22 | VSR | 8 | Non Useable Floor Area Space Group | 840 | Non-usable - Service riser |  | Unknown | 0.00 | NO
North Terrace_NT72-44-60 Rundle Mall - Rundle Mall Plaza_Level Three_324I _ VSR | NT-NT72-03-324I | NT72-03-324I-VSR | North Terrace | NT | NT72 | 44-60 Rundle Mall - Rundle Mall Plaza | 03 | Level Three | 324I | 99939 | Unusable Spaces | 99939 | Unusable Spaces | 0.22 | VSR | 8 | Non Useable Floor Area Space Group | 840 | Non-usable - Service riser |  | Unknown | 0.00 | NO
North Terrace_NT72-44-60 Rundle Mall - Rundle Mall Plaza_Level Three_324J _ VSR | NT-NT72-03-324J | NT72-03-324J-VSR | North Terrace | NT | NT72 | 44-60 Rundle Mall - Rundle Mall Plaza | 03 | Level Three | 324J | 99939 | Unusable Spaces | 99939 | Unusable Spaces | 0.2 | VSR | 8 | Non Useable Floor Area Space Group | 840 | Non-usable - Service riser |  | Unknown | 0.00 | NO
North Terrace_NT72-44-60 Rundle Mall - Rundle Mall Plaza_Level Three_324K _ VSR | NT-NT72-03-324K | NT72-03-324K-VSR | North Terrace | NT | NT72 | 44-60 Rundle Mall - Rundle Mall Plaza | 03 | Level Three | 324K | 99939 | Unusable Spaces | 99939 | Unusable Spaces | 0.11 | VSR | 8 | Non Useable Floor Area Space Group | 840 | Non-usable - Service riser |  | Unknown | 0.00 | NO
North Terrace_NT72-44-60 Rundle Mall - Rundle Mall Plaza_Level Three_325 _ Meeting 05 | NT-NT72-03-325 | NT72-03-325-Meeting 05 | North Terrace | NT | NT72 | 44-60 Rundle Mall - Rundle Mall Plaza | 03 | Level Three | 325 | 99987 | Vacant - Decant Space | 859 | Infrastructure | 23.7 | Meeting 05 | 6 | General Facility Space Group | 601 | General Facility - Committee/Conference/Meeting room |  | Excellent | 6,617.04 | NO
North Terrace_NT72-44-60 Rundle Mall - Rundle Mall Plaza_Level Three_326 _ Meeting 06 | NT-NT72-03-326 | NT72-03-326-Meeting 06 | North Terrace | NT | NT72 | 44-60 Rundle Mall - Rundle Mall Plaza | 03 | Level Three | 326 | 99987 | Vacant - Decant Space | 859 | Infrastructure | 21.77 | Meeting 06 | 6 | General Facility Space Group | 601 | General Facility - Committee/Conference/Meeting room |  | Excellent | 6,078.18 | NO
North Terrace_NT72-44-60 Rundle Mall - Rundle Mall Plaza_Level Three_326A _ VSR | NT-NT72-03-326A | NT72-03-326A-VSR | North Terrace | NT | NT72 | 44-60 Rundle Mall - Rundle Mall Plaza | 03 | Level Three | 326A | 99939 | Unusable Spaces | 99939 | Unusable Spaces | 0.15 | VSR | 8 | Non Useable Floor Area Space Group | 840 | Non-usable - Service riser |  | Unknown | 0.00 | NO
North Terrace_NT72-44-60 Rundle Mall - Rundle Mall Plaza_Level Three_327 _ Quiet Room 05 | NT-NT72-03-327 | NT72-03-327-Quiet Room 05 | North Terrace | NT | NT72 | 44-60 Rundle Mall - Rundle Mall Plaza | 03 | Level Three | 327 | 99987 | Vacant - Decant Space | 859 | Infrastructure | 5.43 | Quiet Room 05 | 1 | Office Space Group | 119 | Informal Work Space |  | Excellent | 1,353.62 | NO
North Terrace_NT72-44-60 Rundle Mall - Rundle Mall Plaza_Level Three_328 _ Quiet Room 06 | NT-NT72-03-328 | NT72-03-328-Quiet Room 06 | North Terrace | NT | NT72 | 44-60 Rundle Mall - Rundle Mall Plaza | 03 | Level Three | 328 | 99987 | Vacant - Decant Space | 859 | Infrastructure | 5.47 | Quiet Room 06 | 1 | Office Space Group | 119 | Informal Work Space |  | Excellent | 1,363.59 | NO
North Terrace_NT72-44-60 Rundle Mall - Rundle Mall Plaza_Level Three_328B _ VSR | NT-NT72-03-328B | NT72-03-328B-VSR | North Terrace | NT | NT72 | 44-60 Rundle Mall - Rundle Mall Plaza | 03 | Level Three | 328B | 99939 | Unusable Spaces | 99939 | Unusable Spaces | 6.09 | VSR | 8 | Non Useable Floor Area Space Group | 840 | Non-usable - Service riser |  | Unknown | 0.00 | NO
North Terrace_NT72-44-60 Rundle Mall - Rundle Mall Plaza_Level Three_329 _ Focus Room 05 | NT-NT72-03-329 | NT72-03-329-Focus Room 05 | North Terrace | NT | NT72 | 44-60 Rundle Mall - Rundle Mall Plaza | 03 | Level Three | 329 | 99987 | Vacant - Decant Space | 859 | Infrastructure | 11.07 | Focus Room 05 | 1 | Office Space Group | 119 | Informal Work Space |  | Unknown | 0.00 | NO
North Terrace_NT72-44-60 Rundle Mall - Rundle Mall Plaza_Level Three_32F _ Lift - Goods | NT-NT72-03-32F | NT72-03-32F-Lift - Goods | North Terrace | NT | NT72 | 44-60 Rundle Mall - Rundle Mall Plaza | 03 | Level Three | 32F | 99939 | Unusable Spaces | 99939 | Unusable Spaces | 16.39 | Lift - Goods | 8 | Non Useable Floor Area Space Group | 838 | Non-usable - Lift |  | Excellent | 0.00 | NO
North Terrace_NT72-44-60 Rundle Mall - Rundle Mall Plaza_Level Three_330 _ Focus Room 01 | NT-NT72-03-330 | NT72-03-330-Focus Room 01 | North Terrace | NT | NT72 | 44-60 Rundle Mall - Rundle Mall Plaza | 03 | Level Three | 330 | 99987 | Vacant - Decant Space | 859 | Infrastructure | 7.88 | Focus Room 01 | 1 | Office Space Group | 119 | Informal Work Space |  | Unknown | 0.00 | NO
North Terrace_NT72-44-60 Rundle Mall - Rundle Mall Plaza_Level Three_330A _ VSR | NT-NT72-03-330A | NT72-03-330A-VSR | North Terrace | NT | NT72 | 44-60 Rundle Mall - Rundle Mall Plaza | 03 | Level Three | 330A | 99939 | Unusable Spaces | 99939 | Unusable Spaces | 0.15 | VSR | 8 | Non Useable Floor Area Space Group | 840 | Non-usable - Service riser |  | Unknown | 0.00 | NO
North Terrace_NT72-44-60 Rundle Mall - Rundle Mall Plaza_Level Three_331 _ Focus Room 02 | NT-NT72-03-331 | NT72-03-331-Focus Room 02 | North Terrace | NT | NT72 | 44-60 Rundle Mall - Rundle Mall Plaza | 03 | Level Three | 331 | 99987 | Vacant - Decant Space | 859 | Infrastructure | 7.92 | Focus Room 02 | 1 | Office Space Group | 119 | Informal Work Space |  | Excellent | 1,974.34 | NO
North Terrace_NT72-44-60 Rundle Mall - Rundle Mall Plaza_Level Three_331A _ Corr. | NT-NT72-03-331A | NT72-03-331A-Corr. | North Terrace | NT | NT72 | 44-60 Rundle Mall - Rundle Mall Plaza | 03 | Level Three | 331A | 99939 | Unusable Spaces | 99939 | Unusable Spaces | 0.15 | Corr. | 8 | Non Useable Floor Area Space Group | 805 | Non-usable - Circulation space |  | Excellent | 0.00 | NO
North Terrace_NT72-44-60 Rundle Mall - Rundle Mall Plaza_Level Three_331B _ Meeting - Open Plan | NT-NT72-03-331B | NT72-03-331B-Meeting - Open Plan | North Terrace | NT | NT72 | 44-60 Rundle Mall - Rundle Mall Plaza | 03 | Level Three | 331B | 99987 | Vacant - Decant Space | 859 | Infrastructure | 13.57 | Meeting - Open Plan | 1 | Office Space Group | 119 | Informal Work Space |  | Excellent | 3,382.81 | NO
North Terrace_NT72-44-60 Rundle Mall - Rundle Mall Plaza_Level Three_331D _ Meeting - Open Plan | NT-NT72-03-331D | NT72-03-331D-Meeting - Open Plan | North Terrace | NT | NT72 | 44-60 Rundle Mall - Rundle Mall Plaza | 03 | Level Three | 331D | 99987 | Vacant - Decant Space | 859 | Infrastructure | 9.04 | Meeting - Open Plan | 1 | Office Space Group | 119 | Informal Work Space |  | Excellent | 2,253.54 | NO
North Terrace_NT72-44-60 Rundle Mall - Rundle Mall Plaza_Level Three_331E _ Meeting - Open Plan | NT-NT72-03-331E | NT72-03-331E-Meeting - Open Plan | North Terrace | NT | NT72 | 44-60 Rundle Mall - Rundle Mall Plaza | 03 | Level Three | 331E | 99987 | Vacant - Decant Space | 859 | Infrastructure | 11.36 | Meeting - Open Plan | 1 | Office Space Group | 119 | Informal Work Space |  | Excellent | 2,831.89 | NO
North Terrace_NT72-44-60 Rundle Mall - Rundle Mall Plaza_Level Three_332 _ Wellbeing Room | NT-NT72-03-332 | NT72-03-332-Wellbeing Room | North Terrace | NT | NT72 | 44-60 Rundle Mall - Rundle Mall Plaza | 03 | Level Three | 332 | 99987 | Vacant - Decant Space | 859 | Infrastructure | 7.92 | Wellbeing Room | 6 | General Facility Space Group | 625 | General Facility - Parent Room |  | Excellent | 2,211.26 | NO
North Terrace_NT72-44-60 Rundle Mall - Rundle Mall Plaza_Level Three_332A _ VSR | NT-NT72-03-332A | NT72-03-332A-VSR | North Terrace | NT | NT72 | 44-60 Rundle Mall - Rundle Mall Plaza | 03 | Level Three | 332A | 99939 | Unusable Spaces | 99939 | Unusable Spaces | 0.15 | VSR | 8 | Non Useable Floor Area Space Group | 840 | Non-usable - Service riser |  | Unknown | 0.00 | NO
North Terrace_NT72-44-60 Rundle Mall - Rundle Mall Plaza_Level Three_333 _ Stationery Store | NT-NT72-03-333 | NT72-03-333-Stationery Store | North Terrace | NT | NT72 | 44-60 Rundle Mall - Rundle Mall Plaza | 03 | Level Three | 333 | 99987 | Vacant - Decant Space | 859 | Infrastructure | 35.21 | Stationery Store | 4 | Ancillary Area Space Group | 419 | Ancillary Area - Store Room - Generic |  | Excellent | 7,724.07 | NO
North Terrace_NT72-44-60 Rundle Mall - Rundle Mall Plaza_Level Three_334 _ Office | NT-NT72-03-334 | NT72-03-334-Office | North Terrace | NT | NT72 | 44-60 Rundle Mall - Rundle Mall Plaza | 03 | Level Three | 334 | 99987 | Vacant - Decant Space | 859 | Infrastructure | 11.99 | Office | 1 | Office Space Group | 108 | Office - Professional/General Staff |  | Excellent | 2,988.94 | NO
North Terrace_NT72-44-60 Rundle Mall - Rundle Mall Plaza_Level Three_335 _ VSR | NT-NT72-03-335 | NT72-03-335-VSR | North Terrace | NT | NT72 | 44-60 Rundle Mall - Rundle Mall Plaza | 03 | Level Three | 335 | 99939 | Unusable Spaces | 99939 | Unusable Spaces | 6.09 | VSR | 8 | Non Useable Floor Area Space Group | 840 | Non-usable - Service riser |  | Unknown | 0.00 | NO
North Terrace_NT72-44-60 Rundle Mall - Rundle Mall Plaza_Level Three_335A _ VSR | NT-NT72-03-335A | NT72-03-335A-VSR | North Terrace | NT | NT72 | 44-60 Rundle Mall - Rundle Mall Plaza | 03 | Level Three | 335A | 99939 | Unusable Spaces | 99939 | Unusable Spaces | 2.92 | VSR | 8 | Non Useable Floor Area Space Group | 840 | Non-usable - Service riser |  | Unknown | 0.00 | NO
North Terrace_NT72-44-60 Rundle Mall - Rundle Mall Plaza_Level Three_336 _ Plantroom 01 | NT-NT72-03-336 | NT72-03-336-Plantroom 01 | North Terrace | NT | NT72 | 44-60 Rundle Mall - Rundle Mall Plaza | 03 | Level Three | 336 | 99939 | Unusable Spaces | 99939 | Unusable Spaces | 29.19 | Plantroom 01 | 8 | Non Useable Floor Area Space Group | 810 | Non-usable - Mechanical plant room |  | Excellent | 0.00 | NO
North Terrace_NT72-44-60 Rundle Mall - Rundle Mall Plaza_Level Three_337 _ Stair 01 | NT-NT72-03-337 | NT72-03-337-Stair 01 | North Terrace | NT | NT72 | 44-60 Rundle Mall - Rundle Mall Plaza | 03 | Level Three | 337 | 99939 | Unusable Spaces | 99939 | Unusable Spaces | 21.02 | Stair 01 | 8 | Non Useable Floor Area Space Group | 805 | Non-usable - Circulation space |  | Excellent | 0.00 | NO
North Terrace_NT72-44-60 Rundle Mall - Rundle Mall Plaza_Level Three_340 _ Utility | NT-NT72-03-340 | NT72-03-340-Utility | North Terrace | NT | NT72 | 44-60 Rundle Mall - Rundle Mall Plaza | 03 | Level Three | 340 | 99987 | Vacant - Decant Space | 859 | Infrastructure | 14.92 | Utility | 6 | General Facility Space Group | 603 | General Facility - Resource room |  | Excellent | 4,165.66 | NO
North Terrace_NT72-44-60 Rundle Mall - Rundle Mall Plaza_Level Three_340A _ FHR | NT-NT72-03-340A | NT72-03-340A-FHR | North Terrace | NT | NT72 | 44-60 Rundle Mall - Rundle Mall Plaza | 03 | Level Three | 340A | 99939 | Unusable Spaces | 99939 | Unusable Spaces | 0.38 | FHR | 8 | Non Useable Floor Area Space Group | 840 | Non-usable - Service riser |  | Unknown | 0.00 | NO
North Terrace_NT72-44-60 Rundle Mall - Rundle Mall Plaza_Level Three_341 _ Stair 02 | NT-NT72-03-341 | NT72-03-341-Stair 02 | North Terrace | NT | NT72 | 44-60 Rundle Mall - Rundle Mall Plaza | 03 | Level Three | 341 | 99939 | Unusable Spaces | 99939 | Unusable Spaces | 21.02 | Stair 02 | 8 | Non Useable Floor Area Space Group | 805 | Non-usable - Circulation space |  | Excellent | 0.00 | NO
North Terrace_NT72-44-60 Rundle Mall - Rundle Mall Plaza_Level Three_342 _ Plantroom 02 | NT-NT72-03-342 | NT72-03-342-Plantroom 02 | North Terrace | NT | NT72 | 44-60 Rundle Mall - Rundle Mall Plaza | 03 | Level Three | 342 | 99939 | Unusable Spaces | 99939 | Unusable Spaces | 29.15 | Plantroom 02 | 8 | Non Useable Floor Area Space Group | 811 | Non-usable - Plant room other |  | Unknown | 0.00 | NO
North Terrace_NT72-44-60 Rundle Mall - Rundle Mall Plaza_Level Three_343 _ VSR | NT-NT72-03-343 | NT72-03-343-VSR | North Terrace | NT | NT72 | 44-60 Rundle Mall - Rundle Mall Plaza | 03 | Level Three | 343 | 99939 | Unusable Spaces | 99939 | Unusable Spaces | 6.08 | VSR | 8 | Non Useable Floor Area Space Group | 840 | Non-usable - Service riser |  | Unknown | 0.00 | NO
North Terrace_NT72-44-60 Rundle Mall - Rundle Mall Plaza_Level Three_343A _ VSR | NT-NT72-03-343A | NT72-03-343A-VSR | North Terrace | NT | NT72 | 44-60 Rundle Mall - Rundle Mall Plaza | 03 | Level Three | 343A | 99939 | Unusable Spaces | 99939 | Unusable Spaces | 2.53 | VSR | 8 | Non Useable Floor Area Space Group | 840 | Non-usable - Service riser |  | Unknown | 0.00 | NO
North Terrace_NT72-44-60 Rundle Mall - Rundle Mall Plaza_Level Three_343AA _ VSR | NT-NT72-03-343AA | NT72-03-343AA-VSR | North Terrace | NT | NT72 | 44-60 Rundle Mall - Rundle Mall Plaza | 03 | Level Three | 343AA | 99939 | Unusable Spaces | 99939 | Unusable Spaces | 2.53 | VSR | 8 | Non Useable Floor Area Space Group | 840 | Non-usable - Service riser |  | Unknown | 0.00 | NO
North Terrace_NT72-44-60 Rundle Mall - Rundle Mall Plaza_Level Three_350 _ VSR | NT-NT72-03-350 | NT72-03-350-VSR | North Terrace | NT | NT72 | 44-60 Rundle Mall - Rundle Mall Plaza | 03 | Level Three | 350 | 99939 | Unusable Spaces | 99939 | Unusable Spaces | 5.85 | VSR | 8 | Non Useable Floor Area Space Group | 840 | Non-usable - Service riser |  | Unknown | 0.00 | NO
North Terrace_NT72-44-60 Rundle Mall - Rundle Mall Plaza_Level Three_350A _ VSR | NT-NT72-03-350A | NT72-03-350A-VSR | North Terrace | NT | NT72 | 44-60 Rundle Mall - Rundle Mall Plaza | 03 | Level Three | 350A | 99939 | Unusable Spaces | 99939 | Unusable Spaces | 2.32 | VSR | 8 | Non Useable Floor Area Space Group | 840 | Non-usable - Service riser |  | Unknown | 0.00 | NO
North Terrace_NT72-44-60 Rundle Mall - Rundle Mall Plaza_Level Three_351 _ Stair 03 | NT-NT72-03-351 | NT72-03-351-Stair 03 | North Terrace | NT | NT72 | 44-60 Rundle Mall - Rundle Mall Plaza | 03 | Level Three | 351 | 99939 | Unusable Spaces | 99939 | Unusable Spaces | 21.01 | Stair 03 | 8 | Non Useable Floor Area Space Group | 805 | Non-usable - Circulation space |  | Unknown | 0.00 | NO
North Terrace_NT72-44-60 Rundle Mall - Rundle Mall Plaza_Level Three_360 _ Mail Room / Utilities | NT-NT72-03-360 | NT72-03-360-Mail Room / Utilities | North Terrace | NT | NT72 | 44-60 Rundle Mall - Rundle Mall Plaza | 03 | Level Three | 360 | 99987 | Vacant - Decant Space | 859 | Infrastructure | 12.92 | Mail Room / Utilities | 4 | Ancillary Area Space Group | 408 | Ancillary Area - Mail Room/ Goods Receipt/Despatch |  | Excellent | 2,834.28 | NO
North Terrace_NT72-44-60 Rundle Mall - Rundle Mall Plaza_Level Three_361 _ Plantroom 03 | NT-NT72-03-361 | NT72-03-361-Plantroom 03 | North Terrace | NT | NT72 | 44-60 Rundle Mall - Rundle Mall Plaza | 03 | Level Three | 361 | 99939 | Unusable Spaces | 99939 | Unusable Spaces | 27.32 | Plantroom 03 | 8 | Non Useable Floor Area Space Group | 811 | Non-usable - Plant room other |  | Unknown | 0.00 | NO
North Terrace_NT72-44-60 Rundle Mall - Rundle Mall Plaza_Level Three_362 _ VSR | NT-NT72-03-362 | NT72-03-362-VSR | North Terrace | NT | NT72 | 44-60 Rundle Mall - Rundle Mall Plaza | 03 | Level Three | 362 | 99939 | Unusable Spaces | 99939 | Unusable Spaces | 6.88 | VSR | 8 | Non Useable Floor Area Space Group | 840 | Non-usable - Service riser |  | Unknown | 0.00 | NO
North Terrace_NT72-44-60 Rundle Mall - Rundle Mall Plaza_Level Three_363 _ Stair 04 | NT-NT72-03-363 | NT72-03-363-Stair 04 | North Terrace | NT | NT72 | 44-60 Rundle Mall - Rundle Mall Plaza | 03 | Level Three | 363 | 99939 | Unusable Spaces | 99939 | Unusable Spaces | 19.91 | Stair 04 | 8 | Non Useable Floor Area Space Group | 805 | Non-usable - Circulation space |  | Unknown | 0.00 | NO
North Terrace_NT72-44-60 Rundle Mall - Rundle Mall Plaza_Level Three_364 _ Focus Room 06 | NT-NT72-03-364 | NT72-03-364-Focus Room 06 | North Terrace | NT | NT72 | 44-60 Rundle Mall - Rundle Mall Plaza | 03 | Level Three | 364 | 99987 | Vacant - Decant Space | 859 | Infrastructure | 8 | Focus Room 06 | 1 | Office Space Group | 119 | Informal Work Space |  | Excellent | 1,994.29 | NO
North Terrace_NT72-44-60 Rundle Mall - Rundle Mall Plaza_Level Three_365 _ Focus Room 07 | NT-NT72-03-365 | NT72-03-365-Focus Room 07 | North Terrace | NT | NT72 | 44-60 Rundle Mall - Rundle Mall Plaza | 03 | Level Three | 365 | 99987 | Vacant - Decant Space | 859 | Infrastructure | 8.73 | Focus Room 07 | 1 | Office Space Group | 119 | Informal Work Space |  | Excellent | 2,176.26 | NO
North Terrace_NT72-44-60 Rundle Mall - Rundle Mall Plaza_Level Three_365A _ VSR | NT-NT72-03-365A | NT72-03-365A-VSR | North Terrace | NT | NT72 | 44-60 Rundle Mall - Rundle Mall Plaza | 03 | Level Three | 365A | 99939 | Unusable Spaces | 99939 | Unusable Spaces | 0.6 | VSR | 8 | Non Useable Floor Area Space Group | 840 | Non-usable - Service riser |  | Unknown | 0.00 | NO
North Terrace_NT72-44-60 Rundle Mall - Rundle Mall Plaza_Level Three_366 _ Store - Secure | NT-NT72-03-366 | NT72-03-366-Store - Secure | North Terrace | NT | NT72 | 44-60 Rundle Mall - Rundle Mall Plaza | 03 | Level Three | 366 | 99987 | Vacant - Decant Space | 859 | Infrastructure | 39.62 | Store - Secure | 4 | Ancillary Area Space Group | 419 | Ancillary Area - Store Room - Generic |  | Excellent | 8,691.50 | NO
North Terrace_NT72-44-60 Rundle Mall - Rundle Mall Plaza_Level Three_366A _ Parenting Room | NT-NT72-03-366A | NT72-03-366A-Parenting Room | North Terrace | NT | NT72 | 44-60 Rundle Mall - Rundle Mall Plaza | 03 | Level Three | 366A | 99987 | Vacant - Decant Space | 859 | Infrastructure | 2.32 | Parenting Room | 6 | General Facility Space Group | 625 | General Facility - Parent Room |  | Excellent | 647.74 | NO
North Terrace_NT72-44-60 Rundle Mall - Rundle Mall Plaza_Level Three_367 _ Office | NT-NT72-03-367 | NT72-03-367-Office | North Terrace | NT | NT72 | 44-60 Rundle Mall - Rundle Mall Plaza | 03 | Level Three | 367 | 99987 | Vacant - Decant Space | 859 | Infrastructure | 11.98 | Office | 1 | Office Space Group | 108 | Office - Professional/General Staff |  | Excellent | 2,986.44 | NO
North Terrace_NT72-44-60 Rundle Mall - Rundle Mall Plaza_Level Four_4001 _ Office - Open Plan | NT-NT72-04-4001 | NT72-04-4001-Office - Open Plan | North Terrace | NT | NT72 | 44-60 Rundle Mall - Rundle Mall Plaza | 04 | Level Four | 4001 | 99987 | Vacant - Decant Space | 859 | Infrastructure | 86.91 | Office - Open Plan | 1 | Office Space Group | 111 | Open Plan - Specific type not defined |  | Excellent | 21,665.42 | NO
North Terrace_NT72-44-60 Rundle Mall - Rundle Mall Plaza_Level Four_4001.01 _ Workstation | NT-NT72-04-4001.01 | NT72-04-4001.01-Workstation | North Terrace | NT | NT72 | 44-60 Rundle Mall - Rundle Mall Plaza | 04 | Level Four | 4001.01 | 99987 | Vacant - Decant Space | 859 | Infrastructure | 5.19 | Workstation | 1 | Office Space Group | 116 | Open Plan - Professional/General Staff |  | Excellent | 1,293.79 | NO
North Terrace_NT72-44-60 Rundle Mall - Rundle Mall Plaza_Level Four_4001.02 _ Workstation | NT-NT72-04-4001.02 | NT72-04-4001.02-Workstation | North Terrace | NT | NT72 | 44-60 Rundle Mall - Rundle Mall Plaza | 04 | Level Four | 4001.02 | 99987 | Vacant - Decant Space | 859 | Infrastructure | 5.04 | Workstation | 1 | Office Space Group | 116 | Open Plan - Professional/General Staff |  | Excellent | 1,256.40 | NO
North Terrace_NT72-44-60 Rundle Mall - Rundle Mall Plaza_Level Four_4001.03 _ Workstation | NT-NT72-04-4001.03 | NT72-04-4001.03-Workstation | North Terrace | NT | NT72 | 44-60 Rundle Mall - Rundle Mall Plaza | 04 | Level Four | 4001.03 | 99987 | Vacant - Decant Space | 859 | Infrastructure | 4.1 | Workstation | 1 | Office Space Group | 116 | Open Plan - Professional/General Staff |  | Excellent | 1,022.07 | NO
North Terrace_NT72-44-60 Rundle Mall - Rundle Mall Plaza_Level Four_4001.04 _ Workstation | NT-NT72-04-4001.04 | NT72-04-4001.04-Workstation | North Terrace | NT | NT72 | 44-60 Rundle Mall - Rundle Mall Plaza | 04 | Level Four | 4001.04 | 99987 | Vacant - Decant Space | 859 | Infrastructure | 4.1 | Workstation | 1 | Office Space Group | 116 | Open Plan - Professional/General Staff |  | Excellent | 1,022.07 | NO
North Terrace_NT72-44-60 Rundle Mall - Rundle Mall Plaza_Level Four_4001.05 _ Workstation | NT-NT72-04-4001.05 | NT72-04-4001.05-Workstation | North Terrace | NT | NT72 | 44-60 Rundle Mall - Rundle Mall Plaza | 04 | Level Four | 4001.05 | 99987 | Vacant - Decant Space | 859 | Infrastructure | 5.33 | Workstation | 1 | Office Space Group | 116 | Open Plan - Professional/General Staff |  | Excellent | 1,328.69 | NO
North Terrace_NT72-44-60 Rundle Mall - Rundle Mall Plaza_Level Four_4001.06 _ Workstation | NT-NT72-04-4001.06 | NT72-04-4001.06-Workstation | North Terrace | NT | NT72 | 44-60 Rundle Mall - Rundle Mall Plaza | 04 | Level Four | 4001.06 | 99987 | Vacant - Decant Space | 859 | Infrastructure | 5.33 | Workstation | 1 | Office Space Group | 116 | Open Plan - Professional/General Staff |  | Excellent | 1,328.69 | NO
North Terrace_NT72-44-60 Rundle Mall - Rundle Mall Plaza_Level Four_4001.07 _ Workstation | NT-NT72-04-4001.07 | NT72-04-4001.07-Workstation | North Terrace | NT | NT72 | 44-60 Rundle Mall - Rundle Mall Plaza | 04 | Level Four | 4001.07 | 99987 | Vacant - Decant Space | 859 | Infrastructure | 3.01 | Workstation | 1 | Office Space Group | 116 | Open Plan - Professional/General Staff |  | Excellent | 750.35 | NO
North Terrace_NT72-44-60 Rundle Mall - Rundle Mall Plaza_Level Four_4001.08 _ Workstation | NT-NT72-04-4001.08 | NT72-04-4001.08-Workstation | North Terrace | NT | NT72 | 44-60 Rundle Mall - Rundle Mall Plaza | 04 | Level Four | 4001.08 | 99987 | Vacant - Decant Space | 859 | Infrastructure | 3.01 | Workstation | 1 | Office Space Group | 116 | Open Plan - Professional/General Staff |  | Excellent | 750.35 | NO
North Terrace_NT72-44-60 Rundle Mall - Rundle Mall Plaza_Level Four_4001.09 _ Workstation | NT-NT72-04-4001.09 | NT72-04-4001.09-Workstation | North Terrace | NT | NT72 | 44-60 Rundle Mall - Rundle Mall Plaza | 04 | Level Four | 4001.09 | 99987 | Vacant - Decant Space | 859 | Infrastructure | 3.15 | Workstation | 1 | Office Space Group | 116 | Open Plan - Professional/General Staff |  | Excellent | 785.25 | NO
North Terrace_NT72-44-60 Rundle Mall - Rundle Mall Plaza_Level Four_4001.10 _ Workstation | NT-NT72-04-4001.10 | NT72-04-4001.10-Workstation | North Terrace | NT | NT72 | 44-60 Rundle Mall - Rundle Mall Plaza | 04 | Level Four | 4001.10 | 99987 | Vacant - Decant Space | 859 | Infrastructure | 3.01 | Workstation | 1 | Office Space Group | 116 | Open Plan - Professional/General Staff |  | Excellent | 750.35 | NO
North Terrace_NT72-44-60 Rundle Mall - Rundle Mall Plaza_Level Four_4001.11 _ Workstation | NT-NT72-04-4001.11 | NT72-04-4001.11-Workstation | North Terrace | NT | NT72 | 44-60 Rundle Mall - Rundle Mall Plaza | 04 | Level Four | 4001.11 | 99987 | Vacant - Decant Space | 859 | Infrastructure | 3.01 | Workstation | 1 | Office Space Group | 116 | Open Plan - Professional/General Staff |  | Excellent | 750.35 | NO
North Terrace_NT72-44-60 Rundle Mall - Rundle Mall Plaza_Level Four_4001.12 _ Workstation | NT-NT72-04-4001.12 | NT72-04-4001.12-Workstation | North Terrace | NT | NT72 | 44-60 Rundle Mall - Rundle Mall Plaza | 04 | Level Four | 4001.12 | 99987 | Vacant - Decant Space | 859 | Infrastructure | 3.28 | Workstation | 1 | Office Space Group | 116 | Open Plan - Professional/General Staff |  | Excellent | 817.66 | NO
North Terrace_NT72-44-60 Rundle Mall - Rundle Mall Plaza_Level Four_4001.13 _ Workstation | NT-NT72-04-4001.13 | NT72-04-4001.13-Workstation | North Terrace | NT | NT72 | 44-60 Rundle Mall - Rundle Mall Plaza | 04 | Level Four | 4001.13 | 99987 | Vacant - Decant Space | 859 | Infrastructure | 3.01 | Workstation | 1 | Office Space Group | 116 | Open Plan - Professional/General Staff |  | Excellent | 750.35 | NO
North Terrace_NT72-44-60 Rundle Mall - Rundle Mall Plaza_Level Four_4001.14 _ Workstation | NT-NT72-04-4001.14 | NT72-04-4001.14-Workstation | North Terrace | NT | NT72 | 44-60 Rundle Mall - Rundle Mall Plaza | 04 | Level Four | 4001.14 | 99987 | Vacant - Decant Space | 859 | Infrastructure | 3.01 | Workstation | 1 | Office Space Group | 116 | Open Plan - Professional/General Staff |  | Excellent | 750.35 | NO
North Terrace_NT72-44-60 Rundle Mall - Rundle Mall Plaza_Level Four_4001.15 _ Workstation | NT-NT72-04-4001.15 | NT72-04-4001.15-Workstation | North Terrace | NT | NT72 | 44-60 Rundle Mall - Rundle Mall Plaza | 04 | Level Four | 4001.15 | 99987 | Vacant - Decant Space | 859 | Infrastructure | 3.01 | Workstation | 1 | Office Space Group | 116 | Open Plan - Professional/General Staff |  | Excellent | 750.35 | NO
North Terrace_NT72-44-60 Rundle Mall - Rundle Mall Plaza_Level Four_4001.16 _ Workstation | NT-NT72-04-4001.16 | NT72-04-4001.16-Workstation | North Terrace | NT | NT72 | 44-60 Rundle Mall - Rundle Mall Plaza | 04 | Level Four | 4001.16 | 99987 | Vacant - Decant Space | 859 | Infrastructure | 3.43 | Workstation | 1 | Office Space Group | 116 | Open Plan - Professional/General Staff |  | Excellent | 855.05 | NO
North Terrace_NT72-44-60 Rundle Mall - Rundle Mall Plaza_Level Four_4001.17 _ Workstation | NT-NT72-04-4001.17 | NT72-04-4001.17-Workstation | North Terrace | NT | NT72 | 44-60 Rundle Mall - Rundle Mall Plaza | 04 | Level Four | 4001.17 | 99987 | Vacant - Decant Space | 859 | Infrastructure | 3.43 | Workstation | 1 | Office Space Group | 116 | Open Plan - Professional/General Staff |  | Excellent | 855.05 | NO
North Terrace_NT72-44-60 Rundle Mall - Rundle Mall Plaza_Level Four_4001.18 _ Workstation | NT-NT72-04-4001.18 | NT72-04-4001.18-Workstation | North Terrace | NT | NT72 | 44-60 Rundle Mall - Rundle Mall Plaza | 04 | Level Four | 4001.18 | 99987 | Vacant - Decant Space | 859 | Infrastructure | 3.43 | Workstation | 1 | Office Space Group | 116 | Open Plan - Professional/General Staff |  | Excellent | 855.05 | NO
North Terrace_NT72-44-60 Rundle Mall - Rundle Mall Plaza_Level Four_4001.19 _ Workstation | NT-NT72-04-4001.19 | NT72-04-4001.19-Workstation | North Terrace | NT | NT72 | 44-60 Rundle Mall - Rundle Mall Plaza | 04 | Level Four | 4001.19 | 99987 | Vacant - Decant Space | 859 | Infrastructure | 3.34 | Workstation | 1 | Office Space Group | 116 | Open Plan - Professional/General Staff |  | Excellent | 832.61 | NO
North Terrace_NT72-44-60 Rundle Mall - Rundle Mall Plaza_Level Four_4001.20 _ Workstation | NT-NT72-04-4001.20 | NT72-04-4001.20-Workstation | North Terrace | NT | NT72 | 44-60 Rundle Mall - Rundle Mall Plaza | 04 | Level Four | 4001.20 | 99987 | Vacant - Decant Space | 859 | Infrastructure | 3.43 | Workstation | 1 | Office Space Group | 116 | Open Plan - Professional/General Staff |  | Excellent | 855.05 | NO
North Terrace_NT72-44-60 Rundle Mall - Rundle Mall Plaza_Level Four_4001.21 _ Workstation | NT-NT72-04-4001.21 | NT72-04-4001.21-Workstation | North Terrace | NT | NT72 | 44-60 Rundle Mall - Rundle Mall Plaza | 04 | Level Four | 4001.21 | 99987 | Vacant - Decant Space | 859 | Infrastructure | 3.43 | Workstation | 1 | Office Space Group | 116 | Open Plan - Professional/General Staff |  | Excellent | 855.05 | NO
North Terrace_NT72-44-60 Rundle Mall - Rundle Mall Plaza_Level Four_4001.22 _ Workstation | NT-NT72-04-4001.22 | NT72-04-4001.22-Workstation | North Terrace | NT | NT72 | 44-60 Rundle Mall - Rundle Mall Plaza | 04 | Level Four | 4001.22 | 99987 | Vacant - Decant Space | 859 | Infrastructure | 3.45 | Workstation | 1 | Office Space Group | 116 | Open Plan - Professional/General Staff |  | Excellent | 860.04 | NO
North Terrace_NT72-44-60 Rundle Mall - Rundle Mall Plaza_Level Four_4001.23 _ Workstation | NT-NT72-04-4001.23 | NT72-04-4001.23-Workstation | North Terrace | NT | NT72 | 44-60 Rundle Mall - Rundle Mall Plaza | 04 | Level Four | 4001.23 | 99987 | Vacant - Decant Space | 859 | Infrastructure | 3.45 | Workstation | 1 | Office Space Group | 116 | Open Plan - Professional/General Staff |  | Excellent | 860.04 | NO
North Terrace_NT72-44-60 Rundle Mall - Rundle Mall Plaza_Level Four_4001.24 _ Workstation | NT-NT72-04-4001.24 | NT72-04-4001.24-Workstation | North Terrace | NT | NT72 | 44-60 Rundle Mall - Rundle Mall Plaza | 04 | Level Four | 4001.24 | 99987 | Vacant - Decant Space | 859 | Infrastructure | 3.45 | Workstation | 1 | Office Space Group | 116 | Open Plan - Professional/General Staff |  | Excellent | 860.04 | NO
North Terrace_NT72-44-60 Rundle Mall - Rundle Mall Plaza_Level Four_4001.25 _ Workstation | NT-NT72-04-4001.25 | NT72-04-4001.25-Workstation | North Terrace | NT | NT72 | 44-60 Rundle Mall - Rundle Mall Plaza | 04 | Level Four | 4001.25 | 99987 | Vacant - Decant Space | 859 | Infrastructure | 3.45 | Workstation | 1 | Office Space Group | 116 | Open Plan - Professional/General Staff |  | Excellent | 860.04 | NO
North Terrace_NT72-44-60 Rundle Mall - Rundle Mall Plaza_Level Four_4001.26 _ Workstation | NT-NT72-04-4001.26 | NT72-04-4001.26-Workstation | North Terrace | NT | NT72 | 44-60 Rundle Mall - Rundle Mall Plaza | 04 | Level Four | 4001.26 | 99987 | Vacant - Decant Space | 859 | Infrastructure | 3.45 | Workstation | 1 | Office Space Group | 116 | Open Plan - Professional/General Staff |  | Excellent | 860.04 | NO
North Terrace_NT72-44-60 Rundle Mall - Rundle Mall Plaza_Level Four_4001.27 _ Workstation | NT-NT72-04-4001.27 | NT72-04-4001.27-Workstation | North Terrace | NT | NT72 | 44-60 Rundle Mall - Rundle Mall Plaza | 04 | Level Four | 4001.27 | 99987 | Vacant - Decant Space | 859 | Infrastructure | 3.45 | Workstation | 1 | Office Space Group | 116 | Open Plan - Professional/General Staff |  | Excellent | 860.04 | NO
North Terrace_NT72-44-60 Rundle Mall - Rundle Mall Plaza_Level Four_4001.28 _ Workstation | NT-NT72-04-4001.28 | NT72-04-4001.28-Workstation | North Terrace | NT | NT72 | 44-60 Rundle Mall - Rundle Mall Plaza | 04 | Level Four | 4001.28 | 99987 | Vacant - Decant Space | 859 | Infrastructure | 3.45 | Workstation | 1 | Office Space Group | 116 | Open Plan - Professional/General Staff |  | Excellent | 860.04 | NO
North Terrace_NT72-44-60 Rundle Mall - Rundle Mall Plaza_Level Four_4001.29 _ Workstation | NT-NT72-04-4001.29 | NT72-04-4001.29-Workstation | North Terrace | NT | NT72 | 44-60 Rundle Mall - Rundle Mall Plaza | 04 | Level Four | 4001.29 | 99987 | Vacant - Decant Space | 859 | Infrastructure | 3.45 | Workstation | 1 | Office Space Group | 116 | Open Plan - Professional/General Staff |  | Excellent | 860.04 | NO
North Terrace_NT72-44-60 Rundle Mall - Rundle Mall Plaza_Level Four_4001.30 _ Workstation | NT-NT72-04-4001.30 | NT72-04-4001.30-Workstation | North Terrace | NT | NT72 | 44-60 Rundle Mall - Rundle Mall Plaza | 04 | Level Four | 4001.30 | 99987 | Vacant - Decant Space | 859 | Infrastructure | 3.45 | Workstation | 1 | Office Space Group | 116 | Open Plan - Professional/General Staff |  | Excellent | 860.04 | NO
North Terrace_NT72-44-60 Rundle Mall - Rundle Mall Plaza_Level Four_4001.31 _ Workstation | NT-NT72-04-4001.31 | NT72-04-4001.31-Workstation | North Terrace | NT | NT72 | 44-60 Rundle Mall - Rundle Mall Plaza | 04 | Level Four | 4001.31 | 99987 | Vacant - Decant Space | 859 | Infrastructure | 3.59 | Workstation | 1 | Office Space Group | 116 | Open Plan - Professional/General Staff |  | Excellent | 894.94 | NO
North Terrace_NT72-44-60 Rundle Mall - Rundle Mall Plaza_Level Four_4001.32 _ Workstation | NT-NT72-04-4001.32 | NT72-04-4001.32-Workstation | North Terrace | NT | NT72 | 44-60 Rundle Mall - Rundle Mall Plaza | 04 | Level Four | 4001.32 | 99987 | Vacant - Decant Space | 859 | Infrastructure | 3.88 | Workstation | 1 | Office Space Group | 116 | Open Plan - Professional/General Staff |  | Excellent | 967.23 | NO
North Terrace_NT72-44-60 Rundle Mall - Rundle Mall Plaza_Level Four_4001.33 _ Workstation | NT-NT72-04-4001.33 | NT72-04-4001.33-Workstation | North Terrace | NT | NT72 | 44-60 Rundle Mall - Rundle Mall Plaza | 04 | Level Four | 4001.33 | 99987 | Vacant - Decant Space | 859 | Infrastructure | 3.73 | Workstation | 1 | Office Space Group | 116 | Open Plan - Professional/General Staff |  | Excellent | 929.84 | NO
North Terrace_NT72-44-60 Rundle Mall - Rundle Mall Plaza_Level Four_4001.34 _ Workstation | NT-NT72-04-4001.34 | NT72-04-4001.34-Workstation | North Terrace | NT | NT72 | 44-60 Rundle Mall - Rundle Mall Plaza | 04 | Level Four | 4001.34 | 99987 | Vacant - Decant Space | 859 | Infrastructure | 5.26 | Workstation | 1 | Office Space Group | 116 | Open Plan - Professional/General Staff |  | Excellent | 1,311.24 | NO
North Terrace_NT72-44-60 Rundle Mall - Rundle Mall Plaza_Level Four_4001.35 _ Workstation | NT-NT72-04-4001.35 | NT72-04-4001.35-Workstation | North Terrace | NT | NT72 | 44-60 Rundle Mall - Rundle Mall Plaza | 04 | Level Four | 4001.35 | 99987 | Vacant - Decant Space | 859 | Infrastructure | 5.47 | Workstation | 1 | Office Space Group | 116 | Open Plan - Professional/General Staff |  | Excellent | 1,363.59 | NO
North Terrace_NT72-44-60 Rundle Mall - Rundle Mall Plaza_Level Four_4001.36 _ Workstation | NT-NT72-04-4001.36 | NT72-04-4001.36-Workstation | North Terrace | NT | NT72 | 44-60 Rundle Mall - Rundle Mall Plaza | 04 | Level Four | 4001.36 | 99987 | Vacant - Decant Space | 859 | Infrastructure | 5.04 | Workstation | 1 | Office Space Group | 116 | Open Plan - Professional/General Staff |  | Excellent | 1,256.40 | NO
North Terrace_NT72-44-60 Rundle Mall - Rundle Mall Plaza_Level Four_4002 _ Office - Open Plan | NT-NT72-04-4002 | NT72-04-4002-Office - Open Plan | North Terrace | NT | NT72 | 44-60 Rundle Mall - Rundle Mall Plaza | 04 | Level Four | 4002 | 99987 | Vacant - Decant Space | 859 | Infrastructure | 61.81 | Office - Open Plan | 1 | Office Space Group | 111 | Open Plan - Specific type not defined |  | Excellent | 15,408.35 | NO
North Terrace_NT72-44-60 Rundle Mall - Rundle Mall Plaza_Level Four_4002.01 _ Workstation | NT-NT72-04-4002.01 | NT72-04-4002.01-Workstation | North Terrace | NT | NT72 | 44-60 Rundle Mall - Rundle Mall Plaza | 04 | Level Four | 4002.01 | 99987 | Vacant - Decant Space | 859 | Infrastructure | 4.64 | Workstation | 1 | Office Space Group | 116 | Open Plan - Professional/General Staff |  | Excellent | 1,156.69 | NO
North Terrace_NT72-44-60 Rundle Mall - Rundle Mall Plaza_Level Four_4002.02 _ Workstation | NT-NT72-04-4002.02 | NT72-04-4002.02-Workstation | North Terrace | NT | NT72 | 44-60 Rundle Mall - Rundle Mall Plaza | 04 | Level Four | 4002.02 | 99987 | Vacant - Decant Space | 859 | Infrastructure | 4.84 | Workstation | 1 | Office Space Group | 116 | Open Plan - Professional/General Staff |  | Excellent | 1,206.54 | NO
North Terrace_NT72-44-60 Rundle Mall - Rundle Mall Plaza_Level Four_4002.03 _ Workstation | NT-NT72-04-4002.03 | NT72-04-4002.03-Workstation | North Terrace | NT | NT72 | 44-60 Rundle Mall - Rundle Mall Plaza | 04 | Level Four | 4002.03 | 99987 | Vacant - Decant Space | 859 | Infrastructure | 5.03 | Workstation | 1 | Office Space Group | 116 | Open Plan - Professional/General Staff |  | Excellent | 1,253.91 | NO
North Terrace_NT72-44-60 Rundle Mall - Rundle Mall Plaza_Level Four_4002.04 _ Workstation | NT-NT72-04-4002.04 | NT72-04-4002.04-Workstation | North Terrace | NT | NT72 | 44-60 Rundle Mall - Rundle Mall Plaza | 04 | Level Four | 4002.04 | 99987 | Vacant - Decant Space | 859 | Infrastructure | 5.03 | Workstation | 1 | Office Space Group | 116 | Open Plan - Professional/General Staff |  | Excellent | 1,253.91 | NO
North Terrace_NT72-44-60 Rundle Mall - Rundle Mall Plaza_Level Four_4002.05 _ Workstation | NT-NT72-04-4002.05 | NT72-04-4002.05-Workstation | North Terrace | NT | NT72 | 44-60 Rundle Mall - Rundle Mall Plaza | 04 | Level Four | 4002.05 | 99987 | Vacant - Decant Space | 859 | Infrastructure | 4.84 | Workstation | 1 | Office Space Group | 116 | Open Plan - Professional/General Staff |  | Excellent | 1,206.54 | NO
North Terrace_NT72-44-60 Rundle Mall - Rundle Mall Plaza_Level Four_4002.06 _ Workstation | NT-NT72-04-4002.06 | NT72-04-4002.06-Workstation | North Terrace | NT | NT72 | 44-60 Rundle Mall - Rundle Mall Plaza | 04 | Level Four | 4002.06 | 99987 | Vacant - Decant Space | 859 | Infrastructure | 5.03 | Workstation | 1 | Office Space Group | 116 | Open Plan - Professional/General Staff |  | Excellent | 1,253.91 | NO
North Terrace_NT72-44-60 Rundle Mall - Rundle Mall Plaza_Level Four_4002.07 _ Workstation | NT-NT72-04-4002.07 | NT72-04-4002.07-Workstation | North Terrace | NT | NT72 | 44-60 Rundle Mall - Rundle Mall Plaza | 04 | Level Four | 4002.07 | 99987 | Vacant - Decant Space | 859 | Infrastructure | 5.03 | Workstation | 1 | Office Space Group | 116 | Open Plan - Professional/General Staff |  | Excellent | 1,253.91 | NO
North Terrace_NT72-44-60 Rundle Mall - Rundle Mall Plaza_Level Four_4002.08 _ Workstation | NT-NT72-04-4002.08 | NT72-04-4002.08-Workstation | North Terrace | NT | NT72 | 44-60 Rundle Mall - Rundle Mall Plaza | 04 | Level Four | 4002.08 | 99987 | Vacant - Decant Space | 859 | Infrastructure | 4.37 | Workstation | 1 | Office Space Group | 116 | Open Plan - Professional/General Staff |  | Excellent | 1,089.38 | NO
North Terrace_NT72-44-60 Rundle Mall - Rundle Mall Plaza_Level Four_4002.09 _ Workstation | NT-NT72-04-4002.09 | NT72-04-4002.09-Workstation | North Terrace | NT | NT72 | 44-60 Rundle Mall - Rundle Mall Plaza | 04 | Level Four | 4002.09 | 99987 | Vacant - Decant Space | 859 | Infrastructure | 4.28 | Workstation | 1 | Office Space Group | 116 | Open Plan - Professional/General Staff |  | Excellent | 1,066.94 | NO
North Terrace_NT72-44-60 Rundle Mall - Rundle Mall Plaza_Level Four_4002.10 _ Workstation | NT-NT72-04-4002.10 | NT72-04-4002.10-Workstation | North Terrace | NT | NT72 | 44-60 Rundle Mall - Rundle Mall Plaza | 04 | Level Four | 4002.10 | 99987 | Vacant - Decant Space | 859 | Infrastructure | 4.28 | Workstation | 1 | Office Space Group | 116 | Open Plan - Professional/General Staff |  | Excellent | 1,066.94 | NO
North Terrace_NT72-44-60 Rundle Mall - Rundle Mall Plaza_Level Four_4002.11 _ Workstation | NT-NT72-04-4002.11 | NT72-04-4002.11-Workstation | North Terrace | NT | NT72 | 44-60 Rundle Mall - Rundle Mall Plaza | 04 | Level Four | 4002.11 | 99987 | Vacant - Decant Space | 859 | Infrastructure | 4.37 | Workstation | 1 | Office Space Group | 116 | Open Plan - Professional/General Staff |  | Excellent | 1,089.38 | NO
North Terrace_NT72-44-60 Rundle Mall - Rundle Mall Plaza_Level Four_4002.12 _ Workstation | NT-NT72-04-4002.12 | NT72-04-4002.12-Workstation | North Terrace | NT | NT72 | 44-60 Rundle Mall - Rundle Mall Plaza | 04 | Level Four | 4002.12 | 99987 | Vacant - Decant Space | 859 | Infrastructure | 4.37 | Workstation | 1 | Office Space Group | 116 | Open Plan - Professional/General Staff |  | Excellent | 1,089.38 | NO
North Terrace_NT72-44-60 Rundle Mall - Rundle Mall Plaza_Level Four_4002.13 _ Workstation | NT-NT72-04-4002.13 | NT72-04-4002.13-Workstation | North Terrace | NT | NT72 | 44-60 Rundle Mall - Rundle Mall Plaza | 04 | Level Four | 4002.13 | 99987 | Vacant - Decant Space | 859 | Infrastructure | 4.28 | Workstation | 1 | Office Space Group | 116 | Open Plan - Professional/General Staff |  | Excellent | 1,066.94 | NO
North Terrace_NT72-44-60 Rundle Mall - Rundle Mall Plaza_Level Four_4002.14 _ Workstation | NT-NT72-04-4002.14 | NT72-04-4002.14-Workstation | North Terrace | NT | NT72 | 44-60 Rundle Mall - Rundle Mall Plaza | 04 | Level Four | 4002.14 | 99987 | Vacant - Decant Space | 859 | Infrastructure | 4.28 | Workstation | 1 | Office Space Group | 116 | Open Plan - Professional/General Staff |  | Excellent | 1,066.94 | NO
North Terrace_NT72-44-60 Rundle Mall - Rundle Mall Plaza_Level Four_4002.15 _ Workstation | NT-NT72-04-4002.15 | NT72-04-4002.15-Workstation | North Terrace | NT | NT72 | 44-60 Rundle Mall - Rundle Mall Plaza | 04 | Level Four | 4002.15 | 99987 | Vacant - Decant Space | 859 | Infrastructure | 4.37 | Workstation | 1 | Office Space Group | 116 | Open Plan - Professional/General Staff |  | Excellent | 1,089.38 | NO
North Terrace_NT72-44-60 Rundle Mall - Rundle Mall Plaza_Level Four_4002.16 _ Workstation | NT-NT72-04-4002.16 | NT72-04-4002.16-Workstation | North Terrace | NT | NT72 | 44-60 Rundle Mall - Rundle Mall Plaza | 04 | Level Four | 4002.16 | 99987 | Vacant - Decant Space | 859 | Infrastructure | 4.37 | Workstation | 1 | Office Space Group | 116 | Open Plan - Professional/General Staff |  | Excellent | 1,089.38 | NO
North Terrace_NT72-44-60 Rundle Mall - Rundle Mall Plaza_Level Four_4002.17 _ Workstation | NT-NT72-04-4002.17 | NT72-04-4002.17-Workstation | North Terrace | NT | NT72 | 44-60 Rundle Mall - Rundle Mall Plaza | 04 | Level Four | 4002.17 | 99987 | Vacant - Decant Space | 859 | Infrastructure | 4.37 | Workstation | 1 | Office Space Group | 116 | Open Plan - Professional/General Staff |  | Excellent | 1,089.38 | NO
North Terrace_NT72-44-60 Rundle Mall - Rundle Mall Plaza_Level Four_4002.18 _ Workstation | NT-NT72-04-4002.18 | NT72-04-4002.18-Workstation | North Terrace | NT | NT72 | 44-60 Rundle Mall - Rundle Mall Plaza | 04 | Level Four | 4002.18 | 99987 | Vacant - Decant Space | 859 | Infrastructure | 4.37 | Workstation | 1 | Office Space Group | 116 | Open Plan - Professional/General Staff |  | Excellent | 1,089.38 | NO
North Terrace_NT72-44-60 Rundle Mall - Rundle Mall Plaza_Level Four_4002.19 _ Workstation | NT-NT72-04-4002.19 | NT72-04-4002.19-Workstation | North Terrace | NT | NT72 | 44-60 Rundle Mall - Rundle Mall Plaza | 04 | Level Four | 4002.19 | 99987 | Vacant - Decant Space | 859 | Infrastructure | 4.62 | Workstation | 1 | Office Space Group | 116 | Open Plan - Professional/General Staff |  | Excellent | 1,151.70 | NO
North Terrace_NT72-44-60 Rundle Mall - Rundle Mall Plaza_Level Four_4002.20 _ Workstation | NT-NT72-04-4002.20 | NT72-04-4002.20-Workstation | North Terrace | NT | NT72 | 44-60 Rundle Mall - Rundle Mall Plaza | 04 | Level Four | 4002.20 | 99987 | Vacant - Decant Space | 859 | Infrastructure | 4.29 | Workstation | 1 | Office Space Group | 116 | Open Plan - Professional/General Staff |  | Excellent | 1,069.44 | NO
North Terrace_NT72-44-60 Rundle Mall - Rundle Mall Plaza_Level Four_4002.21 _ Workstation | NT-NT72-04-4002.21 | NT72-04-4002.21-Workstation | North Terrace | NT | NT72 | 44-60 Rundle Mall - Rundle Mall Plaza | 04 | Level Four | 4002.21 | 99987 | Vacant - Decant Space | 859 | Infrastructure | 4.37 | Workstation | 1 | Office Space Group | 116 | Open Plan - Professional/General Staff |  | Excellent | 1,089.38 | NO
North Terrace_NT72-44-60 Rundle Mall - Rundle Mall Plaza_Level Four_4002.22 _ Workstation | NT-NT72-04-4002.22 | NT72-04-4002.22-Workstation | North Terrace | NT | NT72 | 44-60 Rundle Mall - Rundle Mall Plaza | 04 | Level Four | 4002.22 | 99987 | Vacant - Decant Space | 859 | Infrastructure | 4.37 | Workstation | 1 | Office Space Group | 116 | Open Plan - Professional/General Staff |  | Excellent | 1,089.38 | NO
North Terrace_NT72-44-60 Rundle Mall - Rundle Mall Plaza_Level Four_4002.23 _ Workstation | NT-NT72-04-4002.23 | NT72-04-4002.23-Workstation | North Terrace | NT | NT72 | 44-60 Rundle Mall - Rundle Mall Plaza | 04 | Level Four | 4002.23 | 99987 | Vacant - Decant Space | 859 | Infrastructure | 4.54 | Workstation | 1 | Office Space Group | 116 | Open Plan - Professional/General Staff |  | Excellent | 1,131.76 | NO
North Terrace_NT72-44-60 Rundle Mall - Rundle Mall Plaza_Level Four_4002.24 _ Workstation | NT-NT72-04-4002.24 | NT72-04-4002.24-Workstation | North Terrace | NT | NT72 | 44-60 Rundle Mall - Rundle Mall Plaza | 04 | Level Four | 4002.24 | 99987 | Vacant - Decant Space | 859 | Infrastructure | 4.69 | Workstation | 1 | Office Space Group | 116 | Open Plan - Professional/General Staff |  | Excellent | 1,169.15 | NO
North Terrace_NT72-44-60 Rundle Mall - Rundle Mall Plaza_Level Four_4002.25 _ Workstation | NT-NT72-04-4002.25 | NT72-04-4002.25-Workstation | North Terrace | NT | NT72 | 44-60 Rundle Mall - Rundle Mall Plaza | 04 | Level Four | 4002.25 | 99987 | Vacant - Decant Space | 859 | Infrastructure | 4.37 | Workstation | 1 | Office Space Group | 116 | Open Plan - Professional/General Staff |  | Excellent | 1,089.38 | NO
North Terrace_NT72-44-60 Rundle Mall - Rundle Mall Plaza_Level Four_4002.26 _ Workstation | NT-NT72-04-4002.26 | NT72-04-4002.26-Workstation | North Terrace | NT | NT72 | 44-60 Rundle Mall - Rundle Mall Plaza | 04 | Level Four | 4002.26 | 99987 | Vacant - Decant Space | 859 | Infrastructure | 4.37 | Workstation | 1 | Office Space Group | 116 | Open Plan - Professional/General Staff |  | Excellent | 1,089.38 | NO
North Terrace_NT72-44-60 Rundle Mall - Rundle Mall Plaza_Level Four_4002.27 _ Workstation | NT-NT72-04-4002.27 | NT72-04-4002.27-Workstation | North Terrace | NT | NT72 | 44-60 Rundle Mall - Rundle Mall Plaza | 04 | Level Four | 4002.27 | 99987 | Vacant - Decant Space | 859 | Infrastructure | 5.54 | Workstation | 1 | Office Space Group | 116 | Open Plan - Professional/General Staff |  | Excellent | 1,381.04 | NO
North Terrace_NT72-44-60 Rundle Mall - Rundle Mall Plaza_Level Four_4002.28 _ Workstation | NT-NT72-04-4002.28 | NT72-04-4002.28-Workstation | North Terrace | NT | NT72 | 44-60 Rundle Mall - Rundle Mall Plaza | 04 | Level Four | 4002.28 | 99987 | Vacant - Decant Space | 859 | Infrastructure | 4.69 | Workstation | 1 | Office Space Group | 116 | Open Plan - Professional/General Staff |  | Excellent | 1,169.15 | NO
North Terrace_NT72-44-60 Rundle Mall - Rundle Mall Plaza_Level Four_4002.29 _ Workstation | NT-NT72-04-4002.29 | NT72-04-4002.29-Workstation | North Terrace | NT | NT72 | 44-60 Rundle Mall - Rundle Mall Plaza | 04 | Level Four | 4002.29 | 99987 | Vacant - Decant Space | 859 | Infrastructure | 4.37 | Workstation | 1 | Office Space Group | 116 | Open Plan - Professional/General Staff |  | Excellent | 1,089.38 | NO
North Terrace_NT72-44-60 Rundle Mall - Rundle Mall Plaza_Level Four_4002.30 _ Workstation | NT-NT72-04-4002.30 | NT72-04-4002.30-Workstation | North Terrace | NT | NT72 | 44-60 Rundle Mall - Rundle Mall Plaza | 04 | Level Four | 4002.30 | 99987 | Vacant - Decant Space | 859 | Infrastructure | 4.37 | Workstation | 1 | Office Space Group | 116 | Open Plan - Professional/General Staff |  | Excellent | 1,089.38 | NO
North Terrace_NT72-44-60 Rundle Mall - Rundle Mall Plaza_Level Four_4002.31 _ Workstation | NT-NT72-04-4002.31 | NT72-04-4002.31-Workstation | North Terrace | NT | NT72 | 44-60 Rundle Mall - Rundle Mall Plaza | 04 | Level Four | 4002.31 | 99987 | Vacant - Decant Space | 859 | Infrastructure | 5.35 | Workstation | 1 | Office Space Group | 116 | Open Plan - Professional/General Staff |  | Excellent | 1,333.68 | NO
North Terrace_NT72-44-60 Rundle Mall - Rundle Mall Plaza_Level Four_4002.32 _ Workstation | NT-NT72-04-4002.32 | NT72-04-4002.32-Workstation | North Terrace | NT | NT72 | 44-60 Rundle Mall - Rundle Mall Plaza | 04 | Level Four | 4002.32 | 99987 | Vacant - Decant Space | 859 | Infrastructure | 4.37 | Workstation | 1 | Office Space Group | 116 | Open Plan - Professional/General Staff |  | Excellent | 1,089.38 | NO
North Terrace_NT72-44-60 Rundle Mall - Rundle Mall Plaza_Level Four_4002.33 _ Workstation | NT-NT72-04-4002.33 | NT72-04-4002.33-Workstation | North Terrace | NT | NT72 | 44-60 Rundle Mall - Rundle Mall Plaza | 04 | Level Four | 4002.33 | 99987 | Vacant - Decant Space | 859 | Infrastructure | 4.37 | Workstation | 1 | Office Space Group | 116 | Open Plan - Professional/General Staff |  | Excellent | 1,089.38 | NO
North Terrace_NT72-44-60 Rundle Mall - Rundle Mall Plaza_Level Four_4002.34 _ Workstation | NT-NT72-04-4002.34 | NT72-04-4002.34-Workstation | North Terrace | NT | NT72 | 44-60 Rundle Mall - Rundle Mall Plaza | 04 | Level Four | 4002.34 | 99987 | Vacant - Decant Space | 859 | Infrastructure | 4.2 | Workstation | 1 | Office Space Group | 116 | Open Plan - Professional/General Staff |  | Excellent | 1,047.00 | NO
North Terrace_NT72-44-60 Rundle Mall - Rundle Mall Plaza_Level Four_4002.35 _ Workstation | NT-NT72-04-4002.35 | NT72-04-4002.35-Workstation | North Terrace | NT | NT72 | 44-60 Rundle Mall - Rundle Mall Plaza | 04 | Level Four | 4002.35 | 99987 | Vacant - Decant Space | 859 | Infrastructure | 4.37 | Workstation | 1 | Office Space Group | 116 | Open Plan - Professional/General Staff |  | Excellent | 1,089.38 | NO
North Terrace_NT72-44-60 Rundle Mall - Rundle Mall Plaza_Level Four_4002.36 _ Workstation | NT-NT72-04-4002.36 | NT72-04-4002.36-Workstation | North Terrace | NT | NT72 | 44-60 Rundle Mall - Rundle Mall Plaza | 04 | Level Four | 4002.36 | 99987 | Vacant - Decant Space | 859 | Infrastructure | 4.37 | Workstation | 1 | Office Space Group | 116 | Open Plan - Professional/General Staff |  | Excellent | 1,089.38 | NO
North Terrace_NT72-44-60 Rundle Mall - Rundle Mall Plaza_Level Four_4002.37 _ Workstation | NT-NT72-04-4002.37 | NT72-04-4002.37-Workstation | North Terrace | NT | NT72 | 44-60 Rundle Mall - Rundle Mall Plaza | 04 | Level Four | 4002.37 | 99987 | Vacant - Decant Space | 859 | Infrastructure | 4.37 | Workstation | 1 | Office Space Group | 116 | Open Plan - Professional/General Staff |  | Excellent | 1,089.38 | NO
North Terrace_NT72-44-60 Rundle Mall - Rundle Mall Plaza_Level Four_4002.38 _ Workstation | NT-NT72-04-4002.38 | NT72-04-4002.38-Workstation | North Terrace | NT | NT72 | 44-60 Rundle Mall - Rundle Mall Plaza | 04 | Level Four | 4002.38 | 99987 | Vacant - Decant Space | 859 | Infrastructure | 4.2 | Workstation | 1 | Office Space Group | 116 | Open Plan - Professional/General Staff |  | Excellent | 1,047.00 | NO
North Terrace_NT72-44-60 Rundle Mall - Rundle Mall Plaza_Level Four_4002.39 _ Workstation | NT-NT72-04-4002.39 | NT72-04-4002.39-Workstation | North Terrace | NT | NT72 | 44-60 Rundle Mall - Rundle Mall Plaza | 04 | Level Four | 4002.39 | 99987 | Vacant - Decant Space | 859 | Infrastructure | 4.37 | Workstation | 1 | Office Space Group | 116 | Open Plan - Professional/General Staff |  | Excellent | 1,089.38 | NO
North Terrace_NT72-44-60 Rundle Mall - Rundle Mall Plaza_Level Four_4002.40 _ Workstation | NT-NT72-04-4002.40 | NT72-04-4002.40-Workstation | North Terrace | NT | NT72 | 44-60 Rundle Mall - Rundle Mall Plaza | 04 | Level Four | 4002.40 | 99987 | Vacant - Decant Space | 859 | Infrastructure | 4.71 | Workstation | 1 | Office Space Group | 116 | Open Plan - Professional/General Staff |  | Excellent | 1,174.14 | NO
North Terrace_NT72-44-60 Rundle Mall - Rundle Mall Plaza_Level Four_4002.41 _ Workstation | NT-NT72-04-4002.41 | NT72-04-4002.41-Workstation | North Terrace | NT | NT72 | 44-60 Rundle Mall - Rundle Mall Plaza | 04 | Level Four | 4002.41 | 99987 | Vacant - Decant Space | 859 | Infrastructure | 4.37 | Workstation | 1 | Office Space Group | 116 | Open Plan - Professional/General Staff |  | Excellent | 1,089.38 | NO
North Terrace_NT72-44-60 Rundle Mall - Rundle Mall Plaza_Level Four_4002.42 _ Workstation | NT-NT72-04-4002.42 | NT72-04-4002.42-Workstation | North Terrace | NT | NT72 | 44-60 Rundle Mall - Rundle Mall Plaza | 04 | Level Four | 4002.42 | 99987 | Vacant - Decant Space | 859 | Infrastructure | 4.37 | Workstation | 1 | Office Space Group | 116 | Open Plan - Professional/General Staff |  | Excellent | 1,089.38 | NO
North Terrace_NT72-44-60 Rundle Mall - Rundle Mall Plaza_Level Four_4002.43 _ Workstation | NT-NT72-04-4002.43 | NT72-04-4002.43-Workstation | North Terrace | NT | NT72 | 44-60 Rundle Mall - Rundle Mall Plaza | 04 | Level Four | 4002.43 | 99987 | Vacant - Decant Space | 859 | Infrastructure | 4.37 | Workstation | 1 | Office Space Group | 116 | Open Plan - Professional/General Staff |  | Excellent | 1,089.38 | NO
North Terrace_NT72-44-60 Rundle Mall - Rundle Mall Plaza_Level Four_4002.44 _ Workstation | NT-NT72-04-4002.44 | NT72-04-4002.44-Workstation | North Terrace | NT | NT72 | 44-60 Rundle Mall - Rundle Mall Plaza | 04 | Level Four | 4002.44 | 99987 | Vacant - Decant Space | 859 | Infrastructure | 4.71 | Workstation | 1 | Office Space Group | 116 | Open Plan - Professional/General Staff |  | Excellent | 1,174.14 | NO
North Terrace_NT72-44-60 Rundle Mall - Rundle Mall Plaza_Level Four_4002.45 _ Workstation | NT-NT72-04-4002.45 | NT72-04-4002.45-Workstation | North Terrace | NT | NT72 | 44-60 Rundle Mall - Rundle Mall Plaza | 04 | Level Four | 4002.45 | 99987 | Vacant - Decant Space | 859 | Infrastructure | 4.38 | Workstation | 1 | Office Space Group | 116 | Open Plan - Professional/General Staff |  | Excellent | 1,091.87 | NO
North Terrace_NT72-44-60 Rundle Mall - Rundle Mall Plaza_Level Four_4002.46 _ Workstation | NT-NT72-04-4002.46 | NT72-04-4002.46-Workstation | North Terrace | NT | NT72 | 44-60 Rundle Mall - Rundle Mall Plaza | 04 | Level Four | 4002.46 | 99987 | Vacant - Decant Space | 859 | Infrastructure | 4.38 | Workstation | 1 | Office Space Group | 116 | Open Plan - Professional/General Staff |  | Excellent | 1,091.87 | NO
North Terrace_NT72-44-60 Rundle Mall - Rundle Mall Plaza_Level Four_4002.47 _ Workstation | NT-NT72-04-4002.47 | NT72-04-4002.47-Workstation | North Terrace | NT | NT72 | 44-60 Rundle Mall - Rundle Mall Plaza | 04 | Level Four | 4002.47 | 99987 | Vacant - Decant Space | 859 | Infrastructure | 4.38 | Workstation | 1 | Office Space Group | 116 | Open Plan - Professional/General Staff |  | Excellent | 1,091.87 | NO
North Terrace_NT72-44-60 Rundle Mall - Rundle Mall Plaza_Level Four_4002.48 _ Workstation | NT-NT72-04-4002.48 | NT72-04-4002.48-Workstation | North Terrace | NT | NT72 | 44-60 Rundle Mall - Rundle Mall Plaza | 04 | Level Four | 4002.48 | 99987 | Vacant - Decant Space | 859 | Infrastructure | 4.44 | Workstation | 1 | Office Space Group | 116 | Open Plan - Professional/General Staff |  | Excellent | 1,106.83 | NO
North Terrace_NT72-44-60 Rundle Mall - Rundle Mall Plaza_Level Four_4002.49 _ Workstation | NT-NT72-04-4002.49 | NT72-04-4002.49-Workstation | North Terrace | NT | NT72 | 44-60 Rundle Mall - Rundle Mall Plaza | 04 | Level Four | 4002.49 | 99987 | Vacant - Decant Space | 859 | Infrastructure | 4.15 | Workstation | 1 | Office Space Group | 116 | Open Plan - Professional/General Staff |  | Excellent | 1,034.54 | NO
North Terrace_NT72-44-60 Rundle Mall - Rundle Mall Plaza_Level Four_4002.50 _ Workstation | NT-NT72-04-4002.50 | NT72-04-4002.50-Workstation | North Terrace | NT | NT72 | 44-60 Rundle Mall - Rundle Mall Plaza | 04 | Level Four | 4002.50 | 99987 | Vacant - Decant Space | 859 | Infrastructure | 4.15 | Workstation | 1 | Office Space Group | 116 | Open Plan - Professional/General Staff |  | Excellent | 1,034.54 | NO
North Terrace_NT72-44-60 Rundle Mall - Rundle Mall Plaza_Level Four_4002.51 _ Workstation | NT-NT72-04-4002.51 | NT72-04-4002.51-Workstation | North Terrace | NT | NT72 | 44-60 Rundle Mall - Rundle Mall Plaza | 04 | Level Four | 4002.51 | 99987 | Vacant - Decant Space | 859 | Infrastructure | 4.31 | Workstation | 1 | Office Space Group | 116 | Open Plan - Professional/General Staff |  | Excellent | 1,074.42 | NO
North Terrace_NT72-44-60 Rundle Mall - Rundle Mall Plaza_Level Four_4002A _ Collab - Open Plan | NT-NT72-04-4002A | NT72-04-4002A-Collab - Open Plan | North Terrace | NT | NT72 | 44-60 Rundle Mall - Rundle Mall Plaza | 04 | Level Four | 4002A | 99987 | Vacant - Decant Space | 859 | Infrastructure | 12.97 | Collab - Open Plan | 1 | Office Space Group | 119 | Informal Work Space |  | Excellent | 3,233.24 | NO
North Terrace_NT72-44-60 Rundle Mall - Rundle Mall Plaza_Level Four_4002B _ Meeting - Open Plan | NT-NT72-04-4002B | NT72-04-4002B-Meeting - Open Plan | North Terrace | NT | NT72 | 44-60 Rundle Mall - Rundle Mall Plaza | 04 | Level Four | 4002B | 99987 | Vacant - Decant Space | 859 | Infrastructure | 22.23 | Meeting - Open Plan | 1 | Office Space Group | 119 | Informal Work Space |  | Excellent | 5,541.62 | NO
North Terrace_NT72-44-60 Rundle Mall - Rundle Mall Plaza_Level Four_4002C _ Meeting - Open Plan | NT-NT72-04-4002C | NT72-04-4002C-Meeting - Open Plan | North Terrace | NT | NT72 | 44-60 Rundle Mall - Rundle Mall Plaza | 04 | Level Four | 4002C | 99987 | Vacant - Decant Space | 859 | Infrastructure | 18.93 | Meeting - Open Plan | 1 | Office Space Group | 119 | Informal Work Space |  | Excellent | 4,718.98 | NO
North Terrace_NT72-44-60 Rundle Mall - Rundle Mall Plaza_Level Four_4002D _ Collab - Open Plan | NT-NT72-04-4002D | NT72-04-4002D-Collab - Open Plan | North Terrace | NT | NT72 | 44-60 Rundle Mall - Rundle Mall Plaza | 04 | Level Four | 4002D | 99987 | Vacant - Decant Space | 859 | Infrastructure | 52.54 | Collab - Open Plan | 1 | Office Space Group | 119 | Informal Work Space |  | Excellent | 13,097.47 | NO
North Terrace_NT72-44-60 Rundle Mall - Rundle Mall Plaza_Level Four_4002E _ Collab - Open Plan | NT-NT72-04-4002E | NT72-04-4002E-Collab - Open Plan | North Terrace | NT | NT72 | 44-60 Rundle Mall - Rundle Mall Plaza | 04 | Level Four | 4002E | 99987 | Vacant - Decant Space | 859 | Infrastructure | 62.64 | Collab - Open Plan | 1 | Office Space Group | 119 | Informal Work Space |  | Excellent | 15,615.26 | NO
North Terrace_NT72-44-60 Rundle Mall - Rundle Mall Plaza_Level Four_4002F _ Meeting Informal | NT-NT72-04-4002F | NT72-04-4002F-Meeting Informal | North Terrace | NT | NT72 | 44-60 Rundle Mall - Rundle Mall Plaza | 04 | Level Four | 4002F | 99987 | Vacant - Decant Space | 859 | Infrastructure | 5.23 | Meeting Informal | 1 | Office Space Group | 119 | Informal Work Space |  | Excellent | 1,303.76 | NO
North Terrace_NT72-44-60 Rundle Mall - Rundle Mall Plaza_Level Four_4003 _ Office - Open Plan | NT-NT72-04-4003 | NT72-04-4003-Office - Open Plan | North Terrace | NT | NT72 | 44-60 Rundle Mall - Rundle Mall Plaza | 04 | Level Four | 4003 | 99987 | Vacant - Decant Space | 859 | Infrastructure | 48.48 | Office - Open Plan | 1 | Office Space Group | 111 | Open Plan - Specific type not defined |  | Excellent | 12,085.37 | NO
North Terrace_NT72-44-60 Rundle Mall - Rundle Mall Plaza_Level Four_4003.01 _ Workstation | NT-NT72-04-4003.01 | NT72-04-4003.01-Workstation | North Terrace | NT | NT72 | 44-60 Rundle Mall - Rundle Mall Plaza | 04 | Level Four | 4003.01 | 99987 | Vacant - Decant Space | 859 | Infrastructure | 4.28 | Workstation | 1 | Office Space Group | 116 | Open Plan - Professional/General Staff |  | Excellent | 1,066.94 | NO
North Terrace_NT72-44-60 Rundle Mall - Rundle Mall Plaza_Level Four_4003.02 _ Workstation | NT-NT72-04-4003.02 | NT72-04-4003.02-Workstation | North Terrace | NT | NT72 | 44-60 Rundle Mall - Rundle Mall Plaza | 04 | Level Four | 4003.02 | 99987 | Vacant - Decant Space | 859 | Infrastructure | 3.86 | Workstation | 1 | Office Space Group | 116 | Open Plan - Professional/General Staff |  | Excellent | 962.24 | NO
North Terrace_NT72-44-60 Rundle Mall - Rundle Mall Plaza_Level Four_4003.03 _ Workstation | NT-NT72-04-4003.03 | NT72-04-4003.03-Workstation | North Terrace | NT | NT72 | 44-60 Rundle Mall - Rundle Mall Plaza | 04 | Level Four | 4003.03 | 99987 | Vacant - Decant Space | 859 | Infrastructure | 5.71 | Workstation | 1 | Office Space Group | 116 | Open Plan - Professional/General Staff |  | Excellent | 1,423.42 | NO
North Terrace_NT72-44-60 Rundle Mall - Rundle Mall Plaza_Level Four_4003.04 _ Workstation | NT-NT72-04-4003.04 | NT72-04-4003.04-Workstation | North Terrace | NT | NT72 | 44-60 Rundle Mall - Rundle Mall Plaza | 04 | Level Four | 4003.04 | 99987 | Vacant - Decant Space | 859 | Infrastructure | 3.86 | Workstation | 1 | Office Space Group | 116 | Open Plan - Professional/General Staff |  | Excellent | 962.24 | NO
North Terrace_NT72-44-60 Rundle Mall - Rundle Mall Plaza_Level Four_4003.05 _ Workstation | NT-NT72-04-4003.05 | NT72-04-4003.05-Workstation | North Terrace | NT | NT72 | 44-60 Rundle Mall - Rundle Mall Plaza | 04 | Level Four | 4003.05 | 99987 | Vacant - Decant Space | 859 | Infrastructure | 4.55 | Workstation | 1 | Office Space Group | 116 | Open Plan - Professional/General Staff |  | Excellent | 1,134.25 | NO
North Terrace_NT72-44-60 Rundle Mall - Rundle Mall Plaza_Level Four_4003.06 _ Workstation | NT-NT72-04-4003.06 | NT72-04-4003.06-Workstation | North Terrace | NT | NT72 | 44-60 Rundle Mall - Rundle Mall Plaza | 04 | Level Four | 4003.06 | 99987 | Vacant - Decant Space | 859 | Infrastructure | 4.46 | Workstation | 1 | Office Space Group | 116 | Open Plan - Professional/General Staff |  | Excellent | 1,111.81 | NO
North Terrace_NT72-44-60 Rundle Mall - Rundle Mall Plaza_Level Four_4003.07 _ Workstation | NT-NT72-04-4003.07 | NT72-04-4003.07-Workstation | North Terrace | NT | NT72 | 44-60 Rundle Mall - Rundle Mall Plaza | 04 | Level Four | 4003.07 | 99987 | Vacant - Decant Space | 859 | Infrastructure | 4.55 | Workstation | 1 | Office Space Group | 116 | Open Plan - Professional/General Staff |  | Excellent | 1,134.25 | NO
North Terrace_NT72-44-60 Rundle Mall - Rundle Mall Plaza_Level Four_4003.08 _ Workstation | NT-NT72-04-4003.08 | NT72-04-4003.08-Workstation | North Terrace | NT | NT72 | 44-60 Rundle Mall - Rundle Mall Plaza | 04 | Level Four | 4003.08 | 99987 | Vacant - Decant Space | 859 | Infrastructure | 4.46 | Workstation | 1 | Office Space Group | 116 | Open Plan - Professional/General Staff |  | Excellent | 1,111.81 | NO
North Terrace_NT72-44-60 Rundle Mall - Rundle Mall Plaza_Level Four_4003.09 _ Workstation | NT-NT72-04-4003.09 | NT72-04-4003.09-Workstation | North Terrace | NT | NT72 | 44-60 Rundle Mall - Rundle Mall Plaza | 04 | Level Four | 4003.09 | 99987 | Vacant - Decant Space | 859 | Infrastructure | 5.33 | Workstation | 1 | Office Space Group | 116 | Open Plan - Professional/General Staff |  | Excellent | 1,328.69 | NO
North Terrace_NT72-44-60 Rundle Mall - Rundle Mall Plaza_Level Four_4003.10 _ Workstation | NT-NT72-04-4003.10 | NT72-04-4003.10-Workstation | North Terrace | NT | NT72 | 44-60 Rundle Mall - Rundle Mall Plaza | 04 | Level Four | 4003.10 | 99987 | Vacant - Decant Space | 859 | Infrastructure | 5.35 | Workstation | 1 | Office Space Group | 116 | Open Plan - Professional/General Staff |  | Excellent | 1,333.68 | NO
North Terrace_NT72-44-60 Rundle Mall - Rundle Mall Plaza_Level Four_4003.11 _ Workstation | NT-NT72-04-4003.11 | NT72-04-4003.11-Workstation | North Terrace | NT | NT72 | 44-60 Rundle Mall - Rundle Mall Plaza | 04 | Level Four | 4003.11 | 99987 | Vacant - Decant Space | 859 | Infrastructure | 4.46 | Workstation | 1 | Office Space Group | 116 | Open Plan - Professional/General Staff |  | Excellent | 1,111.81 | NO
North Terrace_NT72-44-60 Rundle Mall - Rundle Mall Plaza_Level Four_4003.12 _ Workstation | NT-NT72-04-4003.12 | NT72-04-4003.12-Workstation | North Terrace | NT | NT72 | 44-60 Rundle Mall - Rundle Mall Plaza | 04 | Level Four | 4003.12 | 99987 | Vacant - Decant Space | 859 | Infrastructure | 4.55 | Workstation | 1 | Office Space Group | 116 | Open Plan - Professional/General Staff |  | Excellent | 1,134.25 | NO
North Terrace_NT72-44-60 Rundle Mall - Rundle Mall Plaza_Level Four_4003.13 _ Workstation | NT-NT72-04-4003.13 | NT72-04-4003.13-Workstation | North Terrace | NT | NT72 | 44-60 Rundle Mall - Rundle Mall Plaza | 04 | Level Four | 4003.13 | 99987 | Vacant - Decant Space | 859 | Infrastructure | 4.46 | Workstation | 1 | Office Space Group | 116 | Open Plan - Professional/General Staff |  | Excellent | 1,111.81 | NO
North Terrace_NT72-44-60 Rundle Mall - Rundle Mall Plaza_Level Four_4003.14 _ Workstation | NT-NT72-04-4003.14 | NT72-04-4003.14-Workstation | North Terrace | NT | NT72 | 44-60 Rundle Mall - Rundle Mall Plaza | 04 | Level Four | 4003.14 | 99987 | Vacant - Decant Space | 859 | Infrastructure | 4.55 | Workstation | 1 | Office Space Group | 116 | Open Plan - Professional/General Staff |  | Excellent | 1,134.25 | NO
North Terrace_NT72-44-60 Rundle Mall - Rundle Mall Plaza_Level Four_4003.15 _ Workstation | NT-NT72-04-4003.15 | NT72-04-4003.15-Workstation | North Terrace | NT | NT72 | 44-60 Rundle Mall - Rundle Mall Plaza | 04 | Level Four | 4003.15 | 99987 | Vacant - Decant Space | 859 | Infrastructure | 4.55 | Workstation | 1 | Office Space Group | 116 | Open Plan - Professional/General Staff |  | Excellent | 1,134.25 | NO
North Terrace_NT72-44-60 Rundle Mall - Rundle Mall Plaza_Level Four_4003.16 _ Workstation | NT-NT72-04-4003.16 | NT72-04-4003.16-Workstation | North Terrace | NT | NT72 | 44-60 Rundle Mall - Rundle Mall Plaza | 04 | Level Four | 4003.16 | 99987 | Vacant - Decant Space | 859 | Infrastructure | 5.45 | Workstation | 1 | Office Space Group | 116 | Open Plan - Professional/General Staff |  | Excellent | 1,358.61 | NO
North Terrace_NT72-44-60 Rundle Mall - Rundle Mall Plaza_Level Four_4003.17 _ Workstation | NT-NT72-04-4003.17 | NT72-04-4003.17-Workstation | North Terrace | NT | NT72 | 44-60 Rundle Mall - Rundle Mall Plaza | 04 | Level Four | 4003.17 | 99987 | Vacant - Decant Space | 859 | Infrastructure | 5.33 | Workstation | 1 | Office Space Group | 116 | Open Plan - Professional/General Staff |  | Excellent | 1,328.69 | NO
North Terrace_NT72-44-60 Rundle Mall - Rundle Mall Plaza_Level Four_4003.18 _ Workstation | NT-NT72-04-4003.18 | NT72-04-4003.18-Workstation | North Terrace | NT | NT72 | 44-60 Rundle Mall - Rundle Mall Plaza | 04 | Level Four | 4003.18 | 99987 | Vacant - Decant Space | 859 | Infrastructure | 4.55 | Workstation | 1 | Office Space Group | 116 | Open Plan - Professional/General Staff |  | Excellent | 1,134.25 | NO
North Terrace_NT72-44-60 Rundle Mall - Rundle Mall Plaza_Level Four_4003.19 _ Workstation | NT-NT72-04-4003.19 | NT72-04-4003.19-Workstation | North Terrace | NT | NT72 | 44-60 Rundle Mall - Rundle Mall Plaza | 04 | Level Four | 4003.19 | 99987 | Vacant - Decant Space | 859 | Infrastructure | 6.28 | Workstation | 1 | Office Space Group | 116 | Open Plan - Professional/General Staff |  | Excellent | 1,565.51 | NO
North Terrace_NT72-44-60 Rundle Mall - Rundle Mall Plaza_Level Four_4003.20 _ Workstation | NT-NT72-04-4003.20 | NT72-04-4003.20-Workstation | North Terrace | NT | NT72 | 44-60 Rundle Mall - Rundle Mall Plaza | 04 | Level Four | 4003.20 | 99987 | Vacant - Decant Space | 859 | Infrastructure | 7.56 | Workstation | 1 | Office Space Group | 116 | Open Plan - Professional/General Staff |  | Excellent | 1,884.60 | NO
North Terrace_NT72-44-60 Rundle Mall - Rundle Mall Plaza_Level Four_4003A _ Lockers | NT-NT72-04-4003A | NT72-04-4003A-Lockers | North Terrace | NT | NT72 | 44-60 Rundle Mall - Rundle Mall Plaza | 04 | Level Four | 4003A | 99987 | Vacant - Decant Space | 859 | Infrastructure | 10.34 | Lockers | 4 | Ancillary Area Space Group | 416 | Ancillary Area - Locker Storage/Room |  | Excellent | 2,268.30 | NO
North Terrace_NT72-44-60 Rundle Mall - Rundle Mall Plaza_Level Four_4003B _ Meeting Informal | NT-NT72-04-4003B | NT72-04-4003B-Meeting Informal | North Terrace | NT | NT72 | 44-60 Rundle Mall - Rundle Mall Plaza | 04 | Level Four | 4003B | 99987 | Vacant - Decant Space | 859 | Infrastructure | 5.48 | Meeting Informal | 1 | Office Space Group | 119 | Informal Work Space |  | Excellent | 1,366.09 | NO
North Terrace_NT72-44-60 Rundle Mall - Rundle Mall Plaza_Level Four_4003C _ DB | NT-NT72-04-4003C | NT72-04-4003C-DB | North Terrace | NT | NT72 | 44-60 Rundle Mall - Rundle Mall Plaza | 04 | Level Four | 4003C | 99939 | Unusable Spaces | 99939 | Unusable Spaces | 0.11 | DB | 8 | Non Useable Floor Area Space Group | 840 | Non-usable - Service riser |  | Unknown | 0.00 | NO
North Terrace_NT72-44-60 Rundle Mall - Rundle Mall Plaza_Level Four_4003D _ Meeting Informal | NT-NT72-04-4003D | NT72-04-4003D-Meeting Informal | North Terrace | NT | NT72 | 44-60 Rundle Mall - Rundle Mall Plaza | 04 | Level Four | 4003D | 99987 | Vacant - Decant Space | 859 | Infrastructure | 7.91 | Meeting Informal | 1 | Office Space Group | 119 | Informal Work Space |  | Excellent | 1,971.85 | NO
North Terrace_NT72-44-60 Rundle Mall - Rundle Mall Plaza_Level Four_4004 _ Office - Open Plan | NT-NT72-04-4004 | NT72-04-4004-Office - Open Plan | North Terrace | NT | NT72 | 44-60 Rundle Mall - Rundle Mall Plaza | 04 | Level Four | 4004 | 99987 | Vacant - Decant Space | 859 | Infrastructure | 77.98 | Office - Open Plan | 1 | Office Space Group | 111 | Open Plan - Specific type not defined |  | Excellent | 19,439.30 | NO
North Terrace_NT72-44-60 Rundle Mall - Rundle Mall Plaza_Level Four_4004.01 _ Workstation | NT-NT72-04-4004.01 | NT72-04-4004.01-Workstation | North Terrace | NT | NT72 | 44-60 Rundle Mall - Rundle Mall Plaza | 04 | Level Four | 4004.01 | 99987 | Vacant - Decant Space | 859 | Infrastructure | 3.86 | Workstation | 1 | Office Space Group | 116 | Open Plan - Professional/General Staff |  | Excellent | 962.24 | NO
North Terrace_NT72-44-60 Rundle Mall - Rundle Mall Plaza_Level Four_4004.02 _ Workstation | NT-NT72-04-4004.02 | NT72-04-4004.02-Workstation | North Terrace | NT | NT72 | 44-60 Rundle Mall - Rundle Mall Plaza | 04 | Level Four | 4004.02 | 99987 | Vacant - Decant Space | 859 | Infrastructure | 3.86 | Workstation | 1 | Office Space Group | 116 | Open Plan - Professional/General Staff |  | Excellent | 962.24 | NO
North Terrace_NT72-44-60 Rundle Mall - Rundle Mall Plaza_Level Four_4004.03 _ Workstation | NT-NT72-04-4004.03 | NT72-04-4004.03-Workstation | North Terrace | NT | NT72 | 44-60 Rundle Mall - Rundle Mall Plaza | 04 | Level Four | 4004.03 | 99987 | Vacant - Decant Space | 859 | Infrastructure | 3.86 | Workstation | 1 | Office Space Group | 116 | Open Plan - Professional/General Staff |  | Excellent | 962.24 | NO
North Terrace_NT72-44-60 Rundle Mall - Rundle Mall Plaza_Level Four_4004.04 _ Workstation | NT-NT72-04-4004.04 | NT72-04-4004.04-Workstation | North Terrace | NT | NT72 | 44-60 Rundle Mall - Rundle Mall Plaza | 04 | Level Four | 4004.04 | 99987 | Vacant - Decant Space | 859 | Infrastructure | 3.86 | Workstation | 1 | Office Space Group | 116 | Open Plan - Professional/General Staff |  | Excellent | 962.24 | NO
North Terrace_NT72-44-60 Rundle Mall - Rundle Mall Plaza_Level Four_4004.05 _ Workstation | NT-NT72-04-4004.05 | NT72-04-4004.05-Workstation | North Terrace | NT | NT72 | 44-60 Rundle Mall - Rundle Mall Plaza | 04 | Level Four | 4004.05 | 99987 | Vacant - Decant Space | 859 | Infrastructure | 4.9 | Workstation | 1 | Office Space Group | 116 | Open Plan - Professional/General Staff |  | Excellent | 1,221.50 | NO
North Terrace_NT72-44-60 Rundle Mall - Rundle Mall Plaza_Level Four_4004.06 _ Workstation | NT-NT72-04-4004.06 | NT72-04-4004.06-Workstation | North Terrace | NT | NT72 | 44-60 Rundle Mall - Rundle Mall Plaza | 04 | Level Four | 4004.06 | 99987 | Vacant - Decant Space | 859 | Infrastructure | 4.9 | Workstation | 1 | Office Space Group | 116 | Open Plan - Professional/General Staff |  | Excellent | 1,221.50 | NO
North Terrace_NT72-44-60 Rundle Mall - Rundle Mall Plaza_Level Four_4004.07 _ Workstation | NT-NT72-04-4004.07 | NT72-04-4004.07-Workstation | North Terrace | NT | NT72 | 44-60 Rundle Mall - Rundle Mall Plaza | 04 | Level Four | 4004.07 | 99987 | Vacant - Decant Space | 859 | Infrastructure | 4.37 | Workstation | 1 | Office Space Group | 116 | Open Plan - Professional/General Staff |  | Excellent | 1,089.38 | NO
North Terrace_NT72-44-60 Rundle Mall - Rundle Mall Plaza_Level Four_4004.08 _ Workstation | NT-NT72-04-4004.08 | NT72-04-4004.08-Workstation | North Terrace | NT | NT72 | 44-60 Rundle Mall - Rundle Mall Plaza | 04 | Level Four | 4004.08 | 99987 | Vacant - Decant Space | 859 | Infrastructure | 4.46 | Workstation | 1 | Office Space Group | 116 | Open Plan - Professional/General Staff |  | Excellent | 1,111.81 | NO
North Terrace_NT72-44-60 Rundle Mall - Rundle Mall Plaza_Level Four_4004.09 _ Workstation | NT-NT72-04-4004.09 | NT72-04-4004.09-Workstation | North Terrace | NT | NT72 | 44-60 Rundle Mall - Rundle Mall Plaza | 04 | Level Four | 4004.09 | 99987 | Vacant - Decant Space | 859 | Infrastructure | 4.46 | Workstation | 1 | Office Space Group | 116 | Open Plan - Professional/General Staff |  | Excellent | 1,111.81 | NO
North Terrace_NT72-44-60 Rundle Mall - Rundle Mall Plaza_Level Four_4004.10 _ Workstation | NT-NT72-04-4004.10 | NT72-04-4004.10-Workstation | North Terrace | NT | NT72 | 44-60 Rundle Mall - Rundle Mall Plaza | 04 | Level Four | 4004.10 | 99987 | Vacant - Decant Space | 859 | Infrastructure | 4.46 | Workstation | 1 | Office Space Group | 116 | Open Plan - Professional/General Staff |  | Excellent | 1,111.81 | NO
North Terrace_NT72-44-60 Rundle Mall - Rundle Mall Plaza_Level Four_4004.11 _ Workstation | NT-NT72-04-4004.11 | NT72-04-4004.11-Workstation | North Terrace | NT | NT72 | 44-60 Rundle Mall - Rundle Mall Plaza | 04 | Level Four | 4004.11 | 99987 | Vacant - Decant Space | 859 | Infrastructure | 4.58 | Workstation | 1 | Office Space Group | 116 | Open Plan - Professional/General Staff |  | Excellent | 1,141.73 | NO
North Terrace_NT72-44-60 Rundle Mall - Rundle Mall Plaza_Level Four_4004.12 _ Workstation | NT-NT72-04-4004.12 | NT72-04-4004.12-Workstation | North Terrace | NT | NT72 | 44-60 Rundle Mall - Rundle Mall Plaza | 04 | Level Four | 4004.12 | 99987 | Vacant - Decant Space | 859 | Infrastructure | 4.52 | Workstation | 1 | Office Space Group | 116 | Open Plan - Professional/General Staff |  | Excellent | 1,126.77 | NO
North Terrace_NT72-44-60 Rundle Mall - Rundle Mall Plaza_Level Four_4004.13 _ Workstation | NT-NT72-04-4004.13 | NT72-04-4004.13-Workstation | North Terrace | NT | NT72 | 44-60 Rundle Mall - Rundle Mall Plaza | 04 | Level Four | 4004.13 | 99987 | Vacant - Decant Space | 859 | Infrastructure | 4.52 | Workstation | 1 | Office Space Group | 116 | Open Plan - Professional/General Staff |  | Excellent | 1,126.77 | NO
North Terrace_NT72-44-60 Rundle Mall - Rundle Mall Plaza_Level Four_4004.14 _ Workstation | NT-NT72-04-4004.14 | NT72-04-4004.14-Workstation | North Terrace | NT | NT72 | 44-60 Rundle Mall - Rundle Mall Plaza | 04 | Level Four | 4004.14 | 99987 | Vacant - Decant Space | 859 | Infrastructure | 4.52 | Workstation | 1 | Office Space Group | 116 | Open Plan - Professional/General Staff |  | Excellent | 1,126.77 | NO
North Terrace_NT72-44-60 Rundle Mall - Rundle Mall Plaza_Level Four_4004.15 _ Workstation | NT-NT72-04-4004.15 | NT72-04-4004.15-Workstation | North Terrace | NT | NT72 | 44-60 Rundle Mall - Rundle Mall Plaza | 04 | Level Four | 4004.15 | 99987 | Vacant - Decant Space | 859 | Infrastructure | 4.52 | Workstation | 1 | Office Space Group | 116 | Open Plan - Professional/General Staff |  | Excellent | 1,126.77 | NO
North Terrace_NT72-44-60 Rundle Mall - Rundle Mall Plaza_Level Four_4004.16 _ Workstation | NT-NT72-04-4004.16 | NT72-04-4004.16-Workstation | North Terrace | NT | NT72 | 44-60 Rundle Mall - Rundle Mall Plaza | 04 | Level Four | 4004.16 | 99987 | Vacant - Decant Space | 859 | Infrastructure | 4.46 | Workstation | 1 | Office Space Group | 116 | Open Plan - Professional/General Staff |  | Excellent | 1,111.81 | NO
North Terrace_NT72-44-60 Rundle Mall - Rundle Mall Plaza_Level Four_4004.17 _ Workstation | NT-NT72-04-4004.17 | NT72-04-4004.17-Workstation | North Terrace | NT | NT72 | 44-60 Rundle Mall - Rundle Mall Plaza | 04 | Level Four | 4004.17 | 99987 | Vacant - Decant Space | 859 | Infrastructure | 4.46 | Workstation | 1 | Office Space Group | 116 | Open Plan - Professional/General Staff |  | Excellent | 1,111.81 | NO
North Terrace_NT72-44-60 Rundle Mall - Rundle Mall Plaza_Level Four_4004.18 _ Workstation | NT-NT72-04-4004.18 | NT72-04-4004.18-Workstation | North Terrace | NT | NT72 | 44-60 Rundle Mall - Rundle Mall Plaza | 04 | Level Four | 4004.18 | 99987 | Vacant - Decant Space | 859 | Infrastructure | 4.37 | Workstation | 1 | Office Space Group | 116 | Open Plan - Professional/General Staff |  | Excellent | 1,089.38 | NO
North Terrace_NT72-44-60 Rundle Mall - Rundle Mall Plaza_Level Four_4004.19 _ Workstation | NT-NT72-04-4004.19 | NT72-04-4004.19-Workstation | North Terrace | NT | NT72 | 44-60 Rundle Mall - Rundle Mall Plaza | 04 | Level Four | 4004.19 | 99987 | Vacant - Decant Space | 859 | Infrastructure | 5.2 | Workstation | 1 | Office Space Group | 116 | Open Plan - Professional/General Staff |  | Excellent | 1,296.29 | NO
North Terrace_NT72-44-60 Rundle Mall - Rundle Mall Plaza_Level Four_4004.20 _ Workstation | NT-NT72-04-4004.20 | NT72-04-4004.20-Workstation | North Terrace | NT | NT72 | 44-60 Rundle Mall - Rundle Mall Plaza | 04 | Level Four | 4004.20 | 99987 | Vacant - Decant Space | 859 | Infrastructure | 4.37 | Workstation | 1 | Office Space Group | 116 | Open Plan - Professional/General Staff |  | Excellent | 1,089.38 | NO
North Terrace_NT72-44-60 Rundle Mall - Rundle Mall Plaza_Level Four_4004.21 _ Workstation | NT-NT72-04-4004.21 | NT72-04-4004.21-Workstation | North Terrace | NT | NT72 | 44-60 Rundle Mall - Rundle Mall Plaza | 04 | Level Four | 4004.21 | 99987 | Vacant - Decant Space | 859 | Infrastructure | 4.28 | Workstation | 1 | Office Space Group | 116 | Open Plan - Professional/General Staff |  | Excellent | 1,066.94 | NO
North Terrace_NT72-44-60 Rundle Mall - Rundle Mall Plaza_Level Four_4004.22 _ Workstation | NT-NT72-04-4004.22 | NT72-04-4004.22-Workstation | North Terrace | NT | NT72 | 44-60 Rundle Mall - Rundle Mall Plaza | 04 | Level Four | 4004.22 | 99987 | Vacant - Decant Space | 859 | Infrastructure | 5.18 | Workstation | 1 | Office Space Group | 116 | Open Plan - Professional/General Staff |  | Excellent | 1,291.30 | NO
North Terrace_NT72-44-60 Rundle Mall - Rundle Mall Plaza_Level Four_4004.23 _ Workstation | NT-NT72-04-4004.23 | NT72-04-4004.23-Workstation | North Terrace | NT | NT72 | 44-60 Rundle Mall - Rundle Mall Plaza | 04 | Level Four | 4004.23 | 99987 | Vacant - Decant Space | 859 | Infrastructure | 4.37 | Workstation | 1 | Office Space Group | 116 | Open Plan - Professional/General Staff |  | Excellent | 1,089.38 | NO
North Terrace_NT72-44-60 Rundle Mall - Rundle Mall Plaza_Level Four_4004.24 _ Workstation | NT-NT72-04-4004.24 | NT72-04-4004.24-Workstation | North Terrace | NT | NT72 | 44-60 Rundle Mall - Rundle Mall Plaza | 04 | Level Four | 4004.24 | 99987 | Vacant - Decant Space | 859 | Infrastructure | 4.28 | Workstation | 1 | Office Space Group | 116 | Open Plan - Professional/General Staff |  | Excellent | 1,066.94 | NO
North Terrace_NT72-44-60 Rundle Mall - Rundle Mall Plaza_Level Four_4004.25 _ Workstation | NT-NT72-04-4004.25 | NT72-04-4004.25-Workstation | North Terrace | NT | NT72 | 44-60 Rundle Mall - Rundle Mall Plaza | 04 | Level Four | 4004.25 | 99987 | Vacant - Decant Space | 859 | Infrastructure | 5.18 | Workstation | 1 | Office Space Group | 116 | Open Plan - Professional/General Staff |  | Excellent | 1,291.30 | NO
North Terrace_NT72-44-60 Rundle Mall - Rundle Mall Plaza_Level Four_4004.26 _ Workstation | NT-NT72-04-4004.26 | NT72-04-4004.26-Workstation | North Terrace | NT | NT72 | 44-60 Rundle Mall - Rundle Mall Plaza | 04 | Level Four | 4004.26 | 99987 | Vacant - Decant Space | 859 | Infrastructure | 4.37 | Workstation | 1 | Office Space Group | 116 | Open Plan - Professional/General Staff |  | Excellent | 1,089.38 | NO
North Terrace_NT72-44-60 Rundle Mall - Rundle Mall Plaza_Level Four_4004.27 _ Workstation | NT-NT72-04-4004.27 | NT72-04-4004.27-Workstation | North Terrace | NT | NT72 | 44-60 Rundle Mall - Rundle Mall Plaza | 04 | Level Four | 4004.27 | 99987 | Vacant - Decant Space | 859 | Infrastructure | 4.28 | Workstation | 1 | Office Space Group | 116 | Open Plan - Professional/General Staff |  | Excellent | 1,066.94 | NO
North Terrace_NT72-44-60 Rundle Mall - Rundle Mall Plaza_Level Four_4004.28 _ Workstation | NT-NT72-04-4004.28 | NT72-04-4004.28-Workstation | North Terrace | NT | NT72 | 44-60 Rundle Mall - Rundle Mall Plaza | 04 | Level Four | 4004.28 | 99987 | Vacant - Decant Space | 859 | Infrastructure | 5.1 | Workstation | 1 | Office Space Group | 116 | Open Plan - Professional/General Staff |  | Excellent | 1,271.36 | NO
North Terrace_NT72-44-60 Rundle Mall - Rundle Mall Plaza_Level Four_4004.29 _ Workstation | NT-NT72-04-4004.29 | NT72-04-4004.29-Workstation | North Terrace | NT | NT72 | 44-60 Rundle Mall - Rundle Mall Plaza | 04 | Level Four | 4004.29 | 99987 | Vacant - Decant Space | 859 | Infrastructure | 4.37 | Workstation | 1 | Office Space Group | 116 | Open Plan - Professional/General Staff |  | Excellent | 1,089.38 | NO
North Terrace_NT72-44-60 Rundle Mall - Rundle Mall Plaza_Level Four_4004.30 _ Workstation | NT-NT72-04-4004.30 | NT72-04-4004.30-Workstation | North Terrace | NT | NT72 | 44-60 Rundle Mall - Rundle Mall Plaza | 04 | Level Four | 4004.30 | 99987 | Vacant - Decant Space | 859 | Infrastructure | 4.28 | Workstation | 1 | Office Space Group | 116 | Open Plan - Professional/General Staff |  | Excellent | 1,066.94 | NO
North Terrace_NT72-44-60 Rundle Mall - Rundle Mall Plaza_Level Four_4004.31 _ Workstation | NT-NT72-04-4004.31 | NT72-04-4004.31-Workstation | North Terrace | NT | NT72 | 44-60 Rundle Mall - Rundle Mall Plaza | 04 | Level Four | 4004.31 | 99987 | Vacant - Decant Space | 859 | Infrastructure | 5.16 | Workstation | 1 | Office Space Group | 116 | Open Plan - Professional/General Staff |  | Excellent | 1,286.31 | NO
North Terrace_NT72-44-60 Rundle Mall - Rundle Mall Plaza_Level Four_4004.32 _ Workstation | NT-NT72-04-4004.32 | NT72-04-4004.32-Workstation | North Terrace | NT | NT72 | 44-60 Rundle Mall - Rundle Mall Plaza | 04 | Level Four | 4004.32 | 99987 | Vacant - Decant Space | 859 | Infrastructure | 4.37 | Workstation | 1 | Office Space Group | 116 | Open Plan - Professional/General Staff |  | Excellent | 1,089.38 | NO
North Terrace_NT72-44-60 Rundle Mall - Rundle Mall Plaza_Level Four_4004.33 _ Workstation | NT-NT72-04-4004.33 | NT72-04-4004.33-Workstation | North Terrace | NT | NT72 | 44-60 Rundle Mall - Rundle Mall Plaza | 04 | Level Four | 4004.33 | 99987 | Vacant - Decant Space | 859 | Infrastructure | 4.28 | Workstation | 1 | Office Space Group | 116 | Open Plan - Professional/General Staff |  | Excellent | 1,066.94 | NO
North Terrace_NT72-44-60 Rundle Mall - Rundle Mall Plaza_Level Four_4004.34 _ Workstation | NT-NT72-04-4004.34 | NT72-04-4004.34-Workstation | North Terrace | NT | NT72 | 44-60 Rundle Mall - Rundle Mall Plaza | 04 | Level Four | 4004.34 | 99987 | Vacant - Decant Space | 859 | Infrastructure | 5.04 | Workstation | 1 | Office Space Group | 116 | Open Plan - Professional/General Staff |  | Excellent | 1,256.40 | NO
North Terrace_NT72-44-60 Rundle Mall - Rundle Mall Plaza_Level Four_4004.35 _ Workstation | NT-NT72-04-4004.35 | NT72-04-4004.35-Workstation | North Terrace | NT | NT72 | 44-60 Rundle Mall - Rundle Mall Plaza | 04 | Level Four | 4004.35 | 99987 | Vacant - Decant Space | 859 | Infrastructure | 6.1 | Workstation | 1 | Office Space Group | 116 | Open Plan - Professional/General Staff |  | Excellent | 1,520.64 | NO
North Terrace_NT72-44-60 Rundle Mall - Rundle Mall Plaza_Level Four_4004.36 _ Workstation | NT-NT72-04-4004.36 | NT72-04-4004.36-Workstation | North Terrace | NT | NT72 | 44-60 Rundle Mall - Rundle Mall Plaza | 04 | Level Four | 4004.36 | 99987 | Vacant - Decant Space | 859 | Infrastructure | 5.99 | Workstation | 1 | Office Space Group | 116 | Open Plan - Professional/General Staff |  | Excellent | 1,493.22 | NO
North Terrace_NT72-44-60 Rundle Mall - Rundle Mall Plaza_Level Four_4004.37 _ Workstation | NT-NT72-04-4004.37 | NT72-04-4004.37-Workstation | North Terrace | NT | NT72 | 44-60 Rundle Mall - Rundle Mall Plaza | 04 | Level Four | 4004.37 | 99987 | Vacant - Decant Space | 859 | Infrastructure | 7.23 | Workstation | 1 | Office Space Group | 116 | Open Plan - Professional/General Staff |  | Excellent | 1,802.34 | NO
North Terrace_NT72-44-60 Rundle Mall - Rundle Mall Plaza_Level Four_4005 _ Office - Open Plan | NT-NT72-04-4005 | NT72-04-4005-Office - Open Plan | North Terrace | NT | NT72 | 44-60 Rundle Mall - Rundle Mall Plaza | 04 | Level Four | 4005 | 99987 | Vacant - Decant Space | 859 | Infrastructure | 76.05 | Office - Open Plan | 1 | Office Space Group | 111 | Open Plan - Specific type not defined |  | Excellent | 18,958.18 | NO
North Terrace_NT72-44-60 Rundle Mall - Rundle Mall Plaza_Level Four_4005.01 _ Workstation | NT-NT72-04-4005.01 | NT72-04-4005.01-Workstation | North Terrace | NT | NT72 | 44-60 Rundle Mall - Rundle Mall Plaza | 04 | Level Four | 4005.01 | 99987 | Vacant - Decant Space | 859 | Infrastructure | 3.38 | Workstation | 1 | Office Space Group | 116 | Open Plan - Professional/General Staff |  | Excellent | 842.59 | NO
North Terrace_NT72-44-60 Rundle Mall - Rundle Mall Plaza_Level Four_4005.02 _ Workstation | NT-NT72-04-4005.02 | NT72-04-4005.02-Workstation | North Terrace | NT | NT72 | 44-60 Rundle Mall - Rundle Mall Plaza | 04 | Level Four | 4005.02 | 99987 | Vacant - Decant Space | 859 | Infrastructure | 3.38 | Workstation | 1 | Office Space Group | 116 | Open Plan - Professional/General Staff |  | Excellent | 842.59 | NO
North Terrace_NT72-44-60 Rundle Mall - Rundle Mall Plaza_Level Four_4005.03 _ Workstation | NT-NT72-04-4005.03 | NT72-04-4005.03-Workstation | North Terrace | NT | NT72 | 44-60 Rundle Mall - Rundle Mall Plaza | 04 | Level Four | 4005.03 | 99987 | Vacant - Decant Space | 859 | Infrastructure | 3.35 | Workstation | 1 | Office Space Group | 116 | Open Plan - Professional/General Staff |  | Excellent | 835.11 | NO
North Terrace_NT72-44-60 Rundle Mall - Rundle Mall Plaza_Level Four_4005.04 _ Workstation | NT-NT72-04-4005.04 | NT72-04-4005.04-Workstation | North Terrace | NT | NT72 | 44-60 Rundle Mall - Rundle Mall Plaza | 04 | Level Four | 4005.04 | 99987 | Vacant - Decant Space | 859 | Infrastructure | 3.35 | Workstation | 1 | Office Space Group | 116 | Open Plan - Professional/General Staff |  | Excellent | 835.11 | NO
North Terrace_NT72-44-60 Rundle Mall - Rundle Mall Plaza_Level Four_4005.05 _ Workstation | NT-NT72-04-4005.05 | NT72-04-4005.05-Workstation | North Terrace | NT | NT72 | 44-60 Rundle Mall - Rundle Mall Plaza | 04 | Level Four | 4005.05 | 99987 | Vacant - Decant Space | 859 | Infrastructure | 4.37 | Workstation | 1 | Office Space Group | 116 | Open Plan - Professional/General Staff |  | Excellent | 1,089.38 | NO
North Terrace_NT72-44-60 Rundle Mall - Rundle Mall Plaza_Level Four_4005.06 _ Workstation | NT-NT72-04-4005.06 | NT72-04-4005.06-Workstation | North Terrace | NT | NT72 | 44-60 Rundle Mall - Rundle Mall Plaza | 04 | Level Four | 4005.06 | 99987 | Vacant - Decant Space | 859 | Infrastructure | 4.37 | Workstation | 1 | Office Space Group | 116 | Open Plan - Professional/General Staff |  | Excellent | 1,089.38 | NO
North Terrace_NT72-44-60 Rundle Mall - Rundle Mall Plaza_Level Four_4005.07 _ Workstation | NT-NT72-04-4005.07 | NT72-04-4005.07-Workstation | North Terrace | NT | NT72 | 44-60 Rundle Mall - Rundle Mall Plaza | 04 | Level Four | 4005.07 | 99987 | Vacant - Decant Space | 859 | Infrastructure | 4.37 | Workstation | 1 | Office Space Group | 116 | Open Plan - Professional/General Staff |  | Excellent | 1,089.38 | NO
North Terrace_NT72-44-60 Rundle Mall - Rundle Mall Plaza_Level Four_4005.08 _ Workstation | NT-NT72-04-4005.08 | NT72-04-4005.08-Workstation | North Terrace | NT | NT72 | 44-60 Rundle Mall - Rundle Mall Plaza | 04 | Level Four | 4005.08 | 99987 | Vacant - Decant Space | 859 | Infrastructure | 4.37 | Workstation | 1 | Office Space Group | 116 | Open Plan - Professional/General Staff |  | Excellent | 1,089.38 | NO
North Terrace_NT72-44-60 Rundle Mall - Rundle Mall Plaza_Level Four_4005.09 _ Workstation | NT-NT72-04-4005.09 | NT72-04-4005.09-Workstation | North Terrace | NT | NT72 | 44-60 Rundle Mall - Rundle Mall Plaza | 04 | Level Four | 4005.09 | 99987 | Vacant - Decant Space | 859 | Infrastructure | 4.37 | Workstation | 1 | Office Space Group | 116 | Open Plan - Professional/General Staff |  | Excellent | 1,089.38 | NO
North Terrace_NT72-44-60 Rundle Mall - Rundle Mall Plaza_Level Four_4005.10 _ Workstation | NT-NT72-04-4005.10 | NT72-04-4005.10-Workstation | North Terrace | NT | NT72 | 44-60 Rundle Mall - Rundle Mall Plaza | 04 | Level Four | 4005.10 | 99987 | Vacant - Decant Space | 859 | Infrastructure | 4.37 | Workstation | 1 | Office Space Group | 116 | Open Plan - Professional/General Staff |  | Excellent | 1,089.38 | NO
North Terrace_NT72-44-60 Rundle Mall - Rundle Mall Plaza_Level Four_4005.11 _ Workstation | NT-NT72-04-4005.11 | NT72-04-4005.11-Workstation | North Terrace | NT | NT72 | 44-60 Rundle Mall - Rundle Mall Plaza | 04 | Level Four | 4005.11 | 99987 | Vacant - Decant Space | 859 | Infrastructure | 4.37 | Workstation | 1 | Office Space Group | 116 | Open Plan - Professional/General Staff |  | Excellent | 1,089.38 | NO
North Terrace_NT72-44-60 Rundle Mall - Rundle Mall Plaza_Level Four_4005.12 _ Workstation | NT-NT72-04-4005.12 | NT72-04-4005.12-Workstation | North Terrace | NT | NT72 | 44-60 Rundle Mall - Rundle Mall Plaza | 04 | Level Four | 4005.12 | 99987 | Vacant - Decant Space | 859 | Infrastructure | 4.37 | Workstation | 1 | Office Space Group | 116 | Open Plan - Professional/General Staff |  | Excellent | 1,089.38 | NO
North Terrace_NT72-44-60 Rundle Mall - Rundle Mall Plaza_Level Four_4005.13 _ Workstation | NT-NT72-04-4005.13 | NT72-04-4005.13-Workstation | North Terrace | NT | NT72 | 44-60 Rundle Mall - Rundle Mall Plaza | 04 | Level Four | 4005.13 | 99987 | Vacant - Decant Space | 859 | Infrastructure | 4.37 | Workstation | 1 | Office Space Group | 116 | Open Plan - Professional/General Staff |  | Excellent | 1,089.38 | NO
North Terrace_NT72-44-60 Rundle Mall - Rundle Mall Plaza_Level Four_4005.14 _ Workstation | NT-NT72-04-4005.14 | NT72-04-4005.14-Workstation | North Terrace | NT | NT72 | 44-60 Rundle Mall - Rundle Mall Plaza | 04 | Level Four | 4005.14 | 99987 | Vacant - Decant Space | 859 | Infrastructure | 5.32 | Workstation | 1 | Office Space Group | 116 | Open Plan - Professional/General Staff |  | Excellent | 1,326.20 | NO
North Terrace_NT72-44-60 Rundle Mall - Rundle Mall Plaza_Level Four_4005.15 _ Workstation | NT-NT72-04-4005.15 | NT72-04-4005.15-Workstation | North Terrace | NT | NT72 | 44-60 Rundle Mall - Rundle Mall Plaza | 04 | Level Four | 4005.15 | 99987 | Vacant - Decant Space | 859 | Infrastructure | 5.32 | Workstation | 1 | Office Space Group | 116 | Open Plan - Professional/General Staff |  | Excellent | 1,326.20 | NO
North Terrace_NT72-44-60 Rundle Mall - Rundle Mall Plaza_Level Four_4005.16 _ Workstation | NT-NT72-04-4005.16 | NT72-04-4005.16-Workstation | North Terrace | NT | NT72 | 44-60 Rundle Mall - Rundle Mall Plaza | 04 | Level Four | 4005.16 | 99987 | Vacant - Decant Space | 859 | Infrastructure | 5.32 | Workstation | 1 | Office Space Group | 116 | Open Plan - Professional/General Staff |  | Excellent | 1,326.20 | NO
North Terrace_NT72-44-60 Rundle Mall - Rundle Mall Plaza_Level Four_4005.17 _ Workstation | NT-NT72-04-4005.17 | NT72-04-4005.17-Workstation | North Terrace | NT | NT72 | 44-60 Rundle Mall - Rundle Mall Plaza | 04 | Level Four | 4005.17 | 99987 | Vacant - Decant Space | 859 | Infrastructure | 5.71 | Workstation | 1 | Office Space Group | 116 | Open Plan - Professional/General Staff |  | Excellent | 1,423.42 | NO
North Terrace_NT72-44-60 Rundle Mall - Rundle Mall Plaza_Level Four_4005.18 _ Workstation | NT-NT72-04-4005.18 | NT72-04-4005.18-Workstation | North Terrace | NT | NT72 | 44-60 Rundle Mall - Rundle Mall Plaza | 04 | Level Four | 4005.18 | 99987 | Vacant - Decant Space | 859 | Infrastructure | 5.61 | Workstation | 1 | Office Space Group | 116 | Open Plan - Professional/General Staff |  | Excellent | 1,398.49 | NO
North Terrace_NT72-44-60 Rundle Mall - Rundle Mall Plaza_Level Four_4005.19 _ Workstation | NT-NT72-04-4005.19 | NT72-04-4005.19-Workstation | North Terrace | NT | NT72 | 44-60 Rundle Mall - Rundle Mall Plaza | 04 | Level Four | 4005.19 | 99987 | Vacant - Decant Space | 859 | Infrastructure | 6.93 | Workstation | 1 | Office Space Group | 116 | Open Plan - Professional/General Staff |  | Excellent | 1,727.55 | NO
North Terrace_NT72-44-60 Rundle Mall - Rundle Mall Plaza_Level Four_4005.20 _ Workstation | NT-NT72-04-4005.20 | NT72-04-4005.20-Workstation | North Terrace | NT | NT72 | 44-60 Rundle Mall - Rundle Mall Plaza | 04 | Level Four | 4005.20 | 99987 | Vacant - Decant Space | 859 | Infrastructure | 4.36 | Workstation | 1 | Office Space Group | 116 | Open Plan - Professional/General Staff |  | Excellent | 1,086.89 | NO
North Terrace_NT72-44-60 Rundle Mall - Rundle Mall Plaza_Level Four_4005.21 _ Workstation | NT-NT72-04-4005.21 | NT72-04-4005.21-Workstation | North Terrace | NT | NT72 | 44-60 Rundle Mall - Rundle Mall Plaza | 04 | Level Four | 4005.21 | 99987 | Vacant - Decant Space | 859 | Infrastructure | 4.27 | Workstation | 1 | Office Space Group | 116 | Open Plan - Professional/General Staff |  | Excellent | 1,064.45 | NO
North Terrace_NT72-44-60 Rundle Mall - Rundle Mall Plaza_Level Four_4005.22 _ Workstation | NT-NT72-04-4005.22 | NT72-04-4005.22-Workstation | North Terrace | NT | NT72 | 44-60 Rundle Mall - Rundle Mall Plaza | 04 | Level Four | 4005.22 | 99987 | Vacant - Decant Space | 859 | Infrastructure | 5.15 | Workstation | 1 | Office Space Group | 116 | Open Plan - Professional/General Staff |  | Excellent | 1,283.82 | NO
North Terrace_NT72-44-60 Rundle Mall - Rundle Mall Plaza_Level Four_4005.23 _ Workstation | NT-NT72-04-4005.23 | NT72-04-4005.23-Workstation | North Terrace | NT | NT72 | 44-60 Rundle Mall - Rundle Mall Plaza | 04 | Level Four | 4005.23 | 99987 | Vacant - Decant Space | 859 | Infrastructure | 4.37 | Workstation | 1 | Office Space Group | 116 | Open Plan - Professional/General Staff |  | Excellent | 1,089.38 | NO
North Terrace_NT72-44-60 Rundle Mall - Rundle Mall Plaza_Level Four_4005.24 _ Workstation | NT-NT72-04-4005.24 | NT72-04-4005.24-Workstation | North Terrace | NT | NT72 | 44-60 Rundle Mall - Rundle Mall Plaza | 04 | Level Four | 4005.24 | 99987 | Vacant - Decant Space | 859 | Infrastructure | 4.28 | Workstation | 1 | Office Space Group | 116 | Open Plan - Professional/General Staff |  | Excellent | 1,066.94 | NO
North Terrace_NT72-44-60 Rundle Mall - Rundle Mall Plaza_Level Four_4005.25 _ Workstation | NT-NT72-04-4005.25 | NT72-04-4005.25-Workstation | North Terrace | NT | NT72 | 44-60 Rundle Mall - Rundle Mall Plaza | 04 | Level Four | 4005.25 | 99987 | Vacant - Decant Space | 859 | Infrastructure | 5.29 | Workstation | 1 | Office Space Group | 116 | Open Plan - Professional/General Staff |  | Excellent | 1,318.72 | NO
North Terrace_NT72-44-60 Rundle Mall - Rundle Mall Plaza_Level Four_4005.26 _ Workstation | NT-NT72-04-4005.26 | NT72-04-4005.26-Workstation | North Terrace | NT | NT72 | 44-60 Rundle Mall - Rundle Mall Plaza | 04 | Level Four | 4005.26 | 99987 | Vacant - Decant Space | 859 | Infrastructure | 4.37 | Workstation | 1 | Office Space Group | 116 | Open Plan - Professional/General Staff |  | Excellent | 1,089.38 | NO
North Terrace_NT72-44-60 Rundle Mall - Rundle Mall Plaza_Level Four_4005.27 _ Workstation | NT-NT72-04-4005.27 | NT72-04-4005.27-Workstation | North Terrace | NT | NT72 | 44-60 Rundle Mall - Rundle Mall Plaza | 04 | Level Four | 4005.27 | 99987 | Vacant - Decant Space | 859 | Infrastructure | 4.28 | Workstation | 1 | Office Space Group | 116 | Open Plan - Professional/General Staff |  | Excellent | 1,066.94 | NO
North Terrace_NT72-44-60 Rundle Mall - Rundle Mall Plaza_Level Four_4005.28 _ Workstation | NT-NT72-04-4005.28 | NT72-04-4005.28-Workstation | North Terrace | NT | NT72 | 44-60 Rundle Mall - Rundle Mall Plaza | 04 | Level Four | 4005.28 | 99987 | Vacant - Decant Space | 859 | Infrastructure | 5.22 | Workstation | 1 | Office Space Group | 116 | Open Plan - Professional/General Staff |  | Excellent | 1,301.27 | NO
North Terrace_NT72-44-60 Rundle Mall - Rundle Mall Plaza_Level Four_4005.29 _ Workstation | NT-NT72-04-4005.29 | NT72-04-4005.29-Workstation | North Terrace | NT | NT72 | 44-60 Rundle Mall - Rundle Mall Plaza | 04 | Level Four | 4005.29 | 99987 | Vacant - Decant Space | 859 | Infrastructure | 4.37 | Workstation | 1 | Office Space Group | 116 | Open Plan - Professional/General Staff |  | Excellent | 1,089.38 | NO
North Terrace_NT72-44-60 Rundle Mall - Rundle Mall Plaza_Level Four_4005.30 _ Workstation | NT-NT72-04-4005.30 | NT72-04-4005.30-Workstation | North Terrace | NT | NT72 | 44-60 Rundle Mall - Rundle Mall Plaza | 04 | Level Four | 4005.30 | 99987 | Vacant - Decant Space | 859 | Infrastructure | 4.28 | Workstation | 1 | Office Space Group | 116 | Open Plan - Professional/General Staff |  | Excellent | 1,066.94 | NO
North Terrace_NT72-44-60 Rundle Mall - Rundle Mall Plaza_Level Four_4005.31 _ Workstation | NT-NT72-04-4005.31 | NT72-04-4005.31-Workstation | North Terrace | NT | NT72 | 44-60 Rundle Mall - Rundle Mall Plaza | 04 | Level Four | 4005.31 | 99987 | Vacant - Decant Space | 859 | Infrastructure | 4.28 | Workstation | 1 | Office Space Group | 116 | Open Plan - Professional/General Staff |  | Excellent | 1,066.94 | NO
North Terrace_NT72-44-60 Rundle Mall - Rundle Mall Plaza_Level Four_4005.32 _ Workstation | NT-NT72-04-4005.32 | NT72-04-4005.32-Workstation | North Terrace | NT | NT72 | 44-60 Rundle Mall - Rundle Mall Plaza | 04 | Level Four | 4005.32 | 99987 | Vacant - Decant Space | 859 | Infrastructure | 5.29 | Workstation | 1 | Office Space Group | 116 | Open Plan - Professional/General Staff |  | Excellent | 1,318.72 | NO
North Terrace_NT72-44-60 Rundle Mall - Rundle Mall Plaza_Level Four_4005.33 _ Workstation | NT-NT72-04-4005.33 | NT72-04-4005.33-Workstation | North Terrace | NT | NT72 | 44-60 Rundle Mall - Rundle Mall Plaza | 04 | Level Four | 4005.33 | 99987 | Vacant - Decant Space | 859 | Infrastructure | 4.37 | Workstation | 1 | Office Space Group | 116 | Open Plan - Professional/General Staff |  | Excellent | 1,089.38 | NO
North Terrace_NT72-44-60 Rundle Mall - Rundle Mall Plaza_Level Four_4005.34 _ Workstation | NT-NT72-04-4005.34 | NT72-04-4005.34-Workstation | North Terrace | NT | NT72 | 44-60 Rundle Mall - Rundle Mall Plaza | 04 | Level Four | 4005.34 | 99987 | Vacant - Decant Space | 859 | Infrastructure | 4.28 | Workstation | 1 | Office Space Group | 116 | Open Plan - Professional/General Staff |  | Excellent | 1,066.94 | NO
North Terrace_NT72-44-60 Rundle Mall - Rundle Mall Plaza_Level Four_4005.35 _ Workstation | NT-NT72-04-4005.35 | NT72-04-4005.35-Workstation | North Terrace | NT | NT72 | 44-60 Rundle Mall - Rundle Mall Plaza | 04 | Level Four | 4005.35 | 99987 | Vacant - Decant Space | 859 | Infrastructure | 4.28 | Workstation | 1 | Office Space Group | 116 | Open Plan - Professional/General Staff |  | Excellent | 1,066.94 | NO
North Terrace_NT72-44-60 Rundle Mall - Rundle Mall Plaza_Level Four_4005.36 _ Workstation | NT-NT72-04-4005.36 | NT72-04-4005.36-Workstation | North Terrace | NT | NT72 | 44-60 Rundle Mall - Rundle Mall Plaza | 04 | Level Four | 4005.36 | 99987 | Vacant - Decant Space | 859 | Infrastructure | 5.17 | Workstation | 1 | Office Space Group | 116 | Open Plan - Professional/General Staff |  | Excellent | 1,288.81 | NO
North Terrace_NT72-44-60 Rundle Mall - Rundle Mall Plaza_Level Four_4005.37 _ Workstation | NT-NT72-04-4005.37 | NT72-04-4005.37-Workstation | North Terrace | NT | NT72 | 44-60 Rundle Mall - Rundle Mall Plaza | 04 | Level Four | 4005.37 | 99987 | Vacant - Decant Space | 859 | Infrastructure | 4.37 | Workstation | 1 | Office Space Group | 116 | Open Plan - Professional/General Staff |  | Excellent | 1,089.38 | NO
North Terrace_NT72-44-60 Rundle Mall - Rundle Mall Plaza_Level Four_4005.38 _ Workstation | NT-NT72-04-4005.38 | NT72-04-4005.38-Workstation | North Terrace | NT | NT72 | 44-60 Rundle Mall - Rundle Mall Plaza | 04 | Level Four | 4005.38 | 99987 | Vacant - Decant Space | 859 | Infrastructure | 4.28 | Workstation | 1 | Office Space Group | 116 | Open Plan - Professional/General Staff |  | Excellent | 1,066.94 | NO
North Terrace_NT72-44-60 Rundle Mall - Rundle Mall Plaza_Level Four_4005.39 _ Workstation | NT-NT72-04-4005.39 | NT72-04-4005.39-Workstation | North Terrace | NT | NT72 | 44-60 Rundle Mall - Rundle Mall Plaza | 04 | Level Four | 4005.39 | 99987 | Vacant - Decant Space | 859 | Infrastructure | 4.28 | Workstation | 1 | Office Space Group | 116 | Open Plan - Professional/General Staff |  | Excellent | 1,066.94 | NO
North Terrace_NT72-44-60 Rundle Mall - Rundle Mall Plaza_Level Four_4005.40 _ Workstation | NT-NT72-04-4005.40 | NT72-04-4005.40-Workstation | North Terrace | NT | NT72 | 44-60 Rundle Mall - Rundle Mall Plaza | 04 | Level Four | 4005.40 | 99987 | Vacant - Decant Space | 859 | Infrastructure | 5.18 | Workstation | 1 | Office Space Group | 116 | Open Plan - Professional/General Staff |  | Excellent | 1,291.30 | NO
North Terrace_NT72-44-60 Rundle Mall - Rundle Mall Plaza_Level Four_4005.41 _ Workstation | NT-NT72-04-4005.41 | NT72-04-4005.41-Workstation | North Terrace | NT | NT72 | 44-60 Rundle Mall - Rundle Mall Plaza | 04 | Level Four | 4005.41 | 99987 | Vacant - Decant Space | 859 | Infrastructure | 6.32 | Workstation | 1 | Office Space Group | 116 | Open Plan - Professional/General Staff |  | Excellent | 1,575.49 | NO
North Terrace_NT72-44-60 Rundle Mall - Rundle Mall Plaza_Level Four_4005.42 _ Workstation | NT-NT72-04-4005.42 | NT72-04-4005.42-Workstation | North Terrace | NT | NT72 | 44-60 Rundle Mall - Rundle Mall Plaza | 04 | Level Four | 4005.42 | 99987 | Vacant - Decant Space | 859 | Infrastructure | 6.2 | Workstation | 1 | Office Space Group | 116 | Open Plan - Professional/General Staff |  | Excellent | 1,545.57 | NO
North Terrace_NT72-44-60 Rundle Mall - Rundle Mall Plaza_Level Four_4005.43 _ Workstation | NT-NT72-04-4005.43 | NT72-04-4005.43-Workstation | North Terrace | NT | NT72 | 44-60 Rundle Mall - Rundle Mall Plaza | 04 | Level Four | 4005.43 | 99987 | Vacant - Decant Space | 859 | Infrastructure | 6.2 | Workstation | 1 | Office Space Group | 116 | Open Plan - Professional/General Staff |  | Excellent | 1,545.57 | NO
North Terrace_NT72-44-60 Rundle Mall - Rundle Mall Plaza_Level Four_4005.44 _ Workstation | NT-NT72-04-4005.44 | NT72-04-4005.44-Workstation | North Terrace | NT | NT72 | 44-60 Rundle Mall - Rundle Mall Plaza | 04 | Level Four | 4005.44 | 99987 | Vacant - Decant Space | 859 | Infrastructure | 7.65 | Workstation | 1 | Office Space Group | 116 | Open Plan - Professional/General Staff |  | Excellent | 1,907.04 | NO
North Terrace_NT72-44-60 Rundle Mall - Rundle Mall Plaza_Level Four_4005A _ Meeting - Open Plan | NT-NT72-04-4005A | NT72-04-4005A-Meeting - Open Plan | North Terrace | NT | NT72 | 44-60 Rundle Mall - Rundle Mall Plaza | 04 | Level Four | 4005A | 99987 | Vacant - Decant Space | 859 | Infrastructure | 7.78 | Meeting - Open Plan | 1 | Office Space Group | 119 | Informal Work Space |  | Excellent | 1,939.44 | NO
North Terrace_NT72-44-60 Rundle Mall - Rundle Mall Plaza_Level Four_4005B _ FHR | NT-NT72-04-4005B | NT72-04-4005B-FHR | North Terrace | NT | NT72 | 44-60 Rundle Mall - Rundle Mall Plaza | 04 | Level Four | 4005B | 99939 | Unusable Spaces | 99939 | Unusable Spaces | 0.38 | FHR | 8 | Non Useable Floor Area Space Group | 840 | Non-usable - Service riser |  | Unknown | 0.00 | NO
North Terrace_NT72-44-60 Rundle Mall - Rundle Mall Plaza_Level Four_4006 _ Office - Open Plan | NT-NT72-04-4006 | NT72-04-4006-Office - Open Plan | North Terrace | NT | NT72 | 44-60 Rundle Mall - Rundle Mall Plaza | 04 | Level Four | 4006 | 99987 | Vacant - Decant Space | 859 | Infrastructure | 8.69 | Office - Open Plan | 1 | Office Space Group | 111 | Open Plan - Specific type not defined |  | Excellent | 2,166.29 | NO
North Terrace_NT72-44-60 Rundle Mall - Rundle Mall Plaza_Level Four_4006.01 _ Workstation | NT-NT72-04-4006.01 | NT72-04-4006.01-Workstation | North Terrace | NT | NT72 | 44-60 Rundle Mall - Rundle Mall Plaza | 04 | Level Four | 4006.01 | 99987 | Vacant - Decant Space | 859 | Infrastructure | 5.38 | Workstation | 1 | Office Space Group | 116 | Open Plan - Professional/General Staff |  | Excellent | 1,341.16 | NO
North Terrace_NT72-44-60 Rundle Mall - Rundle Mall Plaza_Level Four_4006.02 _ Workstation | NT-NT72-04-4006.02 | NT72-04-4006.02-Workstation | North Terrace | NT | NT72 | 44-60 Rundle Mall - Rundle Mall Plaza | 04 | Level Four | 4006.02 | 99987 | Vacant - Decant Space | 859 | Infrastructure | 6.68 | Workstation | 1 | Office Space Group | 116 | Open Plan - Professional/General Staff |  | Excellent | 1,665.23 | NO
North Terrace_NT72-44-60 Rundle Mall - Rundle Mall Plaza_Level Four_4006.03 _ Workstation | NT-NT72-04-4006.03 | NT72-04-4006.03-Workstation | North Terrace | NT | NT72 | 44-60 Rundle Mall - Rundle Mall Plaza | 04 | Level Four | 4006.03 | 99987 | Vacant - Decant Space | 859 | Infrastructure | 6.56 | Workstation | 1 | Office Space Group | 116 | Open Plan - Professional/General Staff |  | Excellent | 1,635.31 | NO
North Terrace_NT72-44-60 Rundle Mall - Rundle Mall Plaza_Level Four_4006.04 _ Workstation | NT-NT72-04-4006.04 | NT72-04-4006.04-Workstation | North Terrace | NT | NT72 | 44-60 Rundle Mall - Rundle Mall Plaza | 04 | Level Four | 4006.04 | 99987 | Vacant - Decant Space | 859 | Infrastructure | 6.56 | Workstation | 1 | Office Space Group | 116 | Open Plan - Professional/General Staff |  | Excellent | 1,635.31 | NO
North Terrace_NT72-44-60 Rundle Mall - Rundle Mall Plaza_Level Four_4006.05 _ Workstation | NT-NT72-04-4006.05 | NT72-04-4006.05-Workstation | North Terrace | NT | NT72 | 44-60 Rundle Mall - Rundle Mall Plaza | 04 | Level Four | 4006.05 | 99987 | Vacant - Decant Space | 859 | Infrastructure | 7.23 | Workstation | 1 | Office Space Group | 116 | Open Plan - Professional/General Staff |  | Excellent | 1,802.34 | NO
North Terrace_NT72-44-60 Rundle Mall - Rundle Mall Plaza_Level Four_4006.06 _ Workstation | NT-NT72-04-4006.06 | NT72-04-4006.06-Workstation | North Terrace | NT | NT72 | 44-60 Rundle Mall - Rundle Mall Plaza | 04 | Level Four | 4006.06 | 99987 | Vacant - Decant Space | 859 | Infrastructure | 3.46 | Workstation | 1 | Office Space Group | 116 | Open Plan - Professional/General Staff |  | Excellent | 862.53 | NO
North Terrace_NT72-44-60 Rundle Mall - Rundle Mall Plaza_Level Four_4006.07 _ Workstation | NT-NT72-04-4006.07 | NT72-04-4006.07-Workstation | North Terrace | NT | NT72 | 44-60 Rundle Mall - Rundle Mall Plaza | 04 | Level Four | 4006.07 | 99987 | Vacant - Decant Space | 859 | Infrastructure | 4.37 | Workstation | 1 | Office Space Group | 116 | Open Plan - Professional/General Staff |  | Excellent | 1,089.38 | NO
North Terrace_NT72-44-60 Rundle Mall - Rundle Mall Plaza_Level Four_4006.08 _ Workstation | NT-NT72-04-4006.08 | NT72-04-4006.08-Workstation | North Terrace | NT | NT72 | 44-60 Rundle Mall - Rundle Mall Plaza | 04 | Level Four | 4006.08 | 99987 | Vacant - Decant Space | 859 | Infrastructure | 4.28 | Workstation | 1 | Office Space Group | 116 | Open Plan - Professional/General Staff |  | Excellent | 1,066.94 | NO
North Terrace_NT72-44-60 Rundle Mall - Rundle Mall Plaza_Level Four_4006.09 _ Workstation | NT-NT72-04-4006.09 | NT72-04-4006.09-Workstation | North Terrace | NT | NT72 | 44-60 Rundle Mall - Rundle Mall Plaza | 04 | Level Four | 4006.09 | 99987 | Vacant - Decant Space | 859 | Infrastructure | 4.28 | Workstation | 1 | Office Space Group | 116 | Open Plan - Professional/General Staff |  | Excellent | 1,066.94 | NO
North Terrace_NT72-44-60 Rundle Mall - Rundle Mall Plaza_Level Four_4006.10 _ Workstation | NT-NT72-04-4006.10 | NT72-04-4006.10-Workstation | North Terrace | NT | NT72 | 44-60 Rundle Mall - Rundle Mall Plaza | 04 | Level Four | 4006.10 | 99987 | Vacant - Decant Space | 859 | Infrastructure | 4.72 | Workstation | 1 | Office Space Group | 116 | Open Plan - Professional/General Staff |  | Excellent | 1,176.63 | NO
North Terrace_NT72-44-60 Rundle Mall - Rundle Mall Plaza_Level Four_4006.11 _ Workstation | NT-NT72-04-4006.11 | NT72-04-4006.11-Workstation | North Terrace | NT | NT72 | 44-60 Rundle Mall - Rundle Mall Plaza | 04 | Level Four | 4006.11 | 99987 | Vacant - Decant Space | 859 | Infrastructure | 4.68 | Workstation | 1 | Office Space Group | 116 | Open Plan - Professional/General Staff |  | Excellent | 1,166.66 | NO
North Terrace_NT72-44-60 Rundle Mall - Rundle Mall Plaza_Level Four_4006.12 _ Workstation | NT-NT72-04-4006.12 | NT72-04-4006.12-Workstation | North Terrace | NT | NT72 | 44-60 Rundle Mall - Rundle Mall Plaza | 04 | Level Four | 4006.12 | 99987 | Vacant - Decant Space | 859 | Infrastructure | 4.28 | Workstation | 1 | Office Space Group | 116 | Open Plan - Professional/General Staff |  | Excellent | 1,066.94 | NO
North Terrace_NT72-44-60 Rundle Mall - Rundle Mall Plaza_Level Four_4006.13 _ Workstation | NT-NT72-04-4006.13 | NT72-04-4006.13-Workstation | North Terrace | NT | NT72 | 44-60 Rundle Mall - Rundle Mall Plaza | 04 | Level Four | 4006.13 | 99987 | Vacant - Decant Space | 859 | Infrastructure | 4.28 | Workstation | 1 | Office Space Group | 116 | Open Plan - Professional/General Staff |  | Excellent | 1,066.94 | NO
North Terrace_NT72-44-60 Rundle Mall - Rundle Mall Plaza_Level Four_4006.14 _ Workstation | NT-NT72-04-4006.14 | NT72-04-4006.14-Workstation | North Terrace | NT | NT72 | 44-60 Rundle Mall - Rundle Mall Plaza | 04 | Level Four | 4006.14 | 99987 | Vacant - Decant Space | 859 | Infrastructure | 4.37 | Workstation | 1 | Office Space Group | 116 | Open Plan - Professional/General Staff |  | Excellent | 1,089.38 | NO
North Terrace_NT72-44-60 Rundle Mall - Rundle Mall Plaza_Level Four_4006.15 _ Workstation | NT-NT72-04-4006.15 | NT72-04-4006.15-Workstation | North Terrace | NT | NT72 | 44-60 Rundle Mall - Rundle Mall Plaza | 04 | Level Four | 4006.15 | 99987 | Vacant - Decant Space | 859 | Infrastructure | 4.2 | Workstation | 1 | Office Space Group | 116 | Open Plan - Professional/General Staff |  | Excellent | 1,047.00 | NO
North Terrace_NT72-44-60 Rundle Mall - Rundle Mall Plaza_Level Four_4006.16 _ Workstation | NT-NT72-04-4006.16 | NT72-04-4006.16-Workstation | North Terrace | NT | NT72 | 44-60 Rundle Mall - Rundle Mall Plaza | 04 | Level Four | 4006.16 | 99987 | Vacant - Decant Space | 859 | Infrastructure | 4.2 | Workstation | 1 | Office Space Group | 116 | Open Plan - Professional/General Staff |  | Excellent | 1,047.00 | NO
North Terrace_NT72-44-60 Rundle Mall - Rundle Mall Plaza_Level Four_4006.17 _ Workstation | NT-NT72-04-4006.17 | NT72-04-4006.17-Workstation | North Terrace | NT | NT72 | 44-60 Rundle Mall - Rundle Mall Plaza | 04 | Level Four | 4006.17 | 99987 | Vacant - Decant Space | 859 | Infrastructure | 4.37 | Workstation | 1 | Office Space Group | 116 | Open Plan - Professional/General Staff |  | Excellent | 1,089.38 | NO
North Terrace_NT72-44-60 Rundle Mall - Rundle Mall Plaza_Level Four_4006.18 _ Workstation | NT-NT72-04-4006.18 | NT72-04-4006.18-Workstation | North Terrace | NT | NT72 | 44-60 Rundle Mall - Rundle Mall Plaza | 04 | Level Four | 4006.18 | 99987 | Vacant - Decant Space | 859 | Infrastructure | 4.28 | Workstation | 1 | Office Space Group | 116 | Open Plan - Professional/General Staff |  | Excellent | 1,066.94 | NO
North Terrace_NT72-44-60 Rundle Mall - Rundle Mall Plaza_Level Four_4006.19 _ Workstation | NT-NT72-04-4006.19 | NT72-04-4006.19-Workstation | North Terrace | NT | NT72 | 44-60 Rundle Mall - Rundle Mall Plaza | 04 | Level Four | 4006.19 | 99987 | Vacant - Decant Space | 859 | Infrastructure | 4.28 | Workstation | 1 | Office Space Group | 116 | Open Plan - Professional/General Staff |  | Excellent | 1,066.94 | NO
North Terrace_NT72-44-60 Rundle Mall - Rundle Mall Plaza_Level Four_4006.20 _ Workstation | NT-NT72-04-4006.20 | NT72-04-4006.20-Workstation | North Terrace | NT | NT72 | 44-60 Rundle Mall - Rundle Mall Plaza | 04 | Level Four | 4006.20 | 99987 | Vacant - Decant Space | 859 | Infrastructure | 4.75 | Workstation | 1 | Office Space Group | 116 | Open Plan - Professional/General Staff |  | Excellent | 1,184.11 | NO
North Terrace_NT72-44-60 Rundle Mall - Rundle Mall Plaza_Level Four_4006.21 _ Workstation | NT-NT72-04-4006.21 | NT72-04-4006.21-Workstation | North Terrace | NT | NT72 | 44-60 Rundle Mall - Rundle Mall Plaza | 04 | Level Four | 4006.21 | 99987 | Vacant - Decant Space | 859 | Infrastructure | 4.68 | Workstation | 1 | Office Space Group | 116 | Open Plan - Professional/General Staff |  | Excellent | 1,166.66 | NO
North Terrace_NT72-44-60 Rundle Mall - Rundle Mall Plaza_Level Four_4006.22 _ Workstation | NT-NT72-04-4006.22 | NT72-04-4006.22-Workstation | North Terrace | NT | NT72 | 44-60 Rundle Mall - Rundle Mall Plaza | 04 | Level Four | 4006.22 | 99987 | Vacant - Decant Space | 859 | Infrastructure | 4.28 | Workstation | 1 | Office Space Group | 116 | Open Plan - Professional/General Staff |  | Excellent | 1,066.94 | NO
North Terrace_NT72-44-60 Rundle Mall - Rundle Mall Plaza_Level Four_4006.23 _ Workstation | NT-NT72-04-4006.23 | NT72-04-4006.23-Workstation | North Terrace | NT | NT72 | 44-60 Rundle Mall - Rundle Mall Plaza | 04 | Level Four | 4006.23 | 99987 | Vacant - Decant Space | 859 | Infrastructure | 4.28 | Workstation | 1 | Office Space Group | 116 | Open Plan - Professional/General Staff |  | Excellent | 1,066.94 | NO
North Terrace_NT72-44-60 Rundle Mall - Rundle Mall Plaza_Level Four_4006.24 _ Workstation | NT-NT72-04-4006.24 | NT72-04-4006.24-Workstation | North Terrace | NT | NT72 | 44-60 Rundle Mall - Rundle Mall Plaza | 04 | Level Four | 4006.24 | 99987 | Vacant - Decant Space | 859 | Infrastructure | 4.37 | Workstation | 1 | Office Space Group | 116 | Open Plan - Professional/General Staff |  | Excellent | 1,089.38 | NO
North Terrace_NT72-44-60 Rundle Mall - Rundle Mall Plaza_Level Four_4006.25 _ Workstation | NT-NT72-04-4006.25 | NT72-04-4006.25-Workstation | North Terrace | NT | NT72 | 44-60 Rundle Mall - Rundle Mall Plaza | 04 | Level Four | 4006.25 | 99987 | Vacant - Decant Space | 859 | Infrastructure | 4.34 | Workstation | 1 | Office Space Group | 116 | Open Plan - Professional/General Staff |  | Excellent | 1,081.90 | NO
North Terrace_NT72-44-60 Rundle Mall - Rundle Mall Plaza_Level Four_4006.26 _ Workstation | NT-NT72-04-4006.26 | NT72-04-4006.26-Workstation | North Terrace | NT | NT72 | 44-60 Rundle Mall - Rundle Mall Plaza | 04 | Level Four | 4006.26 | 99987 | Vacant - Decant Space | 859 | Infrastructure | 4.26 | Workstation | 1 | Office Space Group | 116 | Open Plan - Professional/General Staff |  | Excellent | 1,061.96 | NO
North Terrace_NT72-44-60 Rundle Mall - Rundle Mall Plaza_Level Four_4006.27 _ Workstation | NT-NT72-04-4006.27 | NT72-04-4006.27-Workstation | North Terrace | NT | NT72 | 44-60 Rundle Mall - Rundle Mall Plaza | 04 | Level Four | 4006.27 | 99987 | Vacant - Decant Space | 859 | Infrastructure | 4.26 | Workstation | 1 | Office Space Group | 116 | Open Plan - Professional/General Staff |  | Excellent | 1,061.96 | NO
North Terrace_NT72-44-60 Rundle Mall - Rundle Mall Plaza_Level Four_4006.28 _ Workstation | NT-NT72-04-4006.28 | NT72-04-4006.28-Workstation | North Terrace | NT | NT72 | 44-60 Rundle Mall - Rundle Mall Plaza | 04 | Level Four | 4006.28 | 99987 | Vacant - Decant Space | 859 | Infrastructure | 4.72 | Workstation | 1 | Office Space Group | 116 | Open Plan - Professional/General Staff |  | Excellent | 1,176.63 | NO
North Terrace_NT72-44-60 Rundle Mall - Rundle Mall Plaza_Level Four_4006.29 _ Workstation | NT-NT72-04-4006.29 | NT72-04-4006.29-Workstation | North Terrace | NT | NT72 | 44-60 Rundle Mall - Rundle Mall Plaza | 04 | Level Four | 4006.29 | 99987 | Vacant - Decant Space | 859 | Infrastructure | 4.71 | Workstation | 1 | Office Space Group | 116 | Open Plan - Professional/General Staff |  | Excellent | 1,174.14 | NO
North Terrace_NT72-44-60 Rundle Mall - Rundle Mall Plaza_Level Four_4006.30 _ Workstation | NT-NT72-04-4006.30 | NT72-04-4006.30-Workstation | North Terrace | NT | NT72 | 44-60 Rundle Mall - Rundle Mall Plaza | 04 | Level Four | 4006.30 | 99987 | Vacant - Decant Space | 859 | Infrastructure | 4.31 | Workstation | 1 | Office Space Group | 116 | Open Plan - Professional/General Staff |  | Excellent | 1,074.42 | NO
North Terrace_NT72-44-60 Rundle Mall - Rundle Mall Plaza_Level Four_4006.31 _ Workstation | NT-NT72-04-4006.31 | NT72-04-4006.31-Workstation | North Terrace | NT | NT72 | 44-60 Rundle Mall - Rundle Mall Plaza | 04 | Level Four | 4006.31 | 99987 | Vacant - Decant Space | 859 | Infrastructure | 4.31 | Workstation | 1 | Office Space Group | 116 | Open Plan - Professional/General Staff |  | Excellent | 1,074.42 | NO
North Terrace_NT72-44-60 Rundle Mall - Rundle Mall Plaza_Level Four_4006.32 _ Workstation | NT-NT72-04-4006.32 | NT72-04-4006.32-Workstation | North Terrace | NT | NT72 | 44-60 Rundle Mall - Rundle Mall Plaza | 04 | Level Four | 4006.32 | 99987 | Vacant - Decant Space | 859 | Infrastructure | 4.39 | Workstation | 1 | Office Space Group | 116 | Open Plan - Professional/General Staff |  | Excellent | 1,094.36 | NO
North Terrace_NT72-44-60 Rundle Mall - Rundle Mall Plaza_Level Four_4006.33 _ Workstation | NT-NT72-04-4006.33 | NT72-04-4006.33-Workstation | North Terrace | NT | NT72 | 44-60 Rundle Mall - Rundle Mall Plaza | 04 | Level Four | 4006.33 | 99987 | Vacant - Decant Space | 859 | Infrastructure | 4.2 | Workstation | 1 | Office Space Group | 116 | Open Plan - Professional/General Staff |  | Excellent | 1,047.00 | NO
North Terrace_NT72-44-60 Rundle Mall - Rundle Mall Plaza_Level Four_4006.34 _ Workstation | NT-NT72-04-4006.34 | NT72-04-4006.34-Workstation | North Terrace | NT | NT72 | 44-60 Rundle Mall - Rundle Mall Plaza | 04 | Level Four | 4006.34 | 99987 | Vacant - Decant Space | 859 | Infrastructure | 4.28 | Workstation | 1 | Office Space Group | 116 | Open Plan - Professional/General Staff |  | Excellent | 1,066.94 | NO
North Terrace_NT72-44-60 Rundle Mall - Rundle Mall Plaza_Level Four_4006.35 _ Workstation | NT-NT72-04-4006.35 | NT72-04-4006.35-Workstation | North Terrace | NT | NT72 | 44-60 Rundle Mall - Rundle Mall Plaza | 04 | Level Four | 4006.35 | 99987 | Vacant - Decant Space | 859 | Infrastructure | 4.45 | Workstation | 1 | Office Space Group | 116 | Open Plan - Professional/General Staff |  | Excellent | 1,109.32 | NO
North Terrace_NT72-44-60 Rundle Mall - Rundle Mall Plaza_Level Four_4006.36 _ Workstation | NT-NT72-04-4006.36 | NT72-04-4006.36-Workstation | North Terrace | NT | NT72 | 44-60 Rundle Mall - Rundle Mall Plaza | 04 | Level Four | 4006.36 | 99987 | Vacant - Decant Space | 859 | Infrastructure | 4.36 | Workstation | 1 | Office Space Group | 116 | Open Plan - Professional/General Staff |  | Excellent | 1,086.89 | NO
North Terrace_NT72-44-60 Rundle Mall - Rundle Mall Plaza_Level Four_4006.37 _ Workstation | NT-NT72-04-4006.37 | NT72-04-4006.37-Workstation | North Terrace | NT | NT72 | 44-60 Rundle Mall - Rundle Mall Plaza | 04 | Level Four | 4006.37 | 99987 | Vacant - Decant Space | 859 | Infrastructure | 4.36 | Workstation | 1 | Office Space Group | 116 | Open Plan - Professional/General Staff |  | Excellent | 1,086.89 | NO
North Terrace_NT72-44-60 Rundle Mall - Rundle Mall Plaza_Level Four_4006.38 _ Workstation | NT-NT72-04-4006.38 | NT72-04-4006.38-Workstation | North Terrace | NT | NT72 | 44-60 Rundle Mall - Rundle Mall Plaza | 04 | Level Four | 4006.38 | 99987 | Vacant - Decant Space | 859 | Infrastructure | 4.83 | Workstation | 1 | Office Space Group | 116 | Open Plan - Professional/General Staff |  | Excellent | 1,204.05 | NO
North Terrace_NT72-44-60 Rundle Mall - Rundle Mall Plaza_Level Four_4006.39 _ Workstation | NT-NT72-04-4006.39 | NT72-04-4006.39-Workstation | North Terrace | NT | NT72 | 44-60 Rundle Mall - Rundle Mall Plaza | 04 | Level Four | 4006.39 | 99987 | Vacant - Decant Space | 859 | Infrastructure | 4.36 | Workstation | 1 | Office Space Group | 116 | Open Plan - Professional/General Staff |  | Excellent | 1,086.89 | NO
North Terrace_NT72-44-60 Rundle Mall - Rundle Mall Plaza_Level Four_4006.40 _ Workstation | NT-NT72-04-4006.40 | NT72-04-4006.40-Workstation | North Terrace | NT | NT72 | 44-60 Rundle Mall - Rundle Mall Plaza | 04 | Level Four | 4006.40 | 99987 | Vacant - Decant Space | 859 | Infrastructure | 4.36 | Workstation | 1 | Office Space Group | 116 | Open Plan - Professional/General Staff |  | Excellent | 1,086.89 | NO
North Terrace_NT72-44-60 Rundle Mall - Rundle Mall Plaza_Level Four_4006.41 _ Workstation | NT-NT72-04-4006.41 | NT72-04-4006.41-Workstation | North Terrace | NT | NT72 | 44-60 Rundle Mall - Rundle Mall Plaza | 04 | Level Four | 4006.41 | 99987 | Vacant - Decant Space | 859 | Infrastructure | 4.45 | Workstation | 1 | Office Space Group | 116 | Open Plan - Professional/General Staff |  | Excellent | 1,109.32 | NO
North Terrace_NT72-44-60 Rundle Mall - Rundle Mall Plaza_Level Four_4006.42 _ Workstation | NT-NT72-04-4006.42 | NT72-04-4006.42-Workstation | North Terrace | NT | NT72 | 44-60 Rundle Mall - Rundle Mall Plaza | 04 | Level Four | 4006.42 | 99987 | Vacant - Decant Space | 859 | Infrastructure | 4.73 | Workstation | 1 | Office Space Group | 116 | Open Plan - Professional/General Staff |  | Excellent | 1,179.12 | NO
North Terrace_NT72-44-60 Rundle Mall - Rundle Mall Plaza_Level Four_4006.43 _ Workstation | NT-NT72-04-4006.43 | NT72-04-4006.43-Workstation | North Terrace | NT | NT72 | 44-60 Rundle Mall - Rundle Mall Plaza | 04 | Level Four | 4006.43 | 99987 | Vacant - Decant Space | 859 | Infrastructure | 4.49 | Workstation | 1 | Office Space Group | 116 | Open Plan - Professional/General Staff |  | Excellent | 1,119.29 | NO
North Terrace_NT72-44-60 Rundle Mall - Rundle Mall Plaza_Level Four_4006.44 _ Workstation | NT-NT72-04-4006.44 | NT72-04-4006.44-Workstation | North Terrace | NT | NT72 | 44-60 Rundle Mall - Rundle Mall Plaza | 04 | Level Four | 4006.44 | 99987 | Vacant - Decant Space | 859 | Infrastructure | 4.49 | Workstation | 1 | Office Space Group | 116 | Open Plan - Professional/General Staff |  | Excellent | 1,119.29 | NO
North Terrace_NT72-44-60 Rundle Mall - Rundle Mall Plaza_Level Four_4006.45 _ Workstation | NT-NT72-04-4006.45 | NT72-04-4006.45-Workstation | North Terrace | NT | NT72 | 44-60 Rundle Mall - Rundle Mall Plaza | 04 | Level Four | 4006.45 | 99987 | Vacant - Decant Space | 859 | Infrastructure | 4.49 | Workstation | 1 | Office Space Group | 116 | Open Plan - Professional/General Staff |  | Excellent | 1,119.29 | NO
North Terrace_NT72-44-60 Rundle Mall - Rundle Mall Plaza_Level Four_4006.46 _ Workstation | NT-NT72-04-4006.46 | NT72-04-4006.46-Workstation | North Terrace | NT | NT72 | 44-60 Rundle Mall - Rundle Mall Plaza | 04 | Level Four | 4006.46 | 99987 | Vacant - Decant Space | 859 | Infrastructure | 5.52 | Workstation | 1 | Office Space Group | 116 | Open Plan - Professional/General Staff |  | Excellent | 1,376.06 | NO
North Terrace_NT72-44-60 Rundle Mall - Rundle Mall Plaza_Level Four_4006.47 _ Workstation | NT-NT72-04-4006.47 | NT72-04-4006.47-Workstation | North Terrace | NT | NT72 | 44-60 Rundle Mall - Rundle Mall Plaza | 04 | Level Four | 4006.47 | 99987 | Vacant - Decant Space | 859 | Infrastructure | 4.72 | Workstation | 1 | Office Space Group | 116 | Open Plan - Professional/General Staff |  | Excellent | 1,176.63 | NO
North Terrace_NT72-44-60 Rundle Mall - Rundle Mall Plaza_Level Four_4006.48 _ Workstation | NT-NT72-04-4006.48 | NT72-04-4006.48-Workstation | North Terrace | NT | NT72 | 44-60 Rundle Mall - Rundle Mall Plaza | 04 | Level Four | 4006.48 | 99987 | Vacant - Decant Space | 859 | Infrastructure | 4.81 | Workstation | 1 | Office Space Group | 116 | Open Plan - Professional/General Staff |  | Excellent | 1,199.06 | NO
North Terrace_NT72-44-60 Rundle Mall - Rundle Mall Plaza_Level Four_4007 _ Office - Open Plan | NT-NT72-04-4007 | NT72-04-4007-Office - Open Plan | North Terrace | NT | NT72 | 44-60 Rundle Mall - Rundle Mall Plaza | 04 | Level Four | 4007 | 99987 | Vacant - Decant Space | 859 | Infrastructure | 13.86 | Office - Open Plan | 1 | Office Space Group | 111 | Open Plan - Specific type not defined |  | Excellent | 3,455.10 | NO
North Terrace_NT72-44-60 Rundle Mall - Rundle Mall Plaza_Level Four_4007.01 _ Workstation | NT-NT72-04-4007.01 | NT72-04-4007.01-Workstation | North Terrace | NT | NT72 | 44-60 Rundle Mall - Rundle Mall Plaza | 04 | Level Four | 4007.01 | 99987 | Vacant - Decant Space | 859 | Infrastructure | 4.43 | Workstation | 1 | Office Space Group | 116 | Open Plan - Professional/General Staff |  | Excellent | 1,104.34 | NO
North Terrace_NT72-44-60 Rundle Mall - Rundle Mall Plaza_Level Four_4007.02 _ Workstation | NT-NT72-04-4007.02 | NT72-04-4007.02-Workstation | North Terrace | NT | NT72 | 44-60 Rundle Mall - Rundle Mall Plaza | 04 | Level Four | 4007.02 | 99987 | Vacant - Decant Space | 859 | Infrastructure | 4.43 | Workstation | 1 | Office Space Group | 116 | Open Plan - Professional/General Staff |  | Excellent | 1,104.34 | NO
North Terrace_NT72-44-60 Rundle Mall - Rundle Mall Plaza_Level Four_4007.03 _ Workstation | NT-NT72-04-4007.03 | NT72-04-4007.03-Workstation | North Terrace | NT | NT72 | 44-60 Rundle Mall - Rundle Mall Plaza | 04 | Level Four | 4007.03 | 99987 | Vacant - Decant Space | 859 | Infrastructure | 4.43 | Workstation | 1 | Office Space Group | 116 | Open Plan - Professional/General Staff |  | Excellent | 1,104.34 | NO
North Terrace_NT72-44-60 Rundle Mall - Rundle Mall Plaza_Level Four_4007.04 _ Workstation | NT-NT72-04-4007.04 | NT72-04-4007.04-Workstation | North Terrace | NT | NT72 | 44-60 Rundle Mall - Rundle Mall Plaza | 04 | Level Four | 4007.04 | 99987 | Vacant - Decant Space | 859 | Infrastructure | 4.43 | Workstation | 1 | Office Space Group | 116 | Open Plan - Professional/General Staff |  | Excellent | 1,104.34 | NO
North Terrace_NT72-44-60 Rundle Mall - Rundle Mall Plaza_Level Four_4007.05 _ Workstation | NT-NT72-04-4007.05 | NT72-04-4007.05-Workstation | North Terrace | NT | NT72 | 44-60 Rundle Mall - Rundle Mall Plaza | 04 | Level Four | 4007.05 | 99987 | Vacant - Decant Space | 859 | Infrastructure | 6.05 | Workstation | 1 | Office Space Group | 116 | Open Plan - Professional/General Staff |  | Excellent | 1,508.18 | NO
North Terrace_NT72-44-60 Rundle Mall - Rundle Mall Plaza_Level Four_4007.06 _ Workstation | NT-NT72-04-4007.06 | NT72-04-4007.06-Workstation | North Terrace | NT | NT72 | 44-60 Rundle Mall - Rundle Mall Plaza | 04 | Level Four | 4007.06 | 99987 | Vacant - Decant Space | 859 | Infrastructure | 5.57 | Workstation | 1 | Office Space Group | 116 | Open Plan - Professional/General Staff |  | Excellent | 1,388.52 | NO
North Terrace_NT72-44-60 Rundle Mall - Rundle Mall Plaza_Level Four_4007.07 _ Workstation | NT-NT72-04-4007.07 | NT72-04-4007.07-Workstation | North Terrace | NT | NT72 | 44-60 Rundle Mall - Rundle Mall Plaza | 04 | Level Four | 4007.07 | 99987 | Vacant - Decant Space | 859 | Infrastructure | 5.58 | Workstation | 1 | Office Space Group | 116 | Open Plan - Professional/General Staff |  | Excellent | 1,391.01 | NO
North Terrace_NT72-44-60 Rundle Mall - Rundle Mall Plaza_Level Four_4007.08 _ Workstation | NT-NT72-04-4007.08 | NT72-04-4007.08-Workstation | North Terrace | NT | NT72 | 44-60 Rundle Mall - Rundle Mall Plaza | 04 | Level Four | 4007.08 | 99987 | Vacant - Decant Space | 859 | Infrastructure | 5.48 | Workstation | 1 | Office Space Group | 116 | Open Plan - Professional/General Staff |  | Excellent | 1,366.09 | NO
North Terrace_NT72-44-60 Rundle Mall - Rundle Mall Plaza_Level Four_4007.09 _ Workstation | NT-NT72-04-4007.09 | NT72-04-4007.09-Workstation | North Terrace | NT | NT72 | 44-60 Rundle Mall - Rundle Mall Plaza | 04 | Level Four | 4007.09 | 99987 | Vacant - Decant Space | 859 | Infrastructure | 5.48 | Workstation | 1 | Office Space Group | 116 | Open Plan - Professional/General Staff |  | Excellent | 1,366.09 | NO
North Terrace_NT72-44-60 Rundle Mall - Rundle Mall Plaza_Level Four_4007.10 _ Workstation | NT-NT72-04-4007.10 | NT72-04-4007.10-Workstation | North Terrace | NT | NT72 | 44-60 Rundle Mall - Rundle Mall Plaza | 04 | Level Four | 4007.10 | 99987 | Vacant - Decant Space | 859 | Infrastructure | 5.65 | Workstation | 1 | Office Space Group | 116 | Open Plan - Professional/General Staff |  | Excellent | 1,408.46 | NO
North Terrace_NT72-44-60 Rundle Mall - Rundle Mall Plaza_Level Four_4007.11 _ Workstation | NT-NT72-04-4007.11 | NT72-04-4007.11-Workstation | North Terrace | NT | NT72 | 44-60 Rundle Mall - Rundle Mall Plaza | 04 | Level Four | 4007.11 | 99987 | Vacant - Decant Space | 859 | Infrastructure | 4.37 | Workstation | 1 | Office Space Group | 116 | Open Plan - Professional/General Staff |  | Excellent | 1,089.38 | NO
North Terrace_NT72-44-60 Rundle Mall - Rundle Mall Plaza_Level Four_4007.12 _ Workstation | NT-NT72-04-4007.12 | NT72-04-4007.12-Workstation | North Terrace | NT | NT72 | 44-60 Rundle Mall - Rundle Mall Plaza | 04 | Level Four | 4007.12 | 99987 | Vacant - Decant Space | 859 | Infrastructure | 4.28 | Workstation | 1 | Office Space Group | 116 | Open Plan - Professional/General Staff |  | Excellent | 1,066.94 | NO
North Terrace_NT72-44-60 Rundle Mall - Rundle Mall Plaza_Level Four_4007.13 _ Workstation | NT-NT72-04-4007.13 | NT72-04-4007.13-Workstation | North Terrace | NT | NT72 | 44-60 Rundle Mall - Rundle Mall Plaza | 04 | Level Four | 4007.13 | 99987 | Vacant - Decant Space | 859 | Infrastructure | 4.28 | Workstation | 1 | Office Space Group | 116 | Open Plan - Professional/General Staff |  | Excellent | 1,066.94 | NO
North Terrace_NT72-44-60 Rundle Mall - Rundle Mall Plaza_Level Four_4007.14 _ Workstation | NT-NT72-04-4007.14 | NT72-04-4007.14-Workstation | North Terrace | NT | NT72 | 44-60 Rundle Mall - Rundle Mall Plaza | 04 | Level Four | 4007.14 | 99987 | Vacant - Decant Space | 859 | Infrastructure | 4.43 | Workstation | 1 | Office Space Group | 116 | Open Plan - Professional/General Staff |  | Excellent | 1,104.34 | NO
North Terrace_NT72-44-60 Rundle Mall - Rundle Mall Plaza_Level Four_4007.15 _ Workstation | NT-NT72-04-4007.15 | NT72-04-4007.15-Workstation | North Terrace | NT | NT72 | 44-60 Rundle Mall - Rundle Mall Plaza | 04 | Level Four | 4007.15 | 99987 | Vacant - Decant Space | 859 | Infrastructure | 4.35 | Workstation | 1 | Office Space Group | 116 | Open Plan - Professional/General Staff |  | Excellent | 1,084.39 | NO
North Terrace_NT72-44-60 Rundle Mall - Rundle Mall Plaza_Level Four_4007.16 _ Workstation | NT-NT72-04-4007.16 | NT72-04-4007.16-Workstation | North Terrace | NT | NT72 | 44-60 Rundle Mall - Rundle Mall Plaza | 04 | Level Four | 4007.16 | 99987 | Vacant - Decant Space | 859 | Infrastructure | 4.35 | Workstation | 1 | Office Space Group | 116 | Open Plan - Professional/General Staff |  | Excellent | 1,084.39 | NO
North Terrace_NT72-44-60 Rundle Mall - Rundle Mall Plaza_Level Four_4007.17 _ Workstation | NT-NT72-04-4007.17 | NT72-04-4007.17-Workstation | North Terrace | NT | NT72 | 44-60 Rundle Mall - Rundle Mall Plaza | 04 | Level Four | 4007.17 | 99987 | Vacant - Decant Space | 859 | Infrastructure | 4.43 | Workstation | 1 | Office Space Group | 116 | Open Plan - Professional/General Staff |  | Excellent | 1,104.34 | NO
North Terrace_NT72-44-60 Rundle Mall - Rundle Mall Plaza_Level Four_4008 _ Office - Open Plan | NT-NT72-04-4008 | NT72-04-4008-Office - Open Plan | North Terrace | NT | NT72 | 44-60 Rundle Mall - Rundle Mall Plaza | 04 | Level Four | 4008 | 99987 | Vacant - Decant Space | 859 | Infrastructure | 39.33 | Office - Open Plan | 1 | Office Space Group | 111 | Open Plan - Specific type not defined |  | Excellent | 9,804.41 | NO
North Terrace_NT72-44-60 Rundle Mall - Rundle Mall Plaza_Level Four_4008.01 _ Workstation | NT-NT72-04-4008.01 | NT72-04-4008.01-Workstation | North Terrace | NT | NT72 | 44-60 Rundle Mall - Rundle Mall Plaza | 04 | Level Four | 4008.01 | 99987 | Vacant - Decant Space | 859 | Infrastructure | 4.37 | Workstation | 1 | Office Space Group | 116 | Open Plan - Professional/General Staff |  | Excellent | 1,089.38 | NO
North Terrace_NT72-44-60 Rundle Mall - Rundle Mall Plaza_Level Four_4008.02 _ Workstation | NT-NT72-04-4008.02 | NT72-04-4008.02-Workstation | North Terrace | NT | NT72 | 44-60 Rundle Mall - Rundle Mall Plaza | 04 | Level Four | 4008.02 | 99987 | Vacant - Decant Space | 859 | Infrastructure | 4.2 | Workstation | 1 | Office Space Group | 116 | Open Plan - Professional/General Staff |  | Excellent | 1,047.00 | NO
North Terrace_NT72-44-60 Rundle Mall - Rundle Mall Plaza_Level Four_4008.03 _ Workstation | NT-NT72-04-4008.03 | NT72-04-4008.03-Workstation | North Terrace | NT | NT72 | 44-60 Rundle Mall - Rundle Mall Plaza | 04 | Level Four | 4008.03 | 99987 | Vacant - Decant Space | 859 | Infrastructure | 4.2 | Workstation | 1 | Office Space Group | 116 | Open Plan - Professional/General Staff |  | Excellent | 1,047.00 | NO
North Terrace_NT72-44-60 Rundle Mall - Rundle Mall Plaza_Level Four_4008.04 _ Workstation | NT-NT72-04-4008.04 | NT72-04-4008.04-Workstation | North Terrace | NT | NT72 | 44-60 Rundle Mall - Rundle Mall Plaza | 04 | Level Four | 4008.04 | 99987 | Vacant - Decant Space | 859 | Infrastructure | 5.21 | Workstation | 1 | Office Space Group | 116 | Open Plan - Professional/General Staff |  | Excellent | 1,298.78 | NO
North Terrace_NT72-44-60 Rundle Mall - Rundle Mall Plaza_Level Four_4008.05 _ Workstation | NT-NT72-04-4008.05 | NT72-04-4008.05-Workstation | North Terrace | NT | NT72 | 44-60 Rundle Mall - Rundle Mall Plaza | 04 | Level Four | 4008.05 | 99987 | Vacant - Decant Space | 859 | Infrastructure | 5.03 | Workstation | 1 | Office Space Group | 116 | Open Plan - Professional/General Staff |  | Excellent | 1,253.91 | NO
North Terrace_NT72-44-60 Rundle Mall - Rundle Mall Plaza_Level Four_4008.06 _ Workstation | NT-NT72-04-4008.06 | NT72-04-4008.06-Workstation | North Terrace | NT | NT72 | 44-60 Rundle Mall - Rundle Mall Plaza | 04 | Level Four | 4008.06 | 99987 | Vacant - Decant Space | 859 | Infrastructure | 4.2 | Workstation | 1 | Office Space Group | 116 | Open Plan - Professional/General Staff |  | Excellent | 1,047.00 | NO
North Terrace_NT72-44-60 Rundle Mall - Rundle Mall Plaza_Level Four_4008.07 _ Workstation | NT-NT72-04-4008.07 | NT72-04-4008.07-Workstation | North Terrace | NT | NT72 | 44-60 Rundle Mall - Rundle Mall Plaza | 04 | Level Four | 4008.07 | 99987 | Vacant - Decant Space | 859 | Infrastructure | 4.2 | Workstation | 1 | Office Space Group | 116 | Open Plan - Professional/General Staff |  | Excellent | 1,047.00 | NO
North Terrace_NT72-44-60 Rundle Mall - Rundle Mall Plaza_Level Four_4008.08 _ Workstation | NT-NT72-04-4008.08 | NT72-04-4008.08-Workstation | North Terrace | NT | NT72 | 44-60 Rundle Mall - Rundle Mall Plaza | 04 | Level Four | 4008.08 | 99987 | Vacant - Decant Space | 859 | Infrastructure | 4.37 | Workstation | 1 | Office Space Group | 116 | Open Plan - Professional/General Staff |  | Excellent | 1,089.38 | NO
North Terrace_NT72-44-60 Rundle Mall - Rundle Mall Plaza_Level Four_4008.09 _ Workstation | NT-NT72-04-4008.09 | NT72-04-4008.09-Workstation | North Terrace | NT | NT72 | 44-60 Rundle Mall - Rundle Mall Plaza | 04 | Level Four | 4008.09 | 99987 | Vacant - Decant Space | 859 | Infrastructure | 4.37 | Workstation | 1 | Office Space Group | 116 | Open Plan - Professional/General Staff |  | Excellent | 1,089.38 | NO
North Terrace_NT72-44-60 Rundle Mall - Rundle Mall Plaza_Level Four_4008.10 _ Workstation | NT-NT72-04-4008.10 | NT72-04-4008.10-Workstation | North Terrace | NT | NT72 | 44-60 Rundle Mall - Rundle Mall Plaza | 04 | Level Four | 4008.10 | 99987 | Vacant - Decant Space | 859 | Infrastructure | 4.2 | Workstation | 1 | Office Space Group | 116 | Open Plan - Professional/General Staff |  | Excellent | 1,047.00 | NO
North Terrace_NT72-44-60 Rundle Mall - Rundle Mall Plaza_Level Four_4008.11 _ Workstation | NT-NT72-04-4008.11 | NT72-04-4008.11-Workstation | North Terrace | NT | NT72 | 44-60 Rundle Mall - Rundle Mall Plaza | 04 | Level Four | 4008.11 | 99987 | Vacant - Decant Space | 859 | Infrastructure | 4.2 | Workstation | 1 | Office Space Group | 116 | Open Plan - Professional/General Staff |  | Excellent | 1,047.00 | NO
North Terrace_NT72-44-60 Rundle Mall - Rundle Mall Plaza_Level Four_4008.12 _ Workstation | NT-NT72-04-4008.12 | NT72-04-4008.12-Workstation | North Terrace | NT | NT72 | 44-60 Rundle Mall - Rundle Mall Plaza | 04 | Level Four | 4008.12 | 99987 | Vacant - Decant Space | 859 | Infrastructure | 5.21 | Workstation | 1 | Office Space Group | 116 | Open Plan - Professional/General Staff |  | Excellent | 1,298.78 | NO
North Terrace_NT72-44-60 Rundle Mall - Rundle Mall Plaza_Level Four_4008.13 _ Workstation | NT-NT72-04-4008.13 | NT72-04-4008.13-Workstation | North Terrace | NT | NT72 | 44-60 Rundle Mall - Rundle Mall Plaza | 04 | Level Four | 4008.13 | 99987 | Vacant - Decant Space | 859 | Infrastructure | 5.17 | Workstation | 1 | Office Space Group | 116 | Open Plan - Professional/General Staff |  | Excellent | 1,288.81 | NO
North Terrace_NT72-44-60 Rundle Mall - Rundle Mall Plaza_Level Four_4008.14 _ Workstation | NT-NT72-04-4008.14 | NT72-04-4008.14-Workstation | North Terrace | NT | NT72 | 44-60 Rundle Mall - Rundle Mall Plaza | 04 | Level Four | 4008.14 | 99987 | Vacant - Decant Space | 859 | Infrastructure | 4.19 | Workstation | 1 | Office Space Group | 116 | Open Plan - Professional/General Staff |  | Excellent | 1,044.51 | NO
North Terrace_NT72-44-60 Rundle Mall - Rundle Mall Plaza_Level Four_4008.15 _ Workstation | NT-NT72-04-4008.15 | NT72-04-4008.15-Workstation | North Terrace | NT | NT72 | 44-60 Rundle Mall - Rundle Mall Plaza | 04 | Level Four | 4008.15 | 99987 | Vacant - Decant Space | 859 | Infrastructure | 4.19 | Workstation | 1 | Office Space Group | 116 | Open Plan - Professional/General Staff |  | Excellent | 1,044.51 | NO
North Terrace_NT72-44-60 Rundle Mall - Rundle Mall Plaza_Level Four_4008.16 _ Workstation | NT-NT72-04-4008.16 | NT72-04-4008.16-Workstation | North Terrace | NT | NT72 | 44-60 Rundle Mall - Rundle Mall Plaza | 04 | Level Four | 4008.16 | 99987 | Vacant - Decant Space | 859 | Infrastructure | 4.36 | Workstation | 1 | Office Space Group | 116 | Open Plan - Professional/General Staff |  | Excellent | 1,086.89 | NO
North Terrace_NT72-44-60 Rundle Mall - Rundle Mall Plaza_Level Four_4008.17 _ Workstation | NT-NT72-04-4008.17 | NT72-04-4008.17-Workstation | North Terrace | NT | NT72 | 44-60 Rundle Mall - Rundle Mall Plaza | 04 | Level Four | 4008.17 | 99987 | Vacant - Decant Space | 859 | Infrastructure | 4.42 | Workstation | 1 | Office Space Group | 116 | Open Plan - Professional/General Staff |  | Excellent | 1,101.84 | NO
North Terrace_NT72-44-60 Rundle Mall - Rundle Mall Plaza_Level Four_4008.18 _ Workstation | NT-NT72-04-4008.18 | NT72-04-4008.18-Workstation | North Terrace | NT | NT72 | 44-60 Rundle Mall - Rundle Mall Plaza | 04 | Level Four | 4008.18 | 99987 | Vacant - Decant Space | 859 | Infrastructure | 4.26 | Workstation | 1 | Office Space Group | 116 | Open Plan - Professional/General Staff |  | Excellent | 1,061.96 | NO
North Terrace_NT72-44-60 Rundle Mall - Rundle Mall Plaza_Level Four_4008.19 _ Workstation | NT-NT72-04-4008.19 | NT72-04-4008.19-Workstation | North Terrace | NT | NT72 | 44-60 Rundle Mall - Rundle Mall Plaza | 04 | Level Four | 4008.19 | 99987 | Vacant - Decant Space | 859 | Infrastructure | 4.26 | Workstation | 1 | Office Space Group | 116 | Open Plan - Professional/General Staff |  | Excellent | 1,061.96 | NO
North Terrace_NT72-44-60 Rundle Mall - Rundle Mall Plaza_Level Four_4008.20 _ Workstation | NT-NT72-04-4008.20 | NT72-04-4008.20-Workstation | North Terrace | NT | NT72 | 44-60 Rundle Mall - Rundle Mall Plaza | 04 | Level Four | 4008.20 | 99987 | Vacant - Decant Space | 859 | Infrastructure | 5.22 | Workstation | 1 | Office Space Group | 116 | Open Plan - Professional/General Staff |  | Excellent | 1,301.27 | NO
North Terrace_NT72-44-60 Rundle Mall - Rundle Mall Plaza_Level Four_4008.21 _ Workstation | NT-NT72-04-4008.21 | NT72-04-4008.21-Workstation | North Terrace | NT | NT72 | 44-60 Rundle Mall - Rundle Mall Plaza | 04 | Level Four | 4008.21 | 99987 | Vacant - Decant Space | 859 | Infrastructure | 7.57 | Workstation | 1 | Office Space Group | 116 | Open Plan - Professional/General Staff |  | Excellent | 1,887.09 | NO
North Terrace_NT72-44-60 Rundle Mall - Rundle Mall Plaza_Level Four_4008.22 _ Workstation | NT-NT72-04-4008.22 | NT72-04-4008.22-Workstation | North Terrace | NT | NT72 | 44-60 Rundle Mall - Rundle Mall Plaza | 04 | Level Four | 4008.22 | 99987 | Vacant - Decant Space | 859 | Infrastructure | 6.03 | Workstation | 1 | Office Space Group | 116 | Open Plan - Professional/General Staff |  | Excellent | 1,503.19 | NO
North Terrace_NT72-44-60 Rundle Mall - Rundle Mall Plaza_Level Four_4008.23 _ Workstation | NT-NT72-04-4008.23 | NT72-04-4008.23-Workstation | North Terrace | NT | NT72 | 44-60 Rundle Mall - Rundle Mall Plaza | 04 | Level Four | 4008.23 | 99987 | Vacant - Decant Space | 859 | Infrastructure | 6.27 | Workstation | 1 | Office Space Group | 116 | Open Plan - Professional/General Staff |  | Excellent | 1,563.02 | NO
North Terrace_NT72-44-60 Rundle Mall - Rundle Mall Plaza_Level Four_4008.24 _ Workstation | NT-NT72-04-4008.24 | NT72-04-4008.24-Workstation | North Terrace | NT | NT72 | 44-60 Rundle Mall - Rundle Mall Plaza | 04 | Level Four | 4008.24 | 99987 | Vacant - Decant Space | 859 | Infrastructure | 6.38 | Workstation | 1 | Office Space Group | 116 | Open Plan - Professional/General Staff |  | Excellent | 1,590.44 | NO
North Terrace_NT72-44-60 Rundle Mall - Rundle Mall Plaza_Level Four_4008.25 _ Workstation | NT-NT72-04-4008.25 | NT72-04-4008.25-Workstation | North Terrace | NT | NT72 | 44-60 Rundle Mall - Rundle Mall Plaza | 04 | Level Four | 4008.25 | 99987 | Vacant - Decant Space | 859 | Infrastructure | 6.14 | Workstation | 1 | Office Space Group | 116 | Open Plan - Professional/General Staff |  | Excellent | 1,530.61 | NO
North Terrace_NT72-44-60 Rundle Mall - Rundle Mall Plaza_Level Four_4008.26 _ Workstation | NT-NT72-04-4008.26 | NT72-04-4008.26-Workstation | North Terrace | NT | NT72 | 44-60 Rundle Mall - Rundle Mall Plaza | 04 | Level Four | 4008.26 | 99987 | Vacant - Decant Space | 859 | Infrastructure | 7.8 | Workstation | 1 | Office Space Group | 116 | Open Plan - Professional/General Staff |  | Excellent | 1,944.43 | NO
North Terrace_NT72-44-60 Rundle Mall - Rundle Mall Plaza_Level Four_400A _ Foyer 01 | NT-NT72-04-400A | NT72-04-400A-Foyer 01 | North Terrace | NT | NT72 | 44-60 Rundle Mall - Rundle Mall Plaza | 04 | Level Four | 400A | 99939 | Unusable Spaces | 99939 | Unusable Spaces | 38.12 | Foyer 01 | 8 | Non Useable Floor Area Space Group | 805 | Non-usable - Circulation space |  | Excellent | 0.00 | NO
North Terrace_NT72-44-60 Rundle Mall - Rundle Mall Plaza_Level Four_400B _ Foyer 02 | NT-NT72-04-400B | NT72-04-400B-Foyer 02 | North Terrace | NT | NT72 | 44-60 Rundle Mall - Rundle Mall Plaza | 04 | Level Four | 400B | 99939 | Unusable Spaces | 99939 | Unusable Spaces | 22.9 | Foyer 02 | 8 | Non Useable Floor Area Space Group | 805 | Non-usable - Circulation space |  | Excellent | 0.00 | NO
North Terrace_NT72-44-60 Rundle Mall - Rundle Mall Plaza_Level Four_400C _ Lockers - Staff | NT-NT72-04-400C | NT72-04-400C-Lockers - Staff | North Terrace | NT | NT72 | 44-60 Rundle Mall - Rundle Mall Plaza | 04 | Level Four | 400C | 99939 | Unusable Spaces | 99939 | Unusable Spaces | 26.69 | Lockers - Staff | 4 | Ancillary Area Space Group | 416 | Ancillary Area - Locker Storage/Room |  | Excellent | 5,855.02 | NO
North Terrace_NT72-44-60 Rundle Mall - Rundle Mall Plaza_Level Four_400D _ Corridor | NT-NT72-04-400D | NT72-04-400D-Corridor | North Terrace | NT | NT72 | 44-60 Rundle Mall - Rundle Mall Plaza | 04 | Level Four | 400D | 99939 | Unusable Spaces | 99939 | Unusable Spaces | 64.41 | Corridor | 8 | Non Useable Floor Area Space Group | 805 | Non-usable - Circulation space |  | Excellent | 0.00 | NO
North Terrace_NT72-44-60 Rundle Mall - Rundle Mall Plaza_Level Four_400E _ Corridor | NT-NT72-04-400E | NT72-04-400E-Corridor | North Terrace | NT | NT72 | 44-60 Rundle Mall - Rundle Mall Plaza | 04 | Level Four | 400E | 99939 | Unusable Spaces | 99939 | Unusable Spaces | 20.22 | Corridor | 8 | Non Useable Floor Area Space Group | 805 | Non-usable - Circulation space |  | Excellent | 0.00 | NO
North Terrace_NT72-44-60 Rundle Mall - Rundle Mall Plaza_Level Four_400F _ Corridor | NT-NT72-04-400F | NT72-04-400F-Corridor | North Terrace | NT | NT72 | 44-60 Rundle Mall - Rundle Mall Plaza | 04 | Level Four | 400F | 99939 | Unusable Spaces | 99939 | Unusable Spaces | 73.24 | Corridor | 8 | Non Useable Floor Area Space Group | 805 | Non-usable - Circulation space |  | Excellent | 0.00 | NO
North Terrace_NT72-44-60 Rundle Mall - Rundle Mall Plaza_Level Four_400G _ Corridor | NT-NT72-04-400G | NT72-04-400G-Corridor | North Terrace | NT | NT72 | 44-60 Rundle Mall - Rundle Mall Plaza | 04 | Level Four | 400G | 99939 | Unusable Spaces | 99939 | Unusable Spaces | 53.1 | Corridor | 8 | Non Useable Floor Area Space Group | 805 | Non-usable - Circulation space |  | Excellent | 0.00 | NO
North Terrace_NT72-44-60 Rundle Mall - Rundle Mall Plaza_Level Four_400H _ Corridor | NT-NT72-04-400H | NT72-04-400H-Corridor | North Terrace | NT | NT72 | 44-60 Rundle Mall - Rundle Mall Plaza | 04 | Level Four | 400H | 99939 | Unusable Spaces | 99939 | Unusable Spaces | 88.09 | Corridor | 8 | Non Useable Floor Area Space Group | 805 | Non-usable - Circulation space |  | Excellent | 0.00 | NO
North Terrace_NT72-44-60 Rundle Mall - Rundle Mall Plaza_Level Four_400J _ Corridor | NT-NT72-04-400J | NT72-04-400J-Corridor | North Terrace | NT | NT72 | 44-60 Rundle Mall - Rundle Mall Plaza | 04 | Level Four | 400J | 99939 | Unusable Spaces | 99939 | Unusable Spaces | 34.02 | Corridor | 8 | Non Useable Floor Area Space Group | 805 | Non-usable - Circulation space |  | Excellent | 0.00 | NO
North Terrace_NT72-44-60 Rundle Mall - Rundle Mall Plaza_Level Four_401 _ Meeting Room | NT-NT72-04-401 | NT72-04-401-Meeting Room | North Terrace | NT | NT72 | 44-60 Rundle Mall - Rundle Mall Plaza | 04 | Level Four | 401 | 99987 | Vacant - Decant Space | 859 | Infrastructure | 8.9 | Meeting Room | 6 | General Facility Space Group | 601 | General Facility - Committee/Conference/Meeting room |  | Excellent | 2,484.88 | NO
North Terrace_NT72-44-60 Rundle Mall - Rundle Mall Plaza_Level Four_402 _ Cleaners | NT-NT72-04-402 | NT72-04-402-Cleaners | North Terrace | NT | NT72 | 44-60 Rundle Mall - Rundle Mall Plaza | 04 | Level Four | 402 | 99939 | Unusable Spaces | 99939 | Unusable Spaces | 7.22 | Cleaners | 8 | Non Useable Floor Area Space Group | 806 | Non-usable - Cleaners room |  | Excellent | 0.00 | NO
North Terrace_NT72-44-60 Rundle Mall - Rundle Mall Plaza_Level Four_403 _ WC - Male | NT-NT72-04-403 | NT72-04-403-WC - Male | North Terrace | NT | NT72 | 44-60 Rundle Mall - Rundle Mall Plaza | 04 | Level Four | 403 | 99939 | Unusable Spaces | 99939 | Unusable Spaces | 29.41 | WC - Male | 8 | Non Useable Floor Area Space Group | 821 | Non-usable - Toilets/Amenities - Male |  | Unknown | 0.00 | NO
North Terrace_NT72-44-60 Rundle Mall - Rundle Mall Plaza_Level Four_403A _ A/L - Male | NT-NT72-04-403A | NT72-04-403A-A/L - Male | North Terrace | NT | NT72 | 44-60 Rundle Mall - Rundle Mall Plaza | 04 | Level Four | 403A | 99939 | Unusable Spaces | 99939 | Unusable Spaces | 1.41 | A/L - Male | 8 | Non Useable Floor Area Space Group | 821 | Non-usable - Toilets/Amenities - Male |  | Unknown | 0.00 | NO
North Terrace_NT72-44-60 Rundle Mall - Rundle Mall Plaza_Level Four_403B _ Shower - M | NT-NT72-04-403B | NT72-04-403B-Shower - M | North Terrace | NT | NT72 | 44-60 Rundle Mall - Rundle Mall Plaza | 04 | Level Four | 403B | 99939 | Unusable Spaces | 99939 | Unusable Spaces | 2.56 | Shower - M | 8 | Non Useable Floor Area Space Group | 821 | Non-usable - Toilets/Amenities - Male |  | Unknown | 0.00 | NO
North Terrace_NT72-44-60 Rundle Mall - Rundle Mall Plaza_Level Four_403C _ Service Riser | NT-NT72-04-403C | NT72-04-403C-Service Riser | North Terrace | NT | NT72 | 44-60 Rundle Mall - Rundle Mall Plaza | 04 | Level Four | 403C | 99939 | Unusable Spaces | 99939 | Unusable Spaces | 2.97 | Service Riser | 8 | Non Useable Floor Area Space Group | 840 | Non-usable - Service riser |  | Unknown | 0.00 | NO
North Terrace_NT72-44-60 Rundle Mall - Rundle Mall Plaza_Level Four_403D _ VSR | NT-NT72-04-403D | NT72-04-403D-VSR | North Terrace | NT | NT72 | 44-60 Rundle Mall - Rundle Mall Plaza | 04 | Level Four | 403D | 99939 | Unusable Spaces | 99939 | Unusable Spaces | 6.12 | VSR | 8 | Non Useable Floor Area Space Group | 840 | Non-usable - Service riser |  | Unknown | 0.00 | NO
North Terrace_NT72-44-60 Rundle Mall - Rundle Mall Plaza_Level Four_403DD _ VSR | NT-NT72-04-403DD | NT72-04-403DD-VSR | North Terrace | NT | NT72 | 44-60 Rundle Mall - Rundle Mall Plaza | 04 | Level Four | 403DD | 99939 | Unusable Spaces | 99939 | Unusable Spaces | 6.12 | VSR | 8 | Non Useable Floor Area Space Group | 840 | Non-usable - Service riser |  | Excellent | 0.00 | NO
North Terrace_NT72-44-60 Rundle Mall - Rundle Mall Plaza_Level Four_403E _ Service Riser | NT-NT72-04-403E | NT72-04-403E-Service Riser | North Terrace | NT | NT72 | 44-60 Rundle Mall - Rundle Mall Plaza | 04 | Level Four | 403E | 99939 | Unusable Spaces | 99939 | Unusable Spaces | 1.2 | Service Riser | 8 | Non Useable Floor Area Space Group | 840 | Non-usable - Service riser |  | Unknown | 0.00 | NO
North Terrace_NT72-44-60 Rundle Mall - Rundle Mall Plaza_Level Four_404 _ WC - Female | NT-NT72-04-404 | NT72-04-404-WC - Female | North Terrace | NT | NT72 | 44-60 Rundle Mall - Rundle Mall Plaza | 04 | Level Four | 404 | 99939 | Unusable Spaces | 99939 | Unusable Spaces | 30.2 | WC - Female | 8 | Non Useable Floor Area Space Group | 820 | Non-usable - Toilets/Amenities - Female |  | Unknown | 0.00 | NO
North Terrace_NT72-44-60 Rundle Mall - Rundle Mall Plaza_Level Four_404A _ A/L - Female | NT-NT72-04-404A | NT72-04-404A-A/L - Female | North Terrace | NT | NT72 | 44-60 Rundle Mall - Rundle Mall Plaza | 04 | Level Four | 404A | 99939 | Unusable Spaces | 99939 | Unusable Spaces | 3.03 | A/L - Female | 8 | Non Useable Floor Area Space Group | 820 | Non-usable - Toilets/Amenities - Female |  | Unknown | 0.00 | NO
North Terrace_NT72-44-60 Rundle Mall - Rundle Mall Plaza_Level Four_404B _ Shower - F | NT-NT72-04-404B | NT72-04-404B-Shower - F | North Terrace | NT | NT72 | 44-60 Rundle Mall - Rundle Mall Plaza | 04 | Level Four | 404B | 99939 | Unusable Spaces | 99939 | Unusable Spaces | 2.62 | Shower - F | 8 | Non Useable Floor Area Space Group | 820 | Non-usable - Toilets/Amenities - Female |  | Unknown | 0.00 | NO
North Terrace_NT72-44-60 Rundle Mall - Rundle Mall Plaza_Level Four_404C _ Service Riser | NT-NT72-04-404C | NT72-04-404C-Service Riser | North Terrace | NT | NT72 | 44-60 Rundle Mall - Rundle Mall Plaza | 04 | Level Four | 404C | 99939 | Unusable Spaces | 99939 | Unusable Spaces | 2.57 | Service Riser | 8 | Non Useable Floor Area Space Group | 840 | Non-usable - Service riser |  | Unknown | 0.00 | NO
North Terrace_NT72-44-60 Rundle Mall - Rundle Mall Plaza_Level Four_405 _ WC - Access | NT-NT72-04-405 | NT72-04-405-WC - Access | North Terrace | NT | NT72 | 44-60 Rundle Mall - Rundle Mall Plaza | 04 | Level Four | 405 | 99939 | Unusable Spaces | 99939 | Unusable Spaces | 5.36 | WC - Access | 8 | Non Useable Floor Area Space Group | 818 | Non-usable - Toilets/Amenities - Unisex Accessible |  | Unknown | 0.00 | NO
North Terrace_NT72-44-60 Rundle Mall - Rundle Mall Plaza_Level Four_406 _ VSR - Electrical | NT-NT72-04-406 | NT72-04-406-VSR - Electrical | North Terrace | NT | NT72 | 44-60 Rundle Mall - Rundle Mall Plaza | 04 | Level Four | 406 | 99939 | Unusable Spaces | 99939 | Unusable Spaces | 3.07 | VSR - Electrical | 8 | Non Useable Floor Area Space Group | 818 | Non-usable - Toilets/Amenities - Unisex Accessible |  | Unknown | 0.00 | NO
North Terrace_NT72-44-60 Rundle Mall - Rundle Mall Plaza_Level Four_406A _ Service Riser | NT-NT72-04-406A | NT72-04-406A-Service Riser | North Terrace | NT | NT72 | 44-60 Rundle Mall - Rundle Mall Plaza | 04 | Level Four | 406A | 99939 | Unusable Spaces | 99939 | Unusable Spaces | 2.52 | Service Riser | 8 | Non Useable Floor Area Space Group | 840 | Non-usable - Service riser |  | Unknown | 0.00 | NO
North Terrace_NT72-44-60 Rundle Mall - Rundle Mall Plaza_Level Four_407 _ VSR - Electrical | NT-NT72-04-407 | NT72-04-407-VSR - Electrical | North Terrace | NT | NT72 | 44-60 Rundle Mall - Rundle Mall Plaza | 04 | Level Four | 407 | 99939 | Unusable Spaces | 99939 | Unusable Spaces | 5.26 | VSR - Electrical | 8 | Non Useable Floor Area Space Group | 840 | Non-usable - Service riser |  | Unknown | 0.00 | NO
North Terrace_NT72-44-60 Rundle Mall - Rundle Mall Plaza_Level Four_410 _ Wellbeing Room | NT-NT72-04-410 | NT72-04-410-Wellbeing Room | North Terrace | NT | NT72 | 44-60 Rundle Mall - Rundle Mall Plaza | 04 | Level Four | 410 | 99987 | Vacant - Decant Space | 859 | Infrastructure | 11.29 | Wellbeing Room | 6 | General Facility Space Group | 625 | General Facility - Parent Room |  | Excellent | 3,152.17 | NO
North Terrace_NT72-44-60 Rundle Mall - Rundle Mall Plaza_Level Four_411 _ Meeting Room 01 | NT-NT72-04-411 | NT72-04-411-Meeting Room 01 | North Terrace | NT | NT72 | 44-60 Rundle Mall - Rundle Mall Plaza | 04 | Level Four | 411 | 99987 | Vacant - Decant Space | 859 | Infrastructure | 25.47 | Meeting Room 01 | 6 | General Facility Space Group | 601 | General Facility - Committee/Conference/Meeting room |  | Excellent | 7,111.22 | NO
North Terrace_NT72-44-60 Rundle Mall - Rundle Mall Plaza_Level Four_412 _ Meeting Room 02 | NT-NT72-04-412 | NT72-04-412-Meeting Room 02 | North Terrace | NT | NT72 | 44-60 Rundle Mall - Rundle Mall Plaza | 04 | Level Four | 412 | 99987 | Vacant - Decant Space | 859 | Infrastructure | 25.47 | Meeting Room 02 | 6 | General Facility Space Group | 601 | General Facility - Committee/Conference/Meeting room |  | Excellent | 7,111.22 | NO
North Terrace_NT72-44-60 Rundle Mall - Rundle Mall Plaza_Level Four_413 _ Meeting Room 03 | NT-NT72-04-413 | NT72-04-413-Meeting Room 03 | North Terrace | NT | NT72 | 44-60 Rundle Mall - Rundle Mall Plaza | 04 | Level Four | 413 | 99987 | Vacant - Decant Space | 859 | Infrastructure | 23.52 | Meeting Room 03 | 6 | General Facility Space Group | 601 | General Facility - Committee/Conference/Meeting room |  | Excellent | 6,566.78 | NO
North Terrace_NT72-44-60 Rundle Mall - Rundle Mall Plaza_Level Four_414 _ Collab / Breakout - Open Plan | NT-NT72-04-414 | NT72-04-414-Collab / Breakout - Open Plan | North Terrace | NT | NT72 | 44-60 Rundle Mall - Rundle Mall Plaza | 04 | Level Four | 414 | 99987 | Vacant - Decant Space | 859 | Infrastructure | 19.93 | Collab / Breakout - Open Plan | 1 | Office Space Group | 119 | Informal Work Space |  | Excellent | 4,968.26 | NO
North Terrace_NT72-44-60 Rundle Mall - Rundle Mall Plaza_Level Four_415 _ Focus Room 02 | NT-NT72-04-415 | NT72-04-415-Focus Room 02 | North Terrace | NT | NT72 | 44-60 Rundle Mall - Rundle Mall Plaza | 04 | Level Four | 415 | 99987 | Vacant - Decant Space | 859 | Infrastructure | 8.14 | Focus Room 02 | 1 | Office Space Group | 119 | Informal Work Space |  | Excellent | 2,029.19 | NO
North Terrace_NT72-44-60 Rundle Mall - Rundle Mall Plaza_Level Four_416 _ Focus Room 01 | NT-NT72-04-416 | NT72-04-416-Focus Room 01 | North Terrace | NT | NT72 | 44-60 Rundle Mall - Rundle Mall Plaza | 04 | Level Four | 416 | 99987 | Vacant - Decant Space | 859 | Infrastructure | 8.13 | Focus Room 01 | 1 | Office Space Group | 119 | Informal Work Space |  | Excellent | 2,026.69 | NO
North Terrace_NT72-44-60 Rundle Mall - Rundle Mall Plaza_Level Four_417 _ Meeting Room 04 | NT-NT72-04-417 | NT72-04-417-Meeting Room 04 | North Terrace | NT | NT72 | 44-60 Rundle Mall - Rundle Mall Plaza | 04 | Level Four | 417 | 99987 | Vacant - Decant Space | 859 | Infrastructure | 55.17 | Meeting Room 04 | 6 | General Facility Space Group | 601 | General Facility - Committee/Conference/Meeting room |  | Excellent | 15,403.47 | NO
North Terrace_NT72-44-60 Rundle Mall - Rundle Mall Plaza_Level Four_418 _ Meeting Room 05 | NT-NT72-04-418 | NT72-04-418-Meeting Room 05 | North Terrace | NT | NT72 | 44-60 Rundle Mall - Rundle Mall Plaza | 04 | Level Four | 418 | 99987 | Vacant - Decant Space | 859 | Infrastructure | 38.75 | Meeting Room 05 | 6 | General Facility Space Group | 601 | General Facility - Committee/Conference/Meeting room |  | Excellent | 10,819.00 | NO
North Terrace_NT72-44-60 Rundle Mall - Rundle Mall Plaza_Level Four_418A _ Store - Door | NT-NT72-04-418A | NT72-04-418A-Store - Door | North Terrace | NT | NT72 | 44-60 Rundle Mall - Rundle Mall Plaza | 04 | Level Four | 418A | 99939 | Unusable Spaces | 99939 | Unusable Spaces | 0.82 | Store - Door | 4 | Ancillary Area Space Group | 419 | Ancillary Area - Store Room - Generic |  | Excellent | 179.88 | NO
North Terrace_NT72-44-60 Rundle Mall - Rundle Mall Plaza_Level Four_418B _ Service Riser | NT-NT72-04-418B | NT72-04-418B-Service Riser | North Terrace | NT | NT72 | 44-60 Rundle Mall - Rundle Mall Plaza | 04 | Level Four | 418B | 99939 | Unusable Spaces | 99939 | Unusable Spaces | 1.42 | Service Riser | 8 | Non Useable Floor Area Space Group | 840 | Non-usable - Service riser |  | Unknown | 0.00 | NO
North Terrace_NT72-44-60 Rundle Mall - Rundle Mall Plaza_Level Four_419 _ Comms | NT-NT72-04-419 | NT72-04-419-Comms | North Terrace | NT | NT72 | 44-60 Rundle Mall - Rundle Mall Plaza | 04 | Level Four | 419 | 850 | ITDS Branch Central Costs | 869 | Information Technology and Digital Services | 18.55 | Comms | 8 | Non Useable Floor Area Space Group | 812 | Non-usable - Comms/network system/Telephone/PABX |  | Excellent | 0.00 | NO
North Terrace_NT72-44-60 Rundle Mall - Rundle Mall Plaza_Level Four_420 _ Meeting Room 09 | NT-NT72-04-420 | NT72-04-420-Meeting Room 09 | North Terrace | NT | NT72 | 44-60 Rundle Mall - Rundle Mall Plaza | 04 | Level Four | 420 | 99987 | Vacant - Decant Space | 859 | Infrastructure | 20.29 | Meeting Room 09 | 6 | General Facility Space Group | 601 | General Facility - Committee/Conference/Meeting room |  | Excellent | 5,664.97 | NO
North Terrace_NT72-44-60 Rundle Mall - Rundle Mall Plaza_Level Four_421 _ Meeting Room 10 | NT-NT72-04-421 | NT72-04-421-Meeting Room 10 | North Terrace | NT | NT72 | 44-60 Rundle Mall - Rundle Mall Plaza | 04 | Level Four | 421 | 99987 | Vacant - Decant Space | 859 | Infrastructure | 18.76 | Meeting Room 10 | 6 | General Facility Space Group | 601 | General Facility - Committee/Conference/Meeting room |  | Excellent | 5,237.79 | NO
North Terrace_NT72-44-60 Rundle Mall - Rundle Mall Plaza_Level Four_422 _ E-Learning 01 | NT-NT72-04-422 | NT72-04-422-E-Learning 01 | North Terrace | NT | NT72 | 44-60 Rundle Mall - Rundle Mall Plaza | 04 | Level Four | 422 | 99987 | Vacant - Decant Space | 859 | Infrastructure | 8.3 | E-Learning 01 | 1 | Office Space Group | 119 | Informal Work Space |  | Excellent | 2,069.07 | NO
North Terrace_NT72-44-60 Rundle Mall - Rundle Mall Plaza_Level Four_423 _ E-Learning 02 | NT-NT72-04-423 | NT72-04-423-E-Learning 02 | North Terrace | NT | NT72 | 44-60 Rundle Mall - Rundle Mall Plaza | 04 | Level Four | 423 | 99987 | Vacant - Decant Space | 859 | Infrastructure | 6.11 | E-Learning 02 | 1 | Office Space Group | 119 | Informal Work Space |  | Excellent | 1,523.14 | NO
North Terrace_NT72-44-60 Rundle Mall - Rundle Mall Plaza_Level Four_424 _ Focus Room 04 | NT-NT72-04-424 | NT72-04-424-Focus Room 04 | North Terrace | NT | NT72 | 44-60 Rundle Mall - Rundle Mall Plaza | 04 | Level Four | 424 | 99987 | Vacant - Decant Space | 859 | Infrastructure | 6.92 | Focus Room 04 | 1 | Office Space Group | 119 | Informal Work Space |  | Excellent | 1,725.06 | NO
North Terrace_NT72-44-60 Rundle Mall - Rundle Mall Plaza_Level Four_425 _ Meeting Room 08 | NT-NT72-04-425 | NT72-04-425-Meeting Room 08 | North Terrace | NT | NT72 | 44-60 Rundle Mall - Rundle Mall Plaza | 04 | Level Four | 425 | 99987 | Vacant - Decant Space | 859 | Infrastructure | 21.36 | Meeting Room 08 | 6 | General Facility Space Group | 601 | General Facility - Committee/Conference/Meeting room |  | Excellent | 5,963.71 | NO
North Terrace_NT72-44-60 Rundle Mall - Rundle Mall Plaza_Level Four_426 _ Meeting Room 07 | NT-NT72-04-426 | NT72-04-426-Meeting Room 07 | North Terrace | NT | NT72 | 44-60 Rundle Mall - Rundle Mall Plaza | 04 | Level Four | 426 | 99987 | Vacant - Decant Space | 859 | Infrastructure | 20.43 | Meeting Room 07 | 6 | General Facility Space Group | 601 | General Facility - Committee/Conference/Meeting room |  | Excellent | 5,704.06 | NO
North Terrace_NT72-44-60 Rundle Mall - Rundle Mall Plaza_Level Four_427 _ Meeting Room 06 | NT-NT72-04-427 | NT72-04-427-Meeting Room 06 | North Terrace | NT | NT72 | 44-60 Rundle Mall - Rundle Mall Plaza | 04 | Level Four | 427 | 99987 | Vacant - Decant Space | 859 | Infrastructure | 23.36 | Meeting Room 06 | 6 | General Facility Space Group | 601 | General Facility - Committee/Conference/Meeting room |  | Excellent | 6,522.11 | NO
North Terrace_NT72-44-60 Rundle Mall - Rundle Mall Plaza_Level Four_428 _ Focus Room 03 | NT-NT72-04-428 | NT72-04-428-Focus Room 03 | North Terrace | NT | NT72 | 44-60 Rundle Mall - Rundle Mall Plaza | 04 | Level Four | 428 | 99987 | Vacant - Decant Space | 859 | Infrastructure | 10.34 | Focus Room 03 | 1 | Office Space Group | 119 | Informal Work Space |  | Excellent | 2,577.61 | NO
North Terrace_NT72-44-60 Rundle Mall - Rundle Mall Plaza_Level Four_429 _ Cafe 02 | NT-NT72-04-429 | NT72-04-429-Cafe 02 | North Terrace | NT | NT72 | 44-60 Rundle Mall - Rundle Mall Plaza | 04 | Level Four | 429 | 99987 | Vacant - Decant Space | 859 | Infrastructure | 78.34 | Cafe 02 | 6 | General Facility Space Group | 608 | General Facility - Kitchen/Servery/Food Storage |  | Excellent | 21,872.53 | NO
North Terrace_NT72-44-60 Rundle Mall - Rundle Mall Plaza_Level Four_429B _ Service Riser | NT-NT72-04-429B | NT72-04-429B-Service Riser | North Terrace | NT | NT72 | 44-60 Rundle Mall - Rundle Mall Plaza | 04 | Level Four | 429B | 99939 | Unusable Spaces | 99939 | Unusable Spaces | 0.14 | Service Riser | 8 | Non Useable Floor Area Space Group | 840 | Non-usable - Service riser |  | Unknown | 0.00 | NO
North Terrace_NT72-44-60 Rundle Mall - Rundle Mall Plaza_Level Four_429C _ Service Riser | NT-NT72-04-429C | NT72-04-429C-Service Riser | North Terrace | NT | NT72 | 44-60 Rundle Mall - Rundle Mall Plaza | 04 | Level Four | 429C | 99939 | Unusable Spaces | 99939 | Unusable Spaces | 0.45 | Service Riser | 8 | Non Useable Floor Area Space Group | 840 | Non-usable - Service riser |  | Unknown | 0.00 | NO
North Terrace_NT72-44-60 Rundle Mall - Rundle Mall Plaza_Level Four_429D _ Service Riser | NT-NT72-04-429D | NT72-04-429D-Service Riser | North Terrace | NT | NT72 | 44-60 Rundle Mall - Rundle Mall Plaza | 04 | Level Four | 429D | 99939 | Unusable Spaces | 99939 | Unusable Spaces | 0.24 | Service Riser | 8 | Non Useable Floor Area Space Group | 840 | Non-usable - Service riser |  | Unknown | 0.00 | NO
North Terrace_NT72-44-60 Rundle Mall - Rundle Mall Plaza_Level Four_429E _ Service Riser | NT-NT72-04-429E | NT72-04-429E-Service Riser | North Terrace | NT | NT72 | 44-60 Rundle Mall - Rundle Mall Plaza | 04 | Level Four | 429E | 99939 | Unusable Spaces | 99939 | Unusable Spaces | 0.12 | Service Riser | 8 | Non Useable Floor Area Space Group | 840 | Non-usable - Service riser |  | Unknown | 0.00 | NO
North Terrace_NT72-44-60 Rundle Mall - Rundle Mall Plaza_Level Four_430 _ Utility | NT-NT72-04-430 | NT72-04-430-Utility | North Terrace | NT | NT72 | 44-60 Rundle Mall - Rundle Mall Plaza | 04 | Level Four | 430 | 99987 | Vacant - Decant Space | 859 | Infrastructure | 11.85 | Utility | 6 | General Facility Space Group | 603 | General Facility - Resource room |  | Excellent | 3,308.52 | NO
North Terrace_NT72-44-60 Rundle Mall - Rundle Mall Plaza_Level Four_431 _ Cafe 01 | NT-NT72-04-431 | NT72-04-431-Cafe 01 | North Terrace | NT | NT72 | 44-60 Rundle Mall - Rundle Mall Plaza | 04 | Level Four | 431 | 99987 | Vacant - Decant Space | 859 | Infrastructure | 78.41 | Cafe 01 | 6 | General Facility Space Group | 608 | General Facility - Kitchen/Servery/Food Storage |  | Excellent | 21,892.07 | NO
North Terrace_NT72-44-60 Rundle Mall - Rundle Mall Plaza_Level Four_431A _ Service Riser | NT-NT72-04-431A | NT72-04-431A-Service Riser | North Terrace | NT | NT72 | 44-60 Rundle Mall - Rundle Mall Plaza | 04 | Level Four | 431A | 99939 | Unusable Spaces | 99939 | Unusable Spaces | 0.48 | Service Riser | 8 | Non Useable Floor Area Space Group | 840 | Non-usable - Service riser |  | Unknown | 0.00 | NO
North Terrace_NT72-44-60 Rundle Mall - Rundle Mall Plaza_Level Four_431B _ Service Riser | NT-NT72-04-431B | NT72-04-431B-Service Riser | North Terrace | NT | NT72 | 44-60 Rundle Mall - Rundle Mall Plaza | 04 | Level Four | 431B | 99939 | Unusable Spaces | 99939 | Unusable Spaces | 0.19 | Service Riser | 8 | Non Useable Floor Area Space Group | 840 | Non-usable - Service riser |  | Unknown | 0.00 | NO
North Terrace_NT72-44-60 Rundle Mall - Rundle Mall Plaza_Level Four_431C _ Service Riser | NT-NT72-04-431C | NT72-04-431C-Service Riser | North Terrace | NT | NT72 | 44-60 Rundle Mall - Rundle Mall Plaza | 04 | Level Four | 431C | 99939 | Unusable Spaces | 99939 | Unusable Spaces | 0.27 | Service Riser | 8 | Non Useable Floor Area Space Group | 840 | Non-usable - Service riser |  | Unknown | 0.00 | NO
North Terrace_NT72-44-60 Rundle Mall - Rundle Mall Plaza_Level Four_431D _ Service Riser | NT-NT72-04-431D | NT72-04-431D-Service Riser | North Terrace | NT | NT72 | 44-60 Rundle Mall - Rundle Mall Plaza | 04 | Level Four | 431D | 99939 | Unusable Spaces | 99939 | Unusable Spaces | 0.14 | Service Riser | 8 | Non Useable Floor Area Space Group | 840 | Non-usable - Service riser |  | Unknown | 0.00 | NO
North Terrace_NT72-44-60 Rundle Mall - Rundle Mall Plaza_Level Four_432 _ Utility | NT-NT72-04-432 | NT72-04-432-Utility | North Terrace | NT | NT72 | 44-60 Rundle Mall - Rundle Mall Plaza | 04 | Level Four | 432 | 99987 | Vacant - Decant Space | 859 | Infrastructure | 17.77 | Utility | 6 | General Facility Space Group | 603 | General Facility - Resource room |  | Excellent | 4,961.38 | NO
North Terrace_NT72-44-60 Rundle Mall - Rundle Mall Plaza_Level Four_432A _ Collab - Open Plan | NT-NT72-04-432A | NT72-04-432A-Collab - Open Plan | North Terrace | NT | NT72 | 44-60 Rundle Mall - Rundle Mall Plaza | 04 | Level Four | 432A | 99987 | Vacant - Decant Space | 859 | Infrastructure | 16.07 | Collab - Open Plan | 1 | Office Space Group | 119 | Informal Work Space |  | Excellent | 4,006.02 | NO
North Terrace_NT72-44-60 Rundle Mall - Rundle Mall Plaza_Level Four_433 _ Focus Room 07 | NT-NT72-04-433 | NT72-04-433-Focus Room 07 | North Terrace | NT | NT72 | 44-60 Rundle Mall - Rundle Mall Plaza | 04 | Level Four | 433 | 99987 | Vacant - Decant Space | 859 | Infrastructure | 7.64 | Focus Room 07 | 1 | Office Space Group | 119 | Informal Work Space |  | Excellent | 1,904.54 | NO
North Terrace_NT72-44-60 Rundle Mall - Rundle Mall Plaza_Level Four_434 _ Focus Room 08 | NT-NT72-04-434 | NT72-04-434-Focus Room 08 | North Terrace | NT | NT72 | 44-60 Rundle Mall - Rundle Mall Plaza | 04 | Level Four | 434 | 99987 | Vacant - Decant Space | 859 | Infrastructure | 7.52 | Focus Room 08 | 1 | Office Space Group | 119 | Informal Work Space |  | Excellent | 1,874.63 | NO
North Terrace_NT72-44-60 Rundle Mall - Rundle Mall Plaza_Level Four_435 _ Focus Room 09 | NT-NT72-04-435 | NT72-04-435-Focus Room 09 | North Terrace | NT | NT72 | 44-60 Rundle Mall - Rundle Mall Plaza | 04 | Level Four | 435 | 99987 | Vacant - Decant Space | 859 | Infrastructure | 7.63 | Focus Room 09 | 1 | Office Space Group | 119 | Informal Work Space |  | Excellent | 1,902.05 | NO
North Terrace_NT72-44-60 Rundle Mall - Rundle Mall Plaza_Level Four_436 _ Store - Deliveries | NT-NT72-04-436 | NT72-04-436-Store - Deliveries | North Terrace | NT | NT72 | 44-60 Rundle Mall - Rundle Mall Plaza | 04 | Level Four | 436 | 99987 | Vacant - Decant Space | 859 | Infrastructure | 12.56 | Store - Deliveries | 4 | Ancillary Area Space Group | 408 | Ancillary Area - Mail Room/ Goods Receipt/Despatch |  | Excellent | 2,755.31 | NO
North Terrace_NT72-44-60 Rundle Mall - Rundle Mall Plaza_Level Four_437 _ Plant Room 03 | NT-NT72-04-437 | NT72-04-437-Plant Room 03 | North Terrace | NT | NT72 | 44-60 Rundle Mall - Rundle Mall Plaza | 04 | Level Four | 437 | 99939 | Unusable Spaces | 99939 | Unusable Spaces | 6.17 | Plant Room 03 | 8 | Non Useable Floor Area Space Group | 810 | Non-usable - Mechanical plant room |  | Unknown | 0.00 | NO
North Terrace_NT72-44-60 Rundle Mall - Rundle Mall Plaza_Level Four_437A _ Service Riser | NT-NT72-04-437A | NT72-04-437A-Service Riser | North Terrace | NT | NT72 | 44-60 Rundle Mall - Rundle Mall Plaza | 04 | Level Four | 437A | 99939 | Unusable Spaces | 99939 | Unusable Spaces | 2.69 | Service Riser | 8 | Non Useable Floor Area Space Group | 840 | Non-usable - Service riser |  | Unknown | 0.00 | NO
North Terrace_NT72-44-60 Rundle Mall - Rundle Mall Plaza_Level Four_438 _ Plant Room 04 | NT-NT72-04-438 | NT72-04-438-Plant Room 04 | North Terrace | NT | NT72 | 44-60 Rundle Mall - Rundle Mall Plaza | 04 | Level Four | 438 | 99939 | Unusable Spaces | 99939 | Unusable Spaces | 29.18 | Plant Room 04 | 8 | Non Useable Floor Area Space Group | 810 | Non-usable - Mechanical plant room |  | Unknown | 0.00 | NO
North Terrace_NT72-44-60 Rundle Mall - Rundle Mall Plaza_Level Four_439 _ Stair 01 | NT-NT72-04-439 | NT72-04-439-Stair 01 | North Terrace | NT | NT72 | 44-60 Rundle Mall - Rundle Mall Plaza | 04 | Level Four | 439 | 99939 | Unusable Spaces | 99939 | Unusable Spaces | 21.61 | Stair 01 | 8 | Non Useable Floor Area Space Group | 805 | Non-usable - Circulation space |  | Unknown | 0.00 | NO
North Terrace_NT72-44-60 Rundle Mall - Rundle Mall Plaza_Level Four_440 _ Focus Room 06 | NT-NT72-04-440 | NT72-04-440-Focus Room 06 | North Terrace | NT | NT72 | 44-60 Rundle Mall - Rundle Mall Plaza | 04 | Level Four | 440 | 99987 | Vacant - Decant Space | 859 | Infrastructure | 7.38 | Focus Room 06 | 1 | Office Space Group | 119 | Informal Work Space |  | Excellent | 1,839.73 | NO
North Terrace_NT72-44-60 Rundle Mall - Rundle Mall Plaza_Level Four_440A _ FHR | NT-NT72-04-440A | NT72-04-440A-FHR | North Terrace | NT | NT72 | 44-60 Rundle Mall - Rundle Mall Plaza | 04 | Level Four | 440A | 99939 | Unusable Spaces | 99939 | Unusable Spaces | 0.4 | FHR | 8 | Non Useable Floor Area Space Group | 840 | Non-usable - Service riser |  | Unknown | 0.00 | NO
North Terrace_NT72-44-60 Rundle Mall - Rundle Mall Plaza_Level Four_441 _ Focus Room 05 | NT-NT72-04-441 | NT72-04-441-Focus Room 05 | North Terrace | NT | NT72 | 44-60 Rundle Mall - Rundle Mall Plaza | 04 | Level Four | 441 | 99987 | Vacant - Decant Space | 859 | Infrastructure | 7.75 | Focus Room 05 | 1 | Office Space Group | 119 | Informal Work Space |  | Excellent | 1,931.96 | NO
North Terrace_NT72-44-60 Rundle Mall - Rundle Mall Plaza_Level Four_442 _ Services | NT-NT72-04-442 | NT72-04-442-Services | North Terrace | NT | NT72 | 44-60 Rundle Mall - Rundle Mall Plaza | 04 | Level Four | 442 | 99939 | Unusable Spaces | 99939 | Unusable Spaces | 6.36 | Services | 8 | Non Useable Floor Area Space Group | 840 | Non-usable - Service riser |  | Unknown | 0.00 | NO
North Terrace_NT72-44-60 Rundle Mall - Rundle Mall Plaza_Level Four_442A _ Service Riser | NT-NT72-04-442A | NT72-04-442A-Service Riser | North Terrace | NT | NT72 | 44-60 Rundle Mall - Rundle Mall Plaza | 04 | Level Four | 442A | 99939 | Unusable Spaces | 99939 | Unusable Spaces | 2.69 | Service Riser | 8 | Non Useable Floor Area Space Group | 840 | Non-usable - Service riser |  | Unknown | 0.00 | NO
North Terrace_NT72-44-60 Rundle Mall - Rundle Mall Plaza_Level Four_443 _ Office | NT-NT72-04-443 | NT72-04-443-Office | North Terrace | NT | NT72 | 44-60 Rundle Mall - Rundle Mall Plaza | 04 | Level Four | 443 | 99987 | Vacant - Decant Space | 859 | Infrastructure | 15.02 | Office | 1 | Office Space Group | 108 | Office - Professional/General Staff |  | Excellent | 3,744.27 | NO
North Terrace_NT72-44-60 Rundle Mall - Rundle Mall Plaza_Level Four_444 _ Stair 02 | NT-NT72-04-444 | NT72-04-444-Stair 02 | North Terrace | NT | NT72 | 44-60 Rundle Mall - Rundle Mall Plaza | 04 | Level Four | 444 | 99939 | Unusable Spaces | 99939 | Unusable Spaces | 21.1 | Stair 02 | 8 | Non Useable Floor Area Space Group | 805 | Non-usable - Circulation space |  | Unknown | 0.00 | NO
North Terrace_NT72-44-60 Rundle Mall - Rundle Mall Plaza_Level Four_445 _ Plant Room 02 | NT-NT72-04-445 | NT72-04-445-Plant Room 02 | North Terrace | NT | NT72 | 44-60 Rundle Mall - Rundle Mall Plaza | 04 | Level Four | 445 | 99939 | Unusable Spaces | 99939 | Unusable Spaces | 29.13 | Plant Room 02 | 8 | Non Useable Floor Area Space Group | 810 | Non-usable - Mechanical plant room |  | Unknown | 0.00 | NO
North Terrace_NT72-44-60 Rundle Mall - Rundle Mall Plaza_Level Four_446 _ Office | NT-NT72-04-446 | NT72-04-446-Office | North Terrace | NT | NT72 | 44-60 Rundle Mall - Rundle Mall Plaza | 04 | Level Four | 446 | 99987 | Vacant - Decant Space | 859 | Infrastructure | 12.11 | Office | 1 | Office Space Group | 108 | Office - Professional/General Staff |  | Excellent | 3,018.85 | NO
North Terrace_NT72-44-60 Rundle Mall - Rundle Mall Plaza_Level Four_447 _ Meeting Room | NT-NT72-04-447 | NT72-04-447-Meeting Room | North Terrace | NT | NT72 | 44-60 Rundle Mall - Rundle Mall Plaza | 04 | Level Four | 447 | 99987 | Vacant - Decant Space | 859 | Infrastructure | 11.83 | Meeting Room | 6 | General Facility Space Group | 601 | General Facility - Committee/Conference/Meeting room |  | Excellent | 3,302.94 | NO
North Terrace_NT72-44-60 Rundle Mall - Rundle Mall Plaza_Level Four_450 _ Office | NT-NT72-04-450 | NT72-04-450-Office | North Terrace | NT | NT72 | 44-60 Rundle Mall - Rundle Mall Plaza | 04 | Level Four | 450 | 99987 | Vacant - Decant Space | 859 | Infrastructure | 11.86 | Office | 1 | Office Space Group | 108 | Office - Professional/General Staff |  | Excellent | 2,956.53 | NO
North Terrace_NT72-44-60 Rundle Mall - Rundle Mall Plaza_Level Four_451 _ Services | NT-NT72-04-451 | NT72-04-451-Services | North Terrace | NT | NT72 | 44-60 Rundle Mall - Rundle Mall Plaza | 04 | Level Four | 451 | 99939 | Unusable Spaces | 99939 | Unusable Spaces | 6.38 | Services | 8 | Non Useable Floor Area Space Group | 840 | Non-usable - Service riser |  | Unknown | 0.00 | NO
North Terrace_NT72-44-60 Rundle Mall - Rundle Mall Plaza_Level Four_451A _ Service Riser | NT-NT72-04-451A | NT72-04-451A-Service Riser | North Terrace | NT | NT72 | 44-60 Rundle Mall - Rundle Mall Plaza | 04 | Level Four | 451A | 99939 | Unusable Spaces | 99939 | Unusable Spaces | 2.09 | Service Riser | 8 | Non Useable Floor Area Space Group | 840 | Non-usable - Service riser |  | Unknown | 0.00 | NO
North Terrace_NT72-44-60 Rundle Mall - Rundle Mall Plaza_Level Four_452 _ Lockers | NT-NT72-04-452 | NT72-04-452-Lockers | North Terrace | NT | NT72 | 44-60 Rundle Mall - Rundle Mall Plaza | 04 | Level Four | 452 | 99987 | Vacant - Decant Space | 859 | Infrastructure | 14.01 | Lockers | 4 | Ancillary Area Space Group | 416 | Ancillary Area - Locker Storage/Room |  | Excellent | 3,073.39 | NO
North Terrace_NT72-44-60 Rundle Mall - Rundle Mall Plaza_Level Four_452A _ DB | NT-NT72-04-452A | NT72-04-452A-DB | North Terrace | NT | NT72 | 44-60 Rundle Mall - Rundle Mall Plaza | 04 | Level Four | 452A | 99939 | Unusable Spaces | 99939 | Unusable Spaces | 0.15 | DB | 8 | Non Useable Floor Area Space Group | 840 | Non-usable - Service riser |  | Unknown | 0.00 | NO
North Terrace_NT72-44-60 Rundle Mall - Rundle Mall Plaza_Level Four_453 _ Office | NT-NT72-04-453 | NT72-04-453-Office | North Terrace | NT | NT72 | 44-60 Rundle Mall - Rundle Mall Plaza | 04 | Level Four | 453 | 99987 | Vacant - Decant Space | 859 | Infrastructure | 11.86 | Office | 1 | Office Space Group | 108 | Office - Professional/General Staff |  | Excellent | 2,956.53 | NO
North Terrace_NT72-44-60 Rundle Mall - Rundle Mall Plaza_Level Four_453A _ Service Riser | NT-NT72-04-453A | NT72-04-453A-Service Riser | North Terrace | NT | NT72 | 44-60 Rundle Mall - Rundle Mall Plaza | 04 | Level Four | 453A | 99939 | Unusable Spaces | 99939 | Unusable Spaces | 2.36 | Service Riser | 8 | Non Useable Floor Area Space Group | 840 | Non-usable - Service riser |  | Unknown | 0.00 | NO
North Terrace_NT72-44-60 Rundle Mall - Rundle Mall Plaza_Level Four_454 _ Stair 03 | NT-NT72-04-454 | NT72-04-454-Stair 03 | North Terrace | NT | NT72 | 44-60 Rundle Mall - Rundle Mall Plaza | 04 | Level Four | 454 | 99939 | Unusable Spaces | 99939 | Unusable Spaces | 21.56 | Stair 03 | 8 | Non Useable Floor Area Space Group | 805 | Non-usable - Circulation space |  | Unknown | 0.00 | NO
North Terrace_NT72-44-60 Rundle Mall - Rundle Mall Plaza_Level Four_460 _ Utility | NT-NT72-04-460 | NT72-04-460-Utility | North Terrace | NT | NT72 | 44-60 Rundle Mall - Rundle Mall Plaza | 04 | Level Four | 460 | 99987 | Vacant - Decant Space | 859 | Infrastructure | 11.14 | Utility | 6 | General Facility Space Group | 603 | General Facility - Resource room |  | Excellent | 3,110.29 | NO
North Terrace_NT72-44-60 Rundle Mall - Rundle Mall Plaza_Level Four_461 _ Lockers | NT-NT72-04-461 | NT72-04-461-Lockers | North Terrace | NT | NT72 | 44-60 Rundle Mall - Rundle Mall Plaza | 04 | Level Four | 461 | 99987 | Vacant - Decant Space | 859 | Infrastructure | 6.84 | Lockers | 4 | Ancillary Area Space Group | 416 | Ancillary Area - Locker Storage/Room |  | Excellent | 1,500.50 | NO
North Terrace_NT72-44-60 Rundle Mall - Rundle Mall Plaza_Level Four_461A _ FHR | NT-NT72-04-461A | NT72-04-461A-FHR | North Terrace | NT | NT72 | 44-60 Rundle Mall - Rundle Mall Plaza | 04 | Level Four | 461A | 99939 | Unusable Spaces | 99939 | Unusable Spaces | 0.33 | FHR | 8 | Non Useable Floor Area Space Group | 840 | Non-usable - Service riser |  | Unknown | 0.00 | NO
North Terrace_NT72-44-60 Rundle Mall - Rundle Mall Plaza_Level Four_462 _ Stair 04 | NT-NT72-04-462 | NT72-04-462-Stair 04 | North Terrace | NT | NT72 | 44-60 Rundle Mall - Rundle Mall Plaza | 04 | Level Four | 462 | 99939 | Unusable Spaces | 99939 | Unusable Spaces | 21.21 | Stair 04 | 8 | Non Useable Floor Area Space Group | 805 | Non-usable - Circulation space |  | Unknown | 0.00 | NO
North Terrace_NT72-44-60 Rundle Mall - Rundle Mall Plaza_Level Four_463 _ Plant Room 02 | NT-NT72-04-463 | NT72-04-463-Plant Room 02 | North Terrace | NT | NT72 | 44-60 Rundle Mall - Rundle Mall Plaza | 04 | Level Four | 463 | 99939 | Unusable Spaces | 99939 | Unusable Spaces | 26.76 | Plant Room 02 | 8 | Non Useable Floor Area Space Group | 810 | Non-usable - Mechanical plant room |  | Unknown | 0.00 | NO
North Terrace_NT72-44-60 Rundle Mall - Rundle Mall Plaza_Level Four_463A _ Plant Room 01 | NT-NT72-04-463A | NT72-04-463A-Plant Room 01 | North Terrace | NT | NT72 | 44-60 Rundle Mall - Rundle Mall Plaza | 04 | Level Four | 463A | 99939 | Unusable Spaces | 99939 | Unusable Spaces | 5.65 | Plant Room 01 | 8 | Non Useable Floor Area Space Group | 810 | Non-usable - Mechanical plant room |  | Unknown | 0.00 | NO
North Terrace_NT72-44-60 Rundle Mall - Rundle Mall Plaza_Level Four_464 _ Office | NT-NT72-04-464 | NT72-04-464-Office | North Terrace | NT | NT72 | 44-60 Rundle Mall - Rundle Mall Plaza | 04 | Level Four | 464 | 99987 | Vacant - Decant Space | 859 | Infrastructure | 11.19 | Office | 1 | Office Space Group | 108 | Office - Professional/General Staff |  | Excellent | 2,789.51 | NO
North Terrace_NT72-44-60 Rundle Mall - Rundle Mall Plaza_Level Four_465 _ Office | NT-NT72-04-465 | NT72-04-465-Office | North Terrace | NT | NT72 | 44-60 Rundle Mall - Rundle Mall Plaza | 04 | Level Four | 465 | 99987 | Vacant - Decant Space | 859 | Infrastructure | 11.19 | Office | 1 | Office Space Group | 108 | Office - Professional/General Staff |  | Excellent | 2,789.51 | NO
North Terrace_NT72-44-60 Rundle Mall - Rundle Mall Plaza_Level Four_466 _ Office | NT-NT72-04-466 | NT72-04-466-Office | North Terrace | NT | NT72 | 44-60 Rundle Mall - Rundle Mall Plaza | 04 | Level Four | 466 | 99987 | Vacant - Decant Space | 859 | Infrastructure | 11.27 | Office | 1 | Office Space Group | 108 | Office - Professional/General Staff |  | Excellent | 2,809.45 | NO
North Terrace_NT72-44-60 Rundle Mall - Rundle Mall Plaza_Level Four_467 _ Focus Room 10 | NT-NT72-04-467 | NT72-04-467-Focus Room 10 | North Terrace | NT | NT72 | 44-60 Rundle Mall - Rundle Mall Plaza | 04 | Level Four | 467 | 99987 | Vacant - Decant Space | 859 | Infrastructure | 8.05 | Focus Room 10 | 6 | General Facility Space Group | 601 | General Facility - Committee/Conference/Meeting room |  | Excellent | 2,247.56 | NO
North Terrace_NT72-44-60 Rundle Mall - Rundle Mall Plaza_Level Four_468 _ Quiet Room 1 | NT-NT72-04-468 | NT72-04-468-Quiet Room 1 | North Terrace | NT | NT72 | 44-60 Rundle Mall - Rundle Mall Plaza | 04 | Level Four | 468 | 99987 | Vacant - Decant Space | 859 | Infrastructure | 8.58 | Quiet Room 1 | 1 | Office Space Group | 119 | Informal Work Space |  | Excellent | 2,138.87 | NO
North Terrace_NT72-44-60 Rundle Mall - Rundle Mall Plaza_Level Four_468A _ Service Riser | NT-NT72-04-468A | NT72-04-468A-Service Riser | North Terrace | NT | NT72 | 44-60 Rundle Mall - Rundle Mall Plaza | 04 | Level Four | 468A | 99939 | Unusable Spaces | 99939 | Unusable Spaces | 0.17 | Service Riser | 8 | Non Useable Floor Area Space Group | 840 | Non-usable - Service riser |  | Unknown | 0.00 | NO
North Terrace_NT72-44-60 Rundle Mall - Rundle Mall Plaza_Level Four_469 _ Workroom | NT-NT72-04-469 | NT72-04-469-Workroom | North Terrace | NT | NT72 | 44-60 Rundle Mall - Rundle Mall Plaza | 04 | Level Four | 469 | 99987 | Vacant - Decant Space | 859 | Infrastructure | 23.12 | Workroom | 1 | Office Space Group | 100 | Office - Specific type not defined |  | Excellent | 5,763.49 | NO
North Terrace_NT72-44-60 Rundle Mall - Rundle Mall Plaza_Level Four_469A _ Service Riser | NT-NT72-04-469A | NT72-04-469A-Service Riser | North Terrace | NT | NT72 | 44-60 Rundle Mall - Rundle Mall Plaza | 04 | Level Four | 469A | 99939 | Unusable Spaces | 99939 | Unusable Spaces | 1.86 | Service Riser | 8 | Non Useable Floor Area Space Group | 840 | Non-usable - Service riser |  | Unknown | 0.00 | NO
North Terrace_NT72-44-60 Rundle Mall - Rundle Mall Plaza_Level Four_470 _ Office | NT-NT72-04-470 | NT72-04-470-Office | North Terrace | NT | NT72 | 44-60 Rundle Mall - Rundle Mall Plaza | 04 | Level Four | 470 | 99987 | Vacant - Decant Space | 859 | Infrastructure | 12.95 | Office | 1 | Office Space Group | 108 | Office - Professional/General Staff |  | Excellent | 3,228.25 | NO
North Terrace_NT72-44-60 Rundle Mall - Rundle Mall Plaza_Level Four_475 _ ---delete | NT-NT72-04-475 | NT72-04-475----delete | North Terrace | NT | NT72 | 44-60 Rundle Mall - Rundle Mall Plaza | 04 | Level Four | 475 | 99939 | Unusable Spaces | 99939 | Unusable Spaces | 0 | ---delete | 9 | Non Reportable Areas Space Group | 900 | Non-reportable - Specific type not defined |  | Unknown | 0.00 | NO
North Terrace_NT72-44-60 Rundle Mall - Rundle Mall Plaza_Level Four_475A _ ---delete | NT-NT72-04-475A | NT72-04-475A----delete | North Terrace | NT | NT72 | 44-60 Rundle Mall - Rundle Mall Plaza | 04 | Level Four | 475A | 99939 | Unusable Spaces | 99939 | Unusable Spaces | 0 | ---delete | 9 | Non Reportable Areas Space Group | 900 | Non-reportable - Specific type not defined |  | Unknown | 0.00 | NO
North Terrace_NT72-44-60 Rundle Mall - Rundle Mall Plaza_Level Four_481 _ ---delete | NT-NT72-04-481 | NT72-04-481----delete | North Terrace | NT | NT72 | 44-60 Rundle Mall - Rundle Mall Plaza | 04 | Level Four | 481 | 99939 | Unusable Spaces | 99939 | Unusable Spaces | 0 | ---delete | 9 | Non Reportable Areas Space Group | 900 | Non-reportable - Specific type not defined |  | Unknown | 0.00 | NO
North Terrace_NT72-44-60 Rundle Mall - Rundle Mall Plaza_Level Four_485 _ ---delete | NT-NT72-04-485 | NT72-04-485----delete | North Terrace | NT | NT72 | 44-60 Rundle Mall - Rundle Mall Plaza | 04 | Level Four | 485 | 99939 | Unusable Spaces | 99939 | Unusable Spaces | 0 | ---delete | 9 | Non Reportable Areas Space Group | 900 | Non-reportable - Specific type not defined |  | Unknown | 0.00 | NO
North Terrace_NT72-44-60 Rundle Mall - Rundle Mall Plaza_Level Four_486 _ ---delete | NT-NT72-04-486 | NT72-04-486----delete | North Terrace | NT | NT72 | 44-60 Rundle Mall - Rundle Mall Plaza | 04 | Level Four | 486 | 99939 | Unusable Spaces | 99939 | Unusable Spaces | 0 | ---delete | 9 | Non Reportable Areas Space Group | 900 | Non-reportable - Specific type not defined |  | Unknown | 0.00 | NO
North Terrace_NT72-44-60 Rundle Mall - Rundle Mall Plaza_Level Four_487 _ ---delete | NT-NT72-04-487 | NT72-04-487----delete | North Terrace | NT | NT72 | 44-60 Rundle Mall - Rundle Mall Plaza | 04 | Level Four | 487 | 99939 | Unusable Spaces | 99939 | Unusable Spaces | 0 | ---delete | 9 | Non Reportable Areas Space Group | 900 | Non-reportable - Specific type not defined |  | Unknown | 0.00 | NO
North Terrace_NT72-44-60 Rundle Mall - Rundle Mall Plaza_Level Four_WS289 _ ---delete | NT-NT72-04-WS289 | NT72-04-WS289----delete | North Terrace | NT | NT72 | 44-60 Rundle Mall - Rundle Mall Plaza | 04 | Level Four | WS289 | 99939 | Unusable Spaces | 99939 | Unusable Spaces | 0 | ---delete | 9 | Non Reportable Areas Space Group | 900 | Non-reportable - Specific type not defined |  | Unknown | 0.00 | NO
North Terrace_NT72-44-60 Rundle Mall - Rundle Mall Plaza_Level Four_WS290 _ ---delete | NT-NT72-04-WS290 | NT72-04-WS290----delete | North Terrace | NT | NT72 | 44-60 Rundle Mall - Rundle Mall Plaza | 04 | Level Four | WS290 | 99939 | Unusable Spaces | 99939 | Unusable Spaces | 0 | ---delete | 9 | Non Reportable Areas Space Group | 900 | Non-reportable - Specific type not defined |  | Unknown | 0.00 | NO
National Wine Centre_NW01-Industry House_Ground Floor_00.004 _ Stair | NW-NW01-01-00.004 | NW01-01-00.004-Stair | National Wine Centre | NW | NW01 | Industry House | 01 | Ground Floor | 00.004 | 99939 | Unusable Spaces | 99939 | Unusable Spaces | 8.64 | Stair | 8 | Non Useable Floor Area Space Group | 805 | Non-usable - Circulation space |  | Unknown | 0.00 | NO
National Wine Centre_NW01-Industry House_Ground Floor_00.401 _ Boardroom 2 | NW-NW01-01-00.401 | NW01-01-00.401-Boardroom 2 | National Wine Centre | NW | NW01 | Industry House | 01 | Ground Floor | 00.401 | 99977 | Other Commercial Relationship | 859 | Infrastructure | 28.45 | Boardroom 2 | 6 | General Facility Space Group | 601 | General Facility - Committee/Conference/Meeting room |  | Excellent | 0.00 | NO
National Wine Centre_NW01-Industry House_Ground Floor_00.402 _ Boardroom 1 | NW-NW01-01-00.402 | NW01-01-00.402-Boardroom 1 | National Wine Centre | NW | NW01 | Industry House | 01 | Ground Floor | 00.402 | 99977 | Other Commercial Relationship | 859 | Infrastructure | 30.2 | Boardroom 1 | 6 | General Facility Space Group | 601 | General Facility - Committee/Conference/Meeting room |  | Excellent | 0.00 | NO
National Wine Centre_NW01-Industry House_Ground Floor_00.404 _ Reception | NW-NW01-01-00.404 | NW01-01-00.404-Reception | National Wine Centre | NW | NW01 | Industry House | 01 | Ground Floor | 00.404 | 99977 | Other Commercial Relationship | 859 | Infrastructure | 39.58 | Reception | 6 | General Facility Space Group | 623 | General Facility - Waiting Area/Foyer/Reception Area |  | Excellent | 0.00 | NO
National Wine Centre_NW01-Industry House_Ground Floor_00.405 _ Boardroom 3 | NW-NW01-01-00.405 | NW01-01-00.405-Boardroom 3 | National Wine Centre | NW | NW01 | Industry House | 01 | Ground Floor | 00.405 | 99977 | Other Commercial Relationship | 859 | Infrastructure | 28.6 | Boardroom 3 | 6 | General Facility Space Group | 601 | General Facility - Committee/Conference/Meeting room |  | Excellent | 0.00 | NO
National Wine Centre_NW01-Industry House_Ground Floor_00.406 _ WC - M | NW-NW01-01-00.406 | NW01-01-00.406-WC - M | National Wine Centre | NW | NW01 | Industry House | 01 | Ground Floor | 00.406 | 99939 | Unusable Spaces | 99939 | Unusable Spaces | 4.98 | WC - M | 8 | Non Useable Floor Area Space Group | 821 | Non-usable - Toilets/Amenities - Male |  | Unknown | 0.00 | NO
National Wine Centre_NW01-Industry House_Ground Floor_00.406A _ A/L | NW-NW01-01-00.406A | NW01-01-00.406A-A/L | National Wine Centre | NW | NW01 | Industry House | 01 | Ground Floor | 00.406A | 99939 | Unusable Spaces | 99939 | Unusable Spaces | 3.82 | A/L | 8 | Non Useable Floor Area Space Group | 835 | Non-usable - Toilets/Amenities - Other |  | Unknown | 0.00 | NO
National Wine Centre_NW01-Industry House_Ground Floor_00.408 _ WC - Access | NW-NW01-01-00.408 | NW01-01-00.408-WC - Access | National Wine Centre | NW | NW01 | Industry House | 01 | Ground Floor | 00.408 | 99939 | Unusable Spaces | 99939 | Unusable Spaces | 5.6 | WC - Access | 8 | Non Useable Floor Area Space Group | 818 | Non-usable - Toilets/Amenities - Unisex Accessible |  | Unknown | 0.00 | NO
National Wine Centre_NW01-Industry House_Ground Floor_00.409 _ WC - F | NW-NW01-01-00.409 | NW01-01-00.409-WC - F | National Wine Centre | NW | NW01 | Industry House | 01 | Ground Floor | 00.409 | 99939 | Unusable Spaces | 99939 | Unusable Spaces | 5.08 | WC - F | 8 | Non Useable Floor Area Space Group | 820 | Non-usable - Toilets/Amenities - Female |  | Unknown | 0.00 | NO
National Wine Centre_NW01-Industry House_Ground Floor_00.409A _ A/L | NW-NW01-01-00.409A | NW01-01-00.409A-A/L | National Wine Centre | NW | NW01 | Industry House | 01 | Ground Floor | 00.409A | 99939 | Unusable Spaces | 99939 | Unusable Spaces | 3.79 | A/L | 8 | Non Useable Floor Area Space Group | 835 | Non-usable - Toilets/Amenities - Other |  | Unknown | 0.00 | NO
National Wine Centre_NW01-Industry House_Ground Floor_00.411 _ FHR | NW-NW01-01-00.411 | NW01-01-00.411-FHR | National Wine Centre | NW | NW01 | Industry House | 01 | Ground Floor | 00.411 | 99939 | Unusable Spaces | 99939 | Unusable Spaces | 0.46 | FHR | 8 | Non Useable Floor Area Space Group | 840 | Non-usable - Service riser |  | Unknown | 0.00 | NO
National Wine Centre_NW01-Industry House_Ground Floor_00.412 _ Corr. | NW-NW01-01-00.412 | NW01-01-00.412-Corr. | National Wine Centre | NW | NW01 | Industry House | 01 | Ground Floor | 00.412 | 99939 | Unusable Spaces | 99939 | Unusable Spaces | 8.44 | Corr. | 8 | Non Useable Floor Area Space Group | 805 | Non-usable - Circulation space |  | Unknown | 0.00 | NO
National Wine Centre_NW01-Industry House_Ground Floor_00.420 _ Lift Motor Room | NW-NW01-01-00.420 | NW01-01-00.420-Lift Motor Room | National Wine Centre | NW | NW01 | Industry House | 01 | Ground Floor | 00.420 | 99939 | Unusable Spaces | 99939 | Unusable Spaces | 3.77 | Lift Motor Room | 8 | Non Useable Floor Area Space Group | 838 | Non-usable - Lift |  | Unknown | 0.00 | NO
National Wine Centre_NW01-Industry House_Ground Floor_00.421 _ Corr. | NW-NW01-01-00.421 | NW01-01-00.421-Corr. | National Wine Centre | NW | NW01 | Industry House | 01 | Ground Floor | 00.421 | 99939 | Unusable Spaces | 99939 | Unusable Spaces | 6.89 | Corr. | 8 | Non Useable Floor Area Space Group | 805 | Non-usable - Circulation space |  | Unknown | 0.00 | NO
National Wine Centre_NW01-Industry House_Ground Floor_00.435 _ Entry Lobby | NW-NW01-01-00.435 | NW01-01-00.435-Entry Lobby | National Wine Centre | NW | NW01 | Industry House | 01 | Ground Floor | 00.435 | 99939 | Unusable Spaces | 99939 | Unusable Spaces | 8.98 | Entry Lobby | 8 | Non Useable Floor Area Space Group | 805 | Non-usable - Circulation space |  | Unknown | 0.00 | NO
National Wine Centre_NW01-Industry House_Ground Floor_00.440 _ Comms C | NW-NW01-01-00.440 | NW01-01-00.440-Comms C | National Wine Centre | NW | NW01 | Industry House | 01 | Ground Floor | 00.440 | 99939 | Unusable Spaces | 99939 | Unusable Spaces | 1.11 | Comms C | 8 | Non Useable Floor Area Space Group | 840 | Non-usable - Service riser |  | Unknown | 0.00 | NO
National Wine Centre_NW01-Industry House_Ground Floor_00.441 _ DB | NW-NW01-01-00.441 | NW01-01-00.441-DB | National Wine Centre | NW | NW01 | Industry House | 01 | Ground Floor | 00.441 | 99939 | Unusable Spaces | 99939 | Unusable Spaces | 1.1 | DB | 8 | Non Useable Floor Area Space Group | 840 | Non-usable - Service riser |  | Unknown | 0.00 | NO
National Wine Centre_NW01-Industry House_Ground Floor_00.442 _ FHR | NW-NW01-01-00.442 | NW01-01-00.442-FHR | National Wine Centre | NW | NW01 | Industry House | 01 | Ground Floor | 00.442 | 99939 | Unusable Spaces | 99939 | Unusable Spaces | 0.78 | FHR | 8 | Non Useable Floor Area Space Group | 840 | Non-usable - Service riser |  | Unknown | 0.00 | NO
National Wine Centre_NW01-Industry House_Ground Floor_00.443 _ Cleaner | NW-NW01-01-00.443 | NW01-01-00.443-Cleaner | National Wine Centre | NW | NW01 | Industry House | 01 | Ground Floor | 00.443 | 99939 | Unusable Spaces | 99939 | Unusable Spaces | 2.26 | Cleaner | 8 | Non Useable Floor Area Space Group | 806 | Non-usable - Cleaners room |  | Unknown | 0.00 | NO
National Wine Centre_NW01-Industry House_Ground Floor_00.444 _ Kitchen | NW-NW01-01-00.444 | NW01-01-00.444-Kitchen | National Wine Centre | NW | NW01 | Industry House | 01 | Ground Floor | 00.444 | 99977 | Other Commercial Relationship | 859 | Infrastructure | 32.31 | Kitchen | 6 | General Facility Space Group | 608 | General Facility - Kitchen/Servery/Food Storage |  | Excellent | 0.00 | NO
National Wine Centre_NW01-Industry House_Ground Floor_00.450 _ Quiet Room 1 | NW-NW01-01-00.450 | NW01-01-00.450-Quiet Room 1 | National Wine Centre | NW | NW01 | Industry House | 01 | Ground Floor | 00.450 | 99977 | Other Commercial Relationship | 859 | Infrastructure | 6.03 | Quiet Room 1 | 1 | Office Space Group | 119 | Informal Work Space |  | Excellent | 0.00 | NO
National Wine Centre_NW01-Industry House_Ground Floor_00.451 _ Quiet Room 2 | NW-NW01-01-00.451 | NW01-01-00.451-Quiet Room 2 | National Wine Centre | NW | NW01 | Industry House | 01 | Ground Floor | 00.451 | 99977 | Other Commercial Relationship | 859 | Infrastructure | 5.98 | Quiet Room 2 | 1 | Office Space Group | 119 | Informal Work Space |  | Excellent | 0.00 | NO
National Wine Centre_NW01-Industry House_Ground Floor_00.452 _ Server Room | NW-NW01-01-00.452 | NW01-01-00.452-Server Room | National Wine Centre | NW | NW01 | Industry House | 01 | Ground Floor | 00.452 | 99977 | Other Commercial Relationship | 859 | Infrastructure | 14.12 | Server Room | 8 | Non Useable Floor Area Space Group | 815 | Non-usable - Switch room |  | Excellent | 0.00 | NO
National Wine Centre_NW01-Industry House_Ground Floor_00.453 _ File, Store & Co | NW-NW01-01-00.453 | NW01-01-00.453-File, Store & Co | National Wine Centre | NW | NW01 | Industry House | 01 | Ground Floor | 00.453 | 99977 | Other Commercial Relationship | 859 | Infrastructure | 27.89 | File, Store & Co | 1 | Office Space Group | 108 | Office - Professional/General Staff |  | Excellent | 0.00 | NO
National Wine Centre_NW01-Industry House_Ground Floor_00.454 _ Office | NW-NW01-01-00.454 | NW01-01-00.454-Office | National Wine Centre | NW | NW01 | Industry House | 01 | Ground Floor | 00.454 | 99977 | Other Commercial Relationship | 859 | Infrastructure | 14.96 | Office | 1 | Office Space Group | 108 | Office - Professional/General Staff |  | Excellent | 0.00 | NO
National Wine Centre_NW01-Industry House_Ground Floor_00.454A _ VSR | NW-NW01-01-00.454A | NW01-01-00.454A-VSR | National Wine Centre | NW | NW01 | Industry House | 01 | Ground Floor | 00.454A | 99939 | Unusable Spaces | 99939 | Unusable Spaces | 1.33 | VSR | 8 | Non Useable Floor Area Space Group | 840 | Non-usable - Service riser |  | Unknown | 0.00 | NO
National Wine Centre_NW01-Industry House_Ground Floor_00.457 _ Open Office | NW-NW01-01-00.457 | NW01-01-00.457-Open Office | National Wine Centre | NW | NW01 | Industry House | 01 | Ground Floor | 00.457 | 99977 | Other Commercial Relationship | 859 | Infrastructure | 248.19 | Open Office | 1 | Office Space Group | 108 | Office - Professional/General Staff |  | Excellent | 0.00 | NO
National Wine Centre_NW01-Industry House_Ground Floor_00.458 _ Reception | NW-NW01-01-00.458 | NW01-01-00.458-Reception | National Wine Centre | NW | NW01 | Industry House | 01 | Ground Floor | 00.458 | 99977 | Other Commercial Relationship | 859 | Infrastructure | 38.32 | Reception | 6 | General Facility Space Group | 623 | General Facility - Waiting Area/Foyer/Reception Area |  | Excellent | 0.00 | NO
National Wine Centre_NW01-Industry House_Ground Floor_00.460 _ Quiet Room 3 | NW-NW01-01-00.460 | NW01-01-00.460-Quiet Room 3 | National Wine Centre | NW | NW01 | Industry House | 01 | Ground Floor | 00.460 | 99977 | Other Commercial Relationship | 859 | Infrastructure | 9.13 | Quiet Room 3 | 1 | Office Space Group | 119 | Informal Work Space |  | Excellent | 0.00 | NO
National Wine Centre_NW01-Industry House_Ground Floor_L3 _ Lift | NW-NW01-01-L3 | NW01-01-L3-Lift | National Wine Centre | NW | NW01 | Industry House | 01 | Ground Floor | L3 | 99939 | Unusable Spaces | 99939 | Unusable Spaces | 3.84 | Lift | 8 | Non Useable Floor Area Space Group | 838 | Non-usable - Lift |  | Unknown | 0.00 | NO
National Wine Centre_NW01-Industry House_First Floor_01.401 _ Office | NW-NW01-02-01.401 | NW01-02-01.401-Office | National Wine Centre | NW | NW01 | Industry House | 02 | First Floor | 01.401 | 99977 | Other Commercial Relationship | 859 | Infrastructure | 45.51 | Office | 1 | Office Space Group | 108 | Office - Professional/General Staff |  | Excellent | 0.00 | NO
National Wine Centre_NW01-Industry House_First Floor_01.402 _ Office | NW-NW01-02-01.402 | NW01-02-01.402-Office | National Wine Centre | NW | NW01 | Industry House | 02 | First Floor | 01.402 | 99977 | Other Commercial Relationship | 859 | Infrastructure | 14.64 | Office | 1 | Office Space Group | 108 | Office - Professional/General Staff |  | Excellent | 0.00 | NO
National Wine Centre_NW01-Industry House_First Floor_01.403 _ Balcony (UCA) | NW-NW01-02-01.403 | NW01-02-01.403-Balcony (UCA) | National Wine Centre | NW | NW01 | Industry House | 02 | First Floor | 01.403 | 99939 | Unusable Spaces | 99939 | Unusable Spaces | 13.13 | Balcony (UCA) | 8 | Non Useable Floor Area Space Group | 839 | Non-usable - Verandah/Balcony |  | Unknown | 0.00 | NO
National Wine Centre_NW01-Industry House_First Floor_01.404 _ Office | NW-NW01-02-01.404 | NW01-02-01.404-Office | National Wine Centre | NW | NW01 | Industry House | 02 | First Floor | 01.404 | 99977 | Other Commercial Relationship | 859 | Infrastructure | 24.5 | Office | 1 | Office Space Group | 108 | Office - Professional/General Staff |  | Excellent | 0.00 | NO
National Wine Centre_NW01-Industry House_First Floor_01.406 _ Office | NW-NW01-02-01.406 | NW01-02-01.406-Office | National Wine Centre | NW | NW01 | Industry House | 02 | First Floor | 01.406 | 99977 | Other Commercial Relationship | 859 | Infrastructure | 16.23 | Office | 1 | Office Space Group | 108 | Office - Professional/General Staff |  | Excellent | 0.00 | NO
National Wine Centre_NW01-Industry House_First Floor_01.407 _ Store | NW-NW01-02-01.407 | NW01-02-01.407-Store | National Wine Centre | NW | NW01 | Industry House | 02 | First Floor | 01.407 | 99977 | Other Commercial Relationship | 859 | Infrastructure | 19.56 | Store | 4 | Ancillary Area Space Group | 419 | Ancillary Area - Store Room - Generic |  | Excellent | 0.00 | NO
National Wine Centre_NW01-Industry House_First Floor_01.408 _ FHR | NW-NW01-02-01.408 | NW01-02-01.408-FHR | National Wine Centre | NW | NW01 | Industry House | 02 | First Floor | 01.408 | 99939 | Unusable Spaces | 99939 | Unusable Spaces | 0.62 | FHR | 8 | Non Useable Floor Area Space Group | 840 | Non-usable - Service riser |  | Unknown | 0.00 | NO
National Wine Centre_NW01-Industry House_First Floor_01.411 _ Corr. | NW-NW01-02-01.411 | NW01-02-01.411-Corr. | National Wine Centre | NW | NW01 | Industry House | 02 | First Floor | 01.411 | 99939 | Unusable Spaces | 99939 | Unusable Spaces | 9.35 | Corr. | 8 | Non Useable Floor Area Space Group | 805 | Non-usable - Circulation space |  | Unknown | 0.00 | NO
National Wine Centre_NW01-Industry House_First Floor_01.412 _ Corr. | NW-NW01-02-01.412 | NW01-02-01.412-Corr. | National Wine Centre | NW | NW01 | Industry House | 02 | First Floor | 01.412 | 99939 | Unusable Spaces | 99939 | Unusable Spaces | 6.5 | Corr. | 8 | Non Useable Floor Area Space Group | 805 | Non-usable - Circulation space |  | Unknown | 0.00 | NO
National Wine Centre_NW01-Industry House_First Floor_01.413 _ Corr. | NW-NW01-02-01.413 | NW01-02-01.413-Corr. | National Wine Centre | NW | NW01 | Industry House | 02 | First Floor | 01.413 | 99939 | Unusable Spaces | 99939 | Unusable Spaces | 7.46 | Corr. | 8 | Non Useable Floor Area Space Group | 805 | Non-usable - Circulation space |  | Unknown | 0.00 | NO
National Wine Centre_NW01-Industry House_First Floor_01.414 _ Lift Lobby | NW-NW01-02-01.414 | NW01-02-01.414-Lift Lobby | National Wine Centre | NW | NW01 | Industry House | 02 | First Floor | 01.414 | 99939 | Unusable Spaces | 99939 | Unusable Spaces | 20.24 | Lift Lobby | 8 | Non Useable Floor Area Space Group | 805 | Non-usable - Circulation space |  | Unknown | 0.00 | NO
National Wine Centre_NW01-Industry House_First Floor_01.415 _ A/L | NW-NW01-02-01.415 | NW01-02-01.415-A/L | National Wine Centre | NW | NW01 | Industry House | 02 | First Floor | 01.415 | 99939 | Unusable Spaces | 99939 | Unusable Spaces | 3.83 | A/L | 8 | Non Useable Floor Area Space Group | 835 | Non-usable - Toilets/Amenities - Other |  | Unknown | 0.00 | NO
National Wine Centre_NW01-Industry House_First Floor_01.416 _ WC - M | NW-NW01-02-01.416 | NW01-02-01.416-WC - M | National Wine Centre | NW | NW01 | Industry House | 02 | First Floor | 01.416 | 99939 | Unusable Spaces | 99939 | Unusable Spaces | 4.82 | WC - M | 8 | Non Useable Floor Area Space Group | 821 | Non-usable - Toilets/Amenities - Male |  | Unknown | 0.00 | NO
National Wine Centre_NW01-Industry House_First Floor_01.416A _ VSR | NW-NW01-02-01.416A | NW01-02-01.416A-VSR | National Wine Centre | NW | NW01 | Industry House | 02 | First Floor | 01.416A | 99939 | Unusable Spaces | 99939 | Unusable Spaces | 0.72 | VSR | 8 | Non Useable Floor Area Space Group | 840 | Non-usable - Service riser |  | Unknown | 0.00 | NO
National Wine Centre_NW01-Industry House_First Floor_01.417 _ WC - Access | NW-NW01-02-01.417 | NW01-02-01.417-WC - Access | National Wine Centre | NW | NW01 | Industry House | 02 | First Floor | 01.417 | 99939 | Unusable Spaces | 99939 | Unusable Spaces | 4 | WC - Access | 8 | Non Useable Floor Area Space Group | 818 | Non-usable - Toilets/Amenities - Unisex Accessible |  | Unknown | 0.00 | NO
National Wine Centre_NW01-Industry House_First Floor_01.418 _ A/L | NW-NW01-02-01.418 | NW01-02-01.418-A/L | National Wine Centre | NW | NW01 | Industry House | 02 | First Floor | 01.418 | 99939 | Unusable Spaces | 99939 | Unusable Spaces | 3.93 | A/L | 8 | Non Useable Floor Area Space Group | 835 | Non-usable - Toilets/Amenities - Other |  | Unknown | 0.00 | NO
National Wine Centre_NW01-Industry House_First Floor_01.419 _ WC - F | NW-NW01-02-01.419 | NW01-02-01.419-WC - F | National Wine Centre | NW | NW01 | Industry House | 02 | First Floor | 01.419 | 99939 | Unusable Spaces | 99939 | Unusable Spaces | 5 | WC - F | 8 | Non Useable Floor Area Space Group | 820 | Non-usable - Toilets/Amenities - Female |  | Unknown | 0.00 | NO
National Wine Centre_NW01-Industry House_First Floor_01.421 _ Kitchen - shared | NW-NW01-02-01.421 | NW01-02-01.421-Kitchen - shared | National Wine Centre | NW | NW01 | Industry House | 02 | First Floor | 01.421 | 99977 | Other Commercial Relationship | 859 | Infrastructure | 6.57 | Kitchen - shared | 6 | General Facility Space Group | 608 | General Facility - Kitchen/Servery/Food Storage |  | Excellent | 0.00 | NO
National Wine Centre_NW01-Industry House_First Floor_01.422 _ Shower / Locker | NW-NW01-02-01.422 | NW01-02-01.422-Shower / Locker | National Wine Centre | NW | NW01 | Industry House | 02 | First Floor | 01.422 | 99939 | Unusable Spaces | 99939 | Unusable Spaces | 12.08 | Shower / Locker | 8 | Non Useable Floor Area Space Group | 835 | Non-usable - Toilets/Amenities - Other |  | Unknown | 0.00 | NO
National Wine Centre_NW01-Industry House_First Floor_01.437 _ Reception | NW-NW01-02-01.437 | NW01-02-01.437-Reception | National Wine Centre | NW | NW01 | Industry House | 02 | First Floor | 01.437 | 99977 | Other Commercial Relationship | 859 | Infrastructure | 19.06 | Reception | 6 | General Facility Space Group | 623 | General Facility - Waiting Area/Foyer/Reception Area |  | Excellent | 0.00 | NO
National Wine Centre_NW01-Industry House_First Floor_01.448 _ Entry Lobby | NW-NW01-02-01.448 | NW01-02-01.448-Entry Lobby | National Wine Centre | NW | NW01 | Industry House | 02 | First Floor | 01.448 | 99939 | Unusable Spaces | 99939 | Unusable Spaces | 10.73 | Entry Lobby | 8 | Non Useable Floor Area Space Group | 805 | Non-usable - Circulation space |  | Unknown | 0.00 | NO
National Wine Centre_NW01-Industry House_First Floor_01.450 _ Comms C | NW-NW01-02-01.450 | NW01-02-01.450-Comms C | National Wine Centre | NW | NW01 | Industry House | 02 | First Floor | 01.450 | 99939 | Unusable Spaces | 99939 | Unusable Spaces | 0.65 | Comms C | 8 | Non Useable Floor Area Space Group | 840 | Non-usable - Service riser |  | Unknown | 0.00 | NO
National Wine Centre_NW01-Industry House_First Floor_01.451 _ DB | NW-NW01-02-01.451 | NW01-02-01.451-DB | National Wine Centre | NW | NW01 | Industry House | 02 | First Floor | 01.451 | 99939 | Unusable Spaces | 99939 | Unusable Spaces | 0.64 | DB | 8 | Non Useable Floor Area Space Group | 840 | Non-usable - Service riser |  | Unknown | 0.00 | NO
National Wine Centre_NW01-Industry House_First Floor_01.452 _ FHR | NW-NW01-02-01.452 | NW01-02-01.452-FHR | National Wine Centre | NW | NW01 | Industry House | 02 | First Floor | 01.452 | 99939 | Unusable Spaces | 99939 | Unusable Spaces | 0.55 | FHR | 8 | Non Useable Floor Area Space Group | 840 | Non-usable - Service riser |  | Unknown | 0.00 | NO
National Wine Centre_NW01-Industry House_First Floor_01.453 _ Cleaner | NW-NW01-02-01.453 | NW01-02-01.453-Cleaner | National Wine Centre | NW | NW01 | Industry House | 02 | First Floor | 01.453 | 99939 | Unusable Spaces | 99939 | Unusable Spaces | 2.16 | Cleaner | 8 | Non Useable Floor Area Space Group | 806 | Non-usable - Cleaners room |  | Unknown | 0.00 | NO
National Wine Centre_NW01-Industry House_First Floor_01.454 _ Open Office | NW-NW01-02-01.454 | NW01-02-01.454-Open Office | National Wine Centre | NW | NW01 | Industry House | 02 | First Floor | 01.454 | 99977 | Other Commercial Relationship | 859 | Infrastructure | 142.24 | Open Office | 1 | Office Space Group | 108 | Office - Professional/General Staff |  | Excellent | 0.00 | NO
National Wine Centre_NW01-Industry House_First Floor_01.454A _ FHR | NW-NW01-02-01.454A | NW01-02-01.454A-FHR | National Wine Centre | NW | NW01 | Industry House | 02 | First Floor | 01.454A | 99939 | Unusable Spaces | 99939 | Unusable Spaces | 0.48 | FHR | 8 | Non Useable Floor Area Space Group | 840 | Non-usable - Service riser |  | Unknown | 0.00 | NO
National Wine Centre_NW01-Industry House_First Floor_01.455 _ Quiet Room 6 | NW-NW01-02-01.455 | NW01-02-01.455-Quiet Room 6 | National Wine Centre | NW | NW01 | Industry House | 02 | First Floor | 01.455 | 99977 | Other Commercial Relationship | 859 | Infrastructure | 5.8 | Quiet Room 6 | 1 | Office Space Group | 119 | Informal Work Space |  | Excellent | 0.00 | NO
National Wine Centre_NW01-Industry House_First Floor_01.456 _ Quiet Room 7 | NW-NW01-02-01.456 | NW01-02-01.456-Quiet Room 7 | National Wine Centre | NW | NW01 | Industry House | 02 | First Floor | 01.456 | 99977 | Other Commercial Relationship | 859 | Infrastructure | 6.11 | Quiet Room 7 | 1 | Office Space Group | 119 | Informal Work Space |  | Excellent | 0.00 | NO
National Wine Centre_NW01-Industry House_First Floor_01.457 _ Open Office | NW-NW01-02-01.457 | NW01-02-01.457-Open Office | National Wine Centre | NW | NW01 | Industry House | 02 | First Floor | 01.457 | 99977 | Other Commercial Relationship | 859 | Infrastructure | 96.11 | Open Office | 1 | Office Space Group | 108 | Office - Professional/General Staff |  | Excellent | 0.00 | NO
National Wine Centre_NW01-Industry House_First Floor_01.457A _ Open Office | NW-NW01-02-01.457A | NW01-02-01.457A-Open Office | National Wine Centre | NW | NW01 | Industry House | 02 | First Floor | 01.457A | 99977 | Other Commercial Relationship | 859 | Infrastructure | 1.31 | Open Office | 1 | Office Space Group | 108 | Office - Professional/General Staff |  | Excellent | 0.00 | NO
National Wine Centre_NW01-Industry House_First Floor_01.459 _ Utility / Comp | NW-NW01-02-01.459 | NW01-02-01.459-Utility / Comp | National Wine Centre | NW | NW01 | Industry House | 02 | First Floor | 01.459 | 99977 | Other Commercial Relationship | 859 | Infrastructure | 27.1 | Utility / Comp | 6 | General Facility Space Group | 603 | General Facility - Resource room |  | Excellent | 0.00 | NO
National Wine Centre_NW01-Industry House_First Floor_01.460 _ Office | NW-NW01-02-01.460 | NW01-02-01.460-Office | National Wine Centre | NW | NW01 | Industry House | 02 | First Floor | 01.460 | 99977 | Other Commercial Relationship | 859 | Infrastructure | 14.26 | Office | 1 | Office Space Group | 108 | Office - Professional/General Staff |  | Excellent | 0.00 | NO
National Wine Centre_NW01-Industry House_First Floor_01.461 _ Quiet Room 5 | NW-NW01-02-01.461 | NW01-02-01.461-Quiet Room 5 | National Wine Centre | NW | NW01 | Industry House | 02 | First Floor | 01.461 | 99977 | Other Commercial Relationship | 859 | Infrastructure | 7.49 | Quiet Room 5 | 1 | Office Space Group | 119 | Informal Work Space |  | Excellent | 0.00 | NO
National Wine Centre_NW01-Industry House_First Floor_01.462 _ Quiet Room 4 | NW-NW01-02-01.462 | NW01-02-01.462-Quiet Room 4 | National Wine Centre | NW | NW01 | Industry House | 02 | First Floor | 01.462 | 99977 | Other Commercial Relationship | 859 | Infrastructure | 7.27 | Quiet Room 4 | 1 | Office Space Group | 119 | Informal Work Space |  | Excellent | 0.00 | NO
National Wine Centre_NW01-Industry House_First Floor_01.462A _ VSR | NW-NW01-02-01.462A | NW01-02-01.462A-VSR | National Wine Centre | NW | NW01 | Industry House | 02 | First Floor | 01.462A | 99939 | Unusable Spaces | 99939 | Unusable Spaces | 0.8 | VSR | 8 | Non Useable Floor Area Space Group | 840 | Non-usable - Service riser |  | Unknown | 0.00 | NO
National Wine Centre_NW01-Industry House_First Floor_01.463 _ Office | NW-NW01-02-01.463 | NW01-02-01.463-Office | National Wine Centre | NW | NW01 | Industry House | 02 | First Floor | 01.463 | 99977 | Other Commercial Relationship | 859 | Infrastructure | 13.81 | Office | 1 | Office Space Group | 108 | Office - Professional/General Staff |  | Excellent | 0.00 | NO
National Wine Centre_NW01-Industry House_First Floor_01.464 _ Meeting | NW-NW01-02-01.464 | NW01-02-01.464-Meeting | National Wine Centre | NW | NW01 | Industry House | 02 | First Floor | 01.464 | 99977 | Other Commercial Relationship | 859 | Infrastructure | 15.85 | Meeting | 6 | General Facility Space Group | 601 | General Facility - Committee/Conference/Meeting room |  | Excellent | 0.00 | NO
National Wine Centre_NW01-Industry House_First Floor_01.467 _ Office - General | NW-NW01-02-01.467 | NW01-02-01.467-Office - General | National Wine Centre | NW | NW01 | Industry House | 02 | First Floor | 01.467 | 99977 | Other Commercial Relationship | 859 | Infrastructure | 42.59 | Office - General | 1 | Office Space Group | 108 | Office - Professional/General Staff |  | Excellent | 0.00 | NO
National Wine Centre_NW02-National Wine Centre_Level 00_00.101 _ Corr. | NW-NW02-00-00.101 | NW02-00-00.101-Corr. | National Wine Centre | NW | NW02 | National Wine Centre | 00 | Level 00 | 00.101 | 99939 | Unusable Spaces | 99939 | Unusable Spaces | 13.74 | Corr. | 8 | Non Useable Floor Area Space Group | 805 | Non-usable - Circulation space |  | Unknown | 0.00 | NO
National Wine Centre_NW02-National Wine Centre_Level 00_00.102 _ Lift Motor Room | NW-NW02-00-00.102 | NW02-00-00.102-Lift Motor Room | National Wine Centre | NW | NW02 | National Wine Centre | 00 | Level 00 | 00.102 | 99939 | Unusable Spaces | 99939 | Unusable Spaces | 4 | Lift Motor Room | 8 | Non Useable Floor Area Space Group | 809 | Non-usable - Lift motor room |  | Unknown | 0.00 | NO
National Wine Centre_NW02-National Wine Centre_Level 00_00.103 _ Lift 1 | NW-NW02-00-00.103 | NW02-00-00.103-Lift 1 | National Wine Centre | NW | NW02 | National Wine Centre | 00 | Level 00 | 00.103 | 99939 | Unusable Spaces | 99939 | Unusable Spaces | 6.12 | Lift 1 | 8 | Non Useable Floor Area Space Group | 838 | Non-usable - Lift |  | Unknown | 0.00 | NO
National Wine Centre_NW02-National Wine Centre_Level 00_00.104 _ Wine Store | NW-NW02-00-00.104 | NW02-00-00.104-Wine Store | National Wine Centre | NW | NW02 | National Wine Centre | 00 | Level 00 | 00.104 | 99983 | Commercial - National Wine Centre Pty Ltd | 859 | Infrastructure | 17.88 | Wine Store | 6 | General Facility Space Group | 608 | General Facility - Kitchen/Servery/Food Storage |  | Excellent | 0.00 | NO
National Wine Centre_NW02-National Wine Centre_Level 00_00.105 _ Wine Store | NW-NW02-00-00.105 | NW02-00-00.105-Wine Store | National Wine Centre | NW | NW02 | National Wine Centre | 00 | Level 00 | 00.105 | 99983 | Commercial - National Wine Centre Pty Ltd | 859 | Infrastructure | 21.45 | Wine Store | 6 | General Facility Space Group | 608 | General Facility - Kitchen/Servery/Food Storage |  | Excellent | 0.00 | NO
National Wine Centre_NW02-National Wine Centre_Level 00_00.106 _ Lift Lobby | NW-NW02-00-00.106 | NW02-00-00.106-Lift Lobby | National Wine Centre | NW | NW02 | National Wine Centre | 00 | Level 00 | 00.106 | 99939 | Unusable Spaces | 99939 | Unusable Spaces | 10.99 | Lift Lobby | 8 | Non Useable Floor Area Space Group | 805 | Non-usable - Circulation space |  | Unknown | 0.00 | NO
National Wine Centre_NW02-National Wine Centre_Level 00_00.107 _ Comms | NW-NW02-00-00.107 | NW02-00-00.107-Comms | National Wine Centre | NW | NW02 | National Wine Centre | 00 | Level 00 | 00.107 | 99939 | Unusable Spaces | 99939 | Unusable Spaces | 9.63 | Comms | 8 | Non Useable Floor Area Space Group | 840 | Non-usable - Service riser |  | Unknown | 0.00 | NO
National Wine Centre_NW02-National Wine Centre_Level 00_00.108 _ Cold Rooms 1 | NW-NW02-00-00.108 | NW02-00-00.108-Cold Rooms 1 | National Wine Centre | NW | NW02 | National Wine Centre | 00 | Level 00 | 00.108 | 99983 | Commercial - National Wine Centre Pty Ltd | 859 | Infrastructure | 5.93 | Cold Rooms 1 | 6 | General Facility Space Group | 608 | General Facility - Kitchen/Servery/Food Storage |  | Excellent | 0.00 | NO
National Wine Centre_NW02-National Wine Centre_Level 00_00.110 _ Plantroom - Mech | NW-NW02-00-00.110 | NW02-00-00.110-Plantroom - Mech | National Wine Centre | NW | NW02 | National Wine Centre | 00 | Level 00 | 00.110 | 99939 | Unusable Spaces | 99939 | Unusable Spaces | 45.04 | Plantroom - Mech | 8 | Non Useable Floor Area Space Group | 810 | Non-usable - Mechanical plant room |  | Unknown | 0.00 | NO
National Wine Centre_NW02-National Wine Centre_Level 00_00.111 _ Plantroom - Mech | NW-NW02-00-00.111 | NW02-00-00.111-Plantroom - Mech | National Wine Centre | NW | NW02 | National Wine Centre | 00 | Level 00 | 00.111 | 99939 | Unusable Spaces | 99939 | Unusable Spaces | 61.64 | Plantroom - Mech | 8 | Non Useable Floor Area Space Group | 810 | Non-usable - Mechanical plant room |  | Unknown | 0.00 | NO
National Wine Centre_NW02-National Wine Centre_Level 00_00.113 _ LMR Corridor | NW-NW02-00-00.113 | NW02-00-00.113-LMR Corridor | National Wine Centre | NW | NW02 | National Wine Centre | 00 | Level 00 | 00.113 | 99939 | Unusable Spaces | 99939 | Unusable Spaces | 10.76 | LMR Corridor | 8 | Non Useable Floor Area Space Group | 805 | Non-usable - Circulation space |  | Unknown | 0.00 | NO
National Wine Centre_NW02-National Wine Centre_Level 00_00.119 _ Cold Rooms 2 | NW-NW02-00-00.119 | NW02-00-00.119-Cold Rooms 2 | National Wine Centre | NW | NW02 | National Wine Centre | 00 | Level 00 | 00.119 | 99983 | Commercial - National Wine Centre Pty Ltd | 859 | Infrastructure | 6.34 | Cold Rooms 2 | 6 | General Facility Space Group | 608 | General Facility - Kitchen/Servery/Food Storage |  | Excellent | 0.00 | NO
National Wine Centre_NW02-National Wine Centre_Level 00_00.120 _ Cellar | NW-NW02-00-00.120 | NW02-00-00.120-Cellar | National Wine Centre | NW | NW02 | National Wine Centre | 00 | Level 00 | 00.120 | 99983 | Commercial - National Wine Centre Pty Ltd | 859 | Infrastructure | 71.42 | Cellar | 6 | General Facility Space Group | 608 | General Facility - Kitchen/Servery/Food Storage |  | Excellent | 0.00 | NO
National Wine Centre_NW02-National Wine Centre_Level 00_00.121 _ Cellar | NW-NW02-00-00.121 | NW02-00-00.121-Cellar | National Wine Centre | NW | NW02 | National Wine Centre | 00 | Level 00 | 00.121 | 99983 | Commercial - National Wine Centre Pty Ltd | 859 | Infrastructure | 60.98 | Cellar | 6 | General Facility Space Group | 608 | General Facility - Kitchen/Servery/Food Storage |  | Excellent | 0.00 | NO
National Wine Centre_NW02-National Wine Centre_Level 00_00.122 _ Cellar | NW-NW02-00-00.122 | NW02-00-00.122-Cellar | National Wine Centre | NW | NW02 | National Wine Centre | 00 | Level 00 | 00.122 | 99983 | Commercial - National Wine Centre Pty Ltd | 859 | Infrastructure | 71.72 | Cellar | 6 | General Facility Space Group | 608 | General Facility - Kitchen/Servery/Food Storage |  | Excellent | 0.00 | NO
National Wine Centre_NW02-National Wine Centre_Level 00_00.140 _ Plantroom - AHU | NW-NW02-00-00.140 | NW02-00-00.140-Plantroom - AHU | National Wine Centre | NW | NW02 | National Wine Centre | 00 | Level 00 | 00.140 | 99939 | Unusable Spaces | 99939 | Unusable Spaces | 96.49 | Plantroom - AHU | 8 | Non Useable Floor Area Space Group | 810 | Non-usable - Mechanical plant room |  | Unknown | 0.00 | NO
National Wine Centre_NW02-National Wine Centre_Level 00_001 _ Stair | NW-NW02-00-001 | NW02-00-001-Stair | National Wine Centre | NW | NW02 | National Wine Centre | 00 | Level 00 | 001 | 99939 | Unusable Spaces | 99939 | Unusable Spaces | 3.39 | Stair | 8 | Non Useable Floor Area Space Group | 805 | Non-usable - Circulation space |  | Unknown | 0.00 | NO
National Wine Centre_NW02-National Wine Centre_Level 00_002 _ Stair | NW-NW02-00-002 | NW02-00-002-Stair | National Wine Centre | NW | NW02 | National Wine Centre | 00 | Level 00 | 002 | 99939 | Unusable Spaces | 99939 | Unusable Spaces | 8.27 | Stair | 8 | Non Useable Floor Area Space Group | 805 | Non-usable - Circulation space |  | Unknown | 0.00 | NO
National Wine Centre_NW02-National Wine Centre_Level 00_002A _ VSR | NW-NW02-00-002A | NW02-00-002A-VSR | National Wine Centre | NW | NW02 | National Wine Centre | 00 | Level 00 | 002A | 99939 | Unusable Spaces | 99939 | Unusable Spaces | 5.18 | VSR | 8 | Non Useable Floor Area Space Group | 840 | Non-usable - Service riser |  | Unknown | 0.00 | NO
National Wine Centre_NW02-National Wine Centre_Level 00_L1 _ Lift Pit | NW-NW02-00-L1 | NW02-00-L1-Lift Pit | National Wine Centre | NW | NW02 | National Wine Centre | 00 | Level 00 | L1 | 99939 | Unusable Spaces | 99939 | Unusable Spaces | 4.8 | Lift Pit | 8 | Non Useable Floor Area Space Group | 838 | Non-usable - Lift |  | Unknown | 0.00 | NO
National Wine Centre_NW02-National Wine Centre_Level 00_L2 _ Lift Pit | NW-NW02-00-L2 | NW02-00-L2-Lift Pit | National Wine Centre | NW | NW02 | National Wine Centre | 00 | Level 00 | L2 | 99939 | Unusable Spaces | 99939 | Unusable Spaces | 2.64 | Lift Pit | 8 | Non Useable Floor Area Space Group | 838 | Non-usable - Lift |  | Unknown | 0.00 | NO
National Wine Centre_NW02-National Wine Centre_Level 01_01.001 _ Restaurant | NW-NW02-01-01.001 | NW02-01-01.001-Restaurant | National Wine Centre | NW | NW02 | National Wine Centre | 01 | Level 01 | 01.001 | 99983 | Commercial - National Wine Centre Pty Ltd | 859 | Infrastructure | 5.22 | Restaurant | 6 | General Facility Space Group | 607 | General Facility - Cafeteria/Refectory/Canteen/Dining Room |  | Excellent | 0.00 | NO
National Wine Centre_NW02-National Wine Centre_Level 01_01.002 _ Stair | NW-NW02-01-01.002 | NW02-01-01.002-Stair | National Wine Centre | NW | NW02 | National Wine Centre | 01 | Level 01 | 01.002 | 99939 | Unusable Spaces | 99939 | Unusable Spaces | 5.85 | Stair | 8 | Non Useable Floor Area Space Group | 805 | Non-usable - Circulation space |  | Unknown | 0.00 | NO
National Wine Centre_NW02-National Wine Centre_Level 01_01.012 _ Stair | NW-NW02-01-01.012 | NW02-01-01.012-Stair | National Wine Centre | NW | NW02 | National Wine Centre | 01 | Level 01 | 01.012 | 99939 | Unusable Spaces | 99939 | Unusable Spaces | 8.61 | Stair | 8 | Non Useable Floor Area Space Group | 805 | Non-usable - Circulation space |  | Unknown | 0.00 | NO
National Wine Centre_NW02-National Wine Centre_Level 01_01.101 _ "The Vines Function Room" | NW-NW02-01-01.101 | NW02-01-01.101-"The Vines Function Room" | National Wine Centre | NW | NW02 | National Wine Centre | 01 | Level 01 | 01.101 | 99983 | Commercial - National Wine Centre Pty Ltd | 859 | Infrastructure | 166 | "The Vines Function Room" | 6 | General Facility Space Group | 607 | General Facility - Cafeteria/Refectory/Canteen/Dining Room |  | Excellent | 0.00 | NO
National Wine Centre_NW02-National Wine Centre_Level 01_01.106 _ Grill | NW-NW02-01-01.106 | NW02-01-01.106-Grill | National Wine Centre | NW | NW02 | National Wine Centre | 01 | Level 01 | 01.106 | 99983 | Commercial - National Wine Centre Pty Ltd | 859 | Infrastructure | 23.85 | Grill | 6 | General Facility Space Group | 608 | General Facility - Kitchen/Servery/Food Storage |  | Excellent | 0.00 | NO
National Wine Centre_NW02-National Wine Centre_Level 01_01.107 _ WC - Staff | NW-NW02-01-01.107 | NW02-01-01.107-WC - Staff | National Wine Centre | NW | NW02 | National Wine Centre | 01 | Level 01 | 01.107 | 99939 | Unusable Spaces | 99939 | Unusable Spaces | 3.59 | WC - Staff | 8 | Non Useable Floor Area Space Group | 835 | Non-usable - Toilets/Amenities - Other |  | Unknown | 0.00 | NO
National Wine Centre_NW02-National Wine Centre_Level 01_01.110 _ Lobby | NW-NW02-01-01.110 | NW02-01-01.110-Lobby | National Wine Centre | NW | NW02 | National Wine Centre | 01 | Level 01 | 01.110 | 99939 | Unusable Spaces | 99939 | Unusable Spaces | 3.46 | Lobby | 8 | Non Useable Floor Area Space Group | 805 | Non-usable - Circulation space |  | Unknown | 0.00 | NO
National Wine Centre_NW02-National Wine Centre_Level 01_01.111 _ WC - M | NW-NW02-01-01.111 | NW02-01-01.111-WC - M | National Wine Centre | NW | NW02 | National Wine Centre | 01 | Level 01 | 01.111 | 99939 | Unusable Spaces | 99939 | Unusable Spaces | 10.65 | WC - M | 8 | Non Useable Floor Area Space Group | 821 | Non-usable - Toilets/Amenities - Male |  | Unknown | 0.00 | NO
National Wine Centre_NW02-National Wine Centre_Level 01_01.111A _ A/L | NW-NW02-01-01.111A | NW02-01-01.111A-A/L | National Wine Centre | NW | NW02 | National Wine Centre | 01 | Level 01 | 01.111A | 99939 | Unusable Spaces | 99939 | Unusable Spaces | 2.11 | A/L | 8 | Non Useable Floor Area Space Group | 835 | Non-usable - Toilets/Amenities - Other |  | Unknown | 0.00 | NO
National Wine Centre_NW02-National Wine Centre_Level 01_01.111B _ Cleaner | NW-NW02-01-01.111B | NW02-01-01.111B-Cleaner | National Wine Centre | NW | NW02 | National Wine Centre | 01 | Level 01 | 01.111B | 99939 | Unusable Spaces | 99939 | Unusable Spaces | 0.95 | Cleaner | 8 | Non Useable Floor Area Space Group | 840 | Non-usable - Service riser |  | Unknown | 0.00 | NO
National Wine Centre_NW02-National Wine Centre_Level 01_01.111C _ VSR | NW-NW02-01-01.111C | NW02-01-01.111C-VSR | National Wine Centre | NW | NW02 | National Wine Centre | 01 | Level 01 | 01.111C | 99939 | Unusable Spaces | 99939 | Unusable Spaces | 0.2 | VSR | 8 | Non Useable Floor Area Space Group | 840 | Non-usable - Service riser |  | Unknown | 0.00 | NO
National Wine Centre_NW02-National Wine Centre_Level 01_01.112 _ WC - Access | NW-NW02-01-01.112 | NW02-01-01.112-WC - Access | National Wine Centre | NW | NW02 | National Wine Centre | 01 | Level 01 | 01.112 | 99939 | Unusable Spaces | 99939 | Unusable Spaces | 4 | WC - Access | 8 | Non Useable Floor Area Space Group | 818 | Non-usable - Toilets/Amenities - Unisex Accessible |  | Unknown | 0.00 | NO
National Wine Centre_NW02-National Wine Centre_Level 01_01.113 _ WC - F | NW-NW02-01-01.113 | NW02-01-01.113-WC - F | National Wine Centre | NW | NW02 | National Wine Centre | 01 | Level 01 | 01.113 | 99939 | Unusable Spaces | 99939 | Unusable Spaces | 13.75 | WC - F | 8 | Non Useable Floor Area Space Group | 820 | Non-usable - Toilets/Amenities - Female |  | Unknown | 0.00 | NO
National Wine Centre_NW02-National Wine Centre_Level 01_01.113A _ A/L | NW-NW02-01-01.113A | NW02-01-01.113A-A/L | National Wine Centre | NW | NW02 | National Wine Centre | 01 | Level 01 | 01.113A | 99939 | Unusable Spaces | 99939 | Unusable Spaces | 2.82 | A/L | 8 | Non Useable Floor Area Space Group | 835 | Non-usable - Toilets/Amenities - Other |  | Unknown | 0.00 | NO
National Wine Centre_NW02-National Wine Centre_Level 01_01.114 _ Kitchen | NW-NW02-01-01.114 | NW02-01-01.114-Kitchen | National Wine Centre | NW | NW02 | National Wine Centre | 01 | Level 01 | 01.114 | 99983 | Commercial - National Wine Centre Pty Ltd | 859 | Infrastructure | 37.53 | Kitchen | 6 | General Facility Space Group | 608 | General Facility - Kitchen/Servery/Food Storage |  | Excellent | 0.00 | NO
National Wine Centre_NW02-National Wine Centre_Level 01_01.115 _ Lobby | NW-NW02-01-01.115 | NW02-01-01.115-Lobby | National Wine Centre | NW | NW02 | National Wine Centre | 01 | Level 01 | 01.115 | 99939 | Unusable Spaces | 99939 | Unusable Spaces | 11.31 | Lobby | 8 | Non Useable Floor Area Space Group | 805 | Non-usable - Circulation space |  | Unknown | 0.00 | NO
National Wine Centre_NW02-National Wine Centre_Level 01_01.116 _ Comms | NW-NW02-01-01.116 | NW02-01-01.116-Comms | National Wine Centre | NW | NW02 | National Wine Centre | 01 | Level 01 | 01.116 | 99939 | Unusable Spaces | 99939 | Unusable Spaces | 0.63 | Comms | 8 | Non Useable Floor Area Space Group | 812 | Non-usable - Comms/network system/Telephone/PABX |  | Unknown | 0.00 | NO
National Wine Centre_NW02-National Wine Centre_Level 01_01.117 _ DSB | NW-NW02-01-01.117 | NW02-01-01.117-DSB | National Wine Centre | NW | NW02 | National Wine Centre | 01 | Level 01 | 01.117 | 99939 | Unusable Spaces | 99939 | Unusable Spaces | 1.19 | DSB | 8 | Non Useable Floor Area Space Group | 815 | Non-usable - Switch room |  | Unknown | 0.00 | NO
National Wine Centre_NW02-National Wine Centre_Level 01_01.119 _ Cool Room | NW-NW02-01-01.119 | NW02-01-01.119-Cool Room | National Wine Centre | NW | NW02 | National Wine Centre | 01 | Level 01 | 01.119 | 99983 | Commercial - National Wine Centre Pty Ltd | 859 | Infrastructure | 6.56 | Cool Room | 4 | Ancillary Area Space Group | 405 | Ancillary Area - Constant Temperature/ Freezer/Cold/Warm Rooms |  | Excellent | 0.00 | NO
National Wine Centre_NW02-National Wine Centre_Level 01_01.120 _ Dry Store | NW-NW02-01-01.120 | NW02-01-01.120-Dry Store | National Wine Centre | NW | NW02 | National Wine Centre | 01 | Level 01 | 01.120 | 99983 | Commercial - National Wine Centre Pty Ltd | 859 | Infrastructure | 5.77 | Dry Store | 6 | General Facility Space Group | 608 | General Facility - Kitchen/Servery/Food Storage |  | Excellent | 0.00 | NO
National Wine Centre_NW02-National Wine Centre_Level 01_01.120A _ VSR | NW-NW02-01-01.120A | NW02-01-01.120A-VSR | National Wine Centre | NW | NW02 | National Wine Centre | 01 | Level 01 | 01.120A | 99939 | Unusable Spaces | 99939 | Unusable Spaces | 0.82 | VSR | 8 | Non Useable Floor Area Space Group | 840 | Non-usable - Service riser |  | Unknown | 0.00 | NO
National Wine Centre_NW02-National Wine Centre_Level 01_01.121 _ Catering Kitchen | NW-NW02-01-01.121 | NW02-01-01.121-Catering Kitchen | National Wine Centre | NW | NW02 | National Wine Centre | 01 | Level 01 | 01.121 | 99983 | Commercial - National Wine Centre Pty Ltd | 859 | Infrastructure | 43.22 | Catering Kitchen | 6 | General Facility Space Group | 608 | General Facility - Kitchen/Servery/Food Storage |  | Excellent | 0.00 | NO
National Wine Centre_NW02-National Wine Centre_Level 01_01.121A _ Servery | NW-NW02-01-01.121A | NW02-01-01.121A-Servery | National Wine Centre | NW | NW02 | National Wine Centre | 01 | Level 01 | 01.121A | 99983 | Commercial - National Wine Centre Pty Ltd | 859 | Infrastructure | 25.06 | Servery | 6 | General Facility Space Group | 608 | General Facility - Kitchen/Servery/Food Storage |  | Excellent | 0.00 | NO
National Wine Centre_NW02-National Wine Centre_Level 01_01.124 _ Pastry | NW-NW02-01-01.124 | NW02-01-01.124-Pastry | National Wine Centre | NW | NW02 | National Wine Centre | 01 | Level 01 | 01.124 | 99983 | Commercial - National Wine Centre Pty Ltd | 859 | Infrastructure | 6.36 | Pastry | 6 | General Facility Space Group | 608 | General Facility - Kitchen/Servery/Food Storage |  | Excellent | 0.00 | NO
National Wine Centre_NW02-National Wine Centre_Level 01_01.125 _ Cool Room | NW-NW02-01-01.125 | NW02-01-01.125-Cool Room | National Wine Centre | NW | NW02 | National Wine Centre | 01 | Level 01 | 01.125 | 99983 | Commercial - National Wine Centre Pty Ltd | 859 | Infrastructure | 5.26 | Cool Room | 4 | Ancillary Area Space Group | 405 | Ancillary Area - Constant Temperature/ Freezer/Cold/Warm Rooms |  | Excellent | 0.00 | NO
National Wine Centre_NW02-National Wine Centre_Level 01_01.129 _ Stair / Entry | NW-NW02-01-01.129 | NW02-01-01.129-Stair / Entry | National Wine Centre | NW | NW02 | National Wine Centre | 01 | Level 01 | 01.129 | 99939 | Unusable Spaces | 99939 | Unusable Spaces | 10.49 | Stair / Entry | 8 | Non Useable Floor Area Space Group | 805 | Non-usable - Circulation space |  | Unknown | 0.00 | NO
National Wine Centre_NW02-National Wine Centre_Level 01_01.132 _ Corr. | NW-NW02-01-01.132 | NW02-01-01.132-Corr. | National Wine Centre | NW | NW02 | National Wine Centre | 01 | Level 01 | 01.132 | 99939 | Unusable Spaces | 99939 | Unusable Spaces | 86.21 | Corr. | 8 | Non Useable Floor Area Space Group | 805 | Non-usable - Circulation space |  | Unknown | 0.00 | NO
National Wine Centre_NW02-National Wine Centre_Level 01_01.133 _ Lift Lobby | NW-NW02-01-01.133 | NW02-01-01.133-Lift Lobby | National Wine Centre | NW | NW02 | National Wine Centre | 01 | Level 01 | 01.133 | 99939 | Unusable Spaces | 99939 | Unusable Spaces | 17.29 | Lift Lobby | 8 | Non Useable Floor Area Space Group | 805 | Non-usable - Circulation space |  | Unknown | 0.00 | NO
National Wine Centre_NW02-National Wine Centre_Level 01_01.133A _ Lift 1 | NW-NW02-01-01.133A | NW02-01-01.133A-Lift 1 | National Wine Centre | NW | NW02 | National Wine Centre | 01 | Level 01 | 01.133A | 99939 | Unusable Spaces | 99939 | Unusable Spaces | 5.7 | Lift 1 | 8 | Non Useable Floor Area Space Group | 838 | Non-usable - Lift |  | Unknown | 0.00 | NO
National Wine Centre_NW02-National Wine Centre_Level 01_01.135 _ Stair Lobby | NW-NW02-01-01.135 | NW02-01-01.135-Stair Lobby | National Wine Centre | NW | NW02 | National Wine Centre | 01 | Level 01 | 01.135 | 99939 | Unusable Spaces | 99939 | Unusable Spaces | 36.26 | Stair Lobby | 8 | Non Useable Floor Area Space Group | 805 | Non-usable - Circulation space |  | Unknown | 0.00 | NO
National Wine Centre_NW02-National Wine Centre_Level 01_01.140 _ Hoist Lobby | NW-NW02-01-01.140 | NW02-01-01.140-Hoist Lobby | National Wine Centre | NW | NW02 | National Wine Centre | 01 | Level 01 | 01.140 | 99939 | Unusable Spaces | 99939 | Unusable Spaces | 6.51 | Hoist Lobby | 8 | Non Useable Floor Area Space Group | 805 | Non-usable - Circulation space |  | Unknown | 0.00 | NO
National Wine Centre_NW02-National Wine Centre_Level 01_01.140A _ Lift 2 | NW-NW02-01-01.140A | NW02-01-01.140A-Lift 2 | National Wine Centre | NW | NW02 | National Wine Centre | 01 | Level 01 | 01.140A | 99939 | Unusable Spaces | 99939 | Unusable Spaces | 1.94 | Lift 2 | 8 | Non Useable Floor Area Space Group | 838 | Non-usable - Lift |  | Unknown | 0.00 | NO
National Wine Centre_NW02-National Wine Centre_Level 01_01.141 _ Office | NW-NW02-01-01.141 | NW02-01-01.141-Office | National Wine Centre | NW | NW02 | National Wine Centre | 01 | Level 01 | 01.141 | 99983 | Commercial - National Wine Centre Pty Ltd | 859 | Infrastructure | 4.5 | Office | 1 | Office Space Group | 108 | Office - Professional/General Staff |  | Excellent | 0.00 | NO
National Wine Centre_NW02-National Wine Centre_Level 01_01.142 _ Loading Platform | NW-NW02-01-01.142 | NW02-01-01.142-Loading Platform | National Wine Centre | NW | NW02 | National Wine Centre | 01 | Level 01 | 01.142 | 99939 | Unusable Spaces | 99939 | Unusable Spaces | 21.65 | Loading Platform | 8 | Non Useable Floor Area Space Group | 807 | Non-usable - Garage/Loading bay |  | Unknown | 0.00 | NO
National Wine Centre_NW02-National Wine Centre_Level 01_01.143 _ Loading Dock | NW-NW02-01-01.143 | NW02-01-01.143-Loading Dock | National Wine Centre | NW | NW02 | National Wine Centre | 01 | Level 01 | 01.143 | 99939 | Unusable Spaces | 99939 | Unusable Spaces | 12.85 | Loading Dock | 8 | Non Useable Floor Area Space Group | 807 | Non-usable - Garage/Loading bay |  | Unknown | 0.00 | NO
National Wine Centre_NW02-National Wine Centre_Level 01_01.144 _ Cool Room 1 | NW-NW02-01-01.144 | NW02-01-01.144-Cool Room 1 | National Wine Centre | NW | NW02 | National Wine Centre | 01 | Level 01 | 01.144 | 99983 | Commercial - National Wine Centre Pty Ltd | 859 | Infrastructure | 2.83 | Cool Room 1 | 4 | Ancillary Area Space Group | 405 | Ancillary Area - Constant Temperature/ Freezer/Cold/Warm Rooms |  | Excellent | 0.00 | NO
National Wine Centre_NW02-National Wine Centre_Level 01_01.145 _ Cool Room 1.5 | NW-NW02-01-01.145 | NW02-01-01.145-Cool Room 1.5 | National Wine Centre | NW | NW02 | National Wine Centre | 01 | Level 01 | 01.145 | 99983 | Commercial - National Wine Centre Pty Ltd | 859 | Infrastructure | 2.83 | Cool Room 1.5 | 4 | Ancillary Area Space Group | 405 | Ancillary Area - Constant Temperature/ Freezer/Cold/Warm Rooms |  | Excellent | 0.00 | NO
National Wine Centre_NW02-National Wine Centre_Level 01_01.152 _ Corr. | NW-NW02-01-01.152 | NW02-01-01.152-Corr. | National Wine Centre | NW | NW02 | National Wine Centre | 01 | Level 01 | 01.152 | 99939 | Unusable Spaces | 99939 | Unusable Spaces | 13.83 | Corr. | 8 | Non Useable Floor Area Space Group | 805 | Non-usable - Circulation space |  | Unknown | 0.00 | NO
National Wine Centre_NW02-National Wine Centre_Level 01_01.152A _ VSR | NW-NW02-01-01.152A | NW02-01-01.152A-VSR | National Wine Centre | NW | NW02 | National Wine Centre | 01 | Level 01 | 01.152A | 99939 | Unusable Spaces | 99939 | Unusable Spaces | 0.58 | VSR | 8 | Non Useable Floor Area Space Group | 840 | Non-usable - Service riser |  | Unknown | 0.00 | NO
National Wine Centre_NW02-National Wine Centre_Level 01_01.153 _ Changeroom | NW-NW02-01-01.153 | NW02-01-01.153-Changeroom | National Wine Centre | NW | NW02 | National Wine Centre | 01 | Level 01 | 01.153 | 99939 | Unusable Spaces | 99939 | Unusable Spaces | 7.74 | Changeroom | 8 | Non Useable Floor Area Space Group | 835 | Non-usable - Toilets/Amenities - Other |  | Unknown | 0.00 | NO
National Wine Centre_NW02-National Wine Centre_Level 01_01.153A _ Shower | NW-NW02-01-01.153A | NW02-01-01.153A-Shower | National Wine Centre | NW | NW02 | National Wine Centre | 01 | Level 01 | 01.153A | 99939 | Unusable Spaces | 99939 | Unusable Spaces | 2.35 | Shower | 8 | Non Useable Floor Area Space Group | 835 | Non-usable - Toilets/Amenities - Other |  | Unknown | 0.00 | NO
National Wine Centre_NW02-National Wine Centre_Level 01_01.155 _ Changeroom 1 | NW-NW02-01-01.155 | NW02-01-01.155-Changeroom 1 | National Wine Centre | NW | NW02 | National Wine Centre | 01 | Level 01 | 01.155 | 99939 | Unusable Spaces | 99939 | Unusable Spaces | 7.86 | Changeroom 1 | 8 | Non Useable Floor Area Space Group | 835 | Non-usable - Toilets/Amenities - Other |  | Unknown | 0.00 | NO
National Wine Centre_NW02-National Wine Centre_Level 01_01.155A _ Shower | NW-NW02-01-01.155A | NW02-01-01.155A-Shower | National Wine Centre | NW | NW02 | National Wine Centre | 01 | Level 01 | 01.155A | 99939 | Unusable Spaces | 99939 | Unusable Spaces | 2.5 | Shower | 8 | Non Useable Floor Area Space Group | 835 | Non-usable - Toilets/Amenities - Other |  | Unknown | 0.00 | NO
National Wine Centre_NW02-National Wine Centre_Level 01_01.157 _ WC - Staff | NW-NW02-01-01.157 | NW02-01-01.157-WC - Staff | National Wine Centre | NW | NW02 | National Wine Centre | 01 | Level 01 | 01.157 | 99939 | Unusable Spaces | 99939 | Unusable Spaces | 4.14 | WC - Staff | 8 | Non Useable Floor Area Space Group | 835 | Non-usable - Toilets/Amenities - Other |  | Unknown | 0.00 | NO
National Wine Centre_NW02-National Wine Centre_Level 01_01.159 _ WC - Access | NW-NW02-01-01.159 | NW02-01-01.159-WC - Access | National Wine Centre | NW | NW02 | National Wine Centre | 01 | Level 01 | 01.159 | 99939 | Unusable Spaces | 99939 | Unusable Spaces | 6.83 | WC - Access | 8 | Non Useable Floor Area Space Group | 818 | Non-usable - Toilets/Amenities - Unisex Accessible |  | Unknown | 0.00 | NO
National Wine Centre_NW02-National Wine Centre_Level 01_01.201 _ Store | NW-NW02-01-01.201 | NW02-01-01.201-Store | National Wine Centre | NW | NW02 | National Wine Centre | 01 | Level 01 | 01.201 | 99983 | Commercial - National Wine Centre Pty Ltd | 859 | Infrastructure | 5.75 | Store | 6 | General Facility Space Group | 608 | General Facility - Kitchen/Servery/Food Storage |  | Excellent | 0.00 | NO
National Wine Centre_NW02-National Wine Centre_Level 01_01.202 _ Office - Information | NW-NW02-01-01.202 | NW02-01-01.202-Office - Information | National Wine Centre | NW | NW02 | National Wine Centre | 01 | Level 01 | 01.202 | 99983 | Commercial - National Wine Centre Pty Ltd | 859 | Infrastructure | 34.83 | Office - Information | 1 | Office Space Group | 108 | Office - Professional/General Staff |  | Excellent | 0.00 | NO
National Wine Centre_NW02-National Wine Centre_Level 01_01.203 _ Concourse Cafe | NW-NW02-01-01.203 | NW02-01-01.203-Concourse Cafe | National Wine Centre | NW | NW02 | National Wine Centre | 01 | Level 01 | 01.203 | 99983 | Commercial - National Wine Centre Pty Ltd | 859 | Infrastructure | 75.94 | Concourse Cafe | 6 | General Facility Space Group | 607 | General Facility - Cafeteria/Refectory/Canteen/Dining Room |  | Excellent | 0.00 | NO
National Wine Centre_NW02-National Wine Centre_Level 01_01.204 _ Staff Room | NW-NW02-01-01.204 | NW02-01-01.204-Staff Room | National Wine Centre | NW | NW02 | National Wine Centre | 01 | Level 01 | 01.204 | 99983 | Commercial - National Wine Centre Pty Ltd | 859 | Infrastructure | 21.87 | Staff Room | 6 | General Facility Space Group | 605 | General Facility - Common Room Staff access |  | Excellent | 0.00 | NO
National Wine Centre_NW02-National Wine Centre_Level 01_01.204A _ Office | NW-NW02-01-01.204A | NW02-01-01.204A-Office | National Wine Centre | NW | NW02 | National Wine Centre | 01 | Level 01 | 01.204A | 99983 | Commercial - National Wine Centre Pty Ltd | 859 | Infrastructure | 26.6 | Office | 1 | Office Space Group | 108 | Office - Professional/General Staff |  | Excellent | 0.00 | NO
National Wine Centre_NW02-National Wine Centre_Level 01_01.205 _ "Broughton Education Room" | NW-NW02-01-01.205 | NW02-01-01.205-"Broughton Education Room" | National Wine Centre | NW | NW02 | National Wine Centre | 01 | Level 01 | 01.205 | 99983 | Commercial - National Wine Centre Pty Ltd | 859 | Infrastructure | 73.81 | "Broughton Education Room" | 6 | General Facility Space Group | 601 | General Facility - Committee/Conference/Meeting room |  | Excellent | 0.00 | NO
National Wine Centre_NW02-National Wine Centre_Level 01_01.206 _ "Ferguson Education Room" | NW-NW02-01-01.206 | NW02-01-01.206-"Ferguson Education Room" | National Wine Centre | NW | NW02 | National Wine Centre | 01 | Level 01 | 01.206 | 99983 | Commercial - National Wine Centre Pty Ltd | 859 | Infrastructure | 73.04 | "Ferguson Education Room" | 6 | General Facility Space Group | 601 | General Facility - Committee/Conference/Meeting room |  | Excellent | 0.00 | NO
National Wine Centre_NW02-National Wine Centre_Level 01_01.207 _ Office | NW-NW02-01-01.207 | NW02-01-01.207-Office | National Wine Centre | NW | NW02 | National Wine Centre | 01 | Level 01 | 01.207 | 99983 | Commercial - National Wine Centre Pty Ltd | 859 | Infrastructure | 30.46 | Office | 1 | Office Space Group | 101 | Office - Academic Staff |  | Excellent | 0.00 | NO
National Wine Centre_NW02-National Wine Centre_Level 01_01.207A _ Office | NW-NW02-01-01.207A | NW02-01-01.207A-Office | National Wine Centre | NW | NW02 | National Wine Centre | 01 | Level 01 | 01.207A | 99983 | Commercial - National Wine Centre Pty Ltd | 859 | Infrastructure | 27.36 | Office | 1 | Office Space Group | 101 | Office - Academic Staff |  | Excellent | 0.00 | NO
National Wine Centre_NW02-National Wine Centre_Level 01_01.208 _ Corr. | NW-NW02-01-01.208 | NW02-01-01.208-Corr. | National Wine Centre | NW | NW02 | National Wine Centre | 01 | Level 01 | 01.208 | 99939 | Unusable Spaces | 99939 | Unusable Spaces | 11.85 | Corr. | 8 | Non Useable Floor Area Space Group | 805 | Non-usable - Circulation space |  | Unknown | 0.00 | NO
National Wine Centre_NW02-National Wine Centre_Level 01_01.210 _ A/L | NW-NW02-01-01.210 | NW02-01-01.210-A/L | National Wine Centre | NW | NW02 | National Wine Centre | 01 | Level 01 | 01.210 | 99939 | Unusable Spaces | 99939 | Unusable Spaces | 4.98 | A/L | 8 | Non Useable Floor Area Space Group | 835 | Non-usable - Toilets/Amenities - Other |  | Unknown | 0.00 | NO
National Wine Centre_NW02-National Wine Centre_Level 01_01.210A _ VSR | NW-NW02-01-01.210A | NW02-01-01.210A-VSR | National Wine Centre | NW | NW02 | National Wine Centre | 01 | Level 01 | 01.210A | 99939 | Unusable Spaces | 99939 | Unusable Spaces | 2.05 | VSR | 8 | Non Useable Floor Area Space Group | 840 | Non-usable - Service riser |  | Unknown | 0.00 | NO
National Wine Centre_NW02-National Wine Centre_Level 01_01.211 _ WC - F | NW-NW02-01-01.211 | NW02-01-01.211-WC - F | National Wine Centre | NW | NW02 | National Wine Centre | 01 | Level 01 | 01.211 | 99939 | Unusable Spaces | 99939 | Unusable Spaces | 20.53 | WC - F | 8 | Non Useable Floor Area Space Group | 820 | Non-usable - Toilets/Amenities - Female |  | Unknown | 0.00 | NO
National Wine Centre_NW02-National Wine Centre_Level 01_01.212 _ Cleaner | NW-NW02-01-01.212 | NW02-01-01.212-Cleaner | National Wine Centre | NW | NW02 | National Wine Centre | 01 | Level 01 | 01.212 | 99939 | Unusable Spaces | 99939 | Unusable Spaces | 2.39 | Cleaner | 8 | Non Useable Floor Area Space Group | 806 | Non-usable - Cleaners room |  | Unknown | 0.00 | NO
National Wine Centre_NW02-National Wine Centre_Level 01_01.216 _ A/L | NW-NW02-01-01.216 | NW02-01-01.216-A/L | National Wine Centre | NW | NW02 | National Wine Centre | 01 | Level 01 | 01.216 | 99939 | Unusable Spaces | 99939 | Unusable Spaces | 4.4 | A/L | 8 | Non Useable Floor Area Space Group | 835 | Non-usable - Toilets/Amenities - Other |  | Unknown | 0.00 | NO
National Wine Centre_NW02-National Wine Centre_Level 01_01.216A _ A/L | NW-NW02-01-01.216A | NW02-01-01.216A-A/L | National Wine Centre | NW | NW02 | National Wine Centre | 01 | Level 01 | 01.216A | 99939 | Unusable Spaces | 99939 | Unusable Spaces | 3.6 | A/L | 8 | Non Useable Floor Area Space Group | 835 | Non-usable - Toilets/Amenities - Other |  | Unknown | 0.00 | NO
National Wine Centre_NW02-National Wine Centre_Level 01_01.216B _ VSR | NW-NW02-01-01.216B | NW02-01-01.216B-VSR | National Wine Centre | NW | NW02 | National Wine Centre | 01 | Level 01 | 01.216B | 99939 | Unusable Spaces | 99939 | Unusable Spaces | 4.15 | VSR | 8 | Non Useable Floor Area Space Group | 840 | Non-usable - Service riser |  | Unknown | 0.00 | NO
National Wine Centre_NW02-National Wine Centre_Level 01_01.217 _ WC - Access | NW-NW02-01-01.217 | NW02-01-01.217-WC - Access | National Wine Centre | NW | NW02 | National Wine Centre | 01 | Level 01 | 01.217 | 99939 | Unusable Spaces | 99939 | Unusable Spaces | 6.34 | WC - Access | 8 | Non Useable Floor Area Space Group | 818 | Non-usable - Toilets/Amenities - Unisex Accessible |  | Unknown | 0.00 | NO
National Wine Centre_NW02-National Wine Centre_Level 01_01.217A _ VSR | NW-NW02-01-01.217A | NW02-01-01.217A-VSR | National Wine Centre | NW | NW02 | National Wine Centre | 01 | Level 01 | 01.217A | 99939 | Unusable Spaces | 99939 | Unusable Spaces | 0.35 | VSR | 8 | Non Useable Floor Area Space Group | 840 | Non-usable - Service riser |  | Unknown | 0.00 | NO
National Wine Centre_NW02-National Wine Centre_Level 01_01.218 _ WC - M | NW-NW02-01-01.218 | NW02-01-01.218-WC - M | National Wine Centre | NW | NW02 | National Wine Centre | 01 | Level 01 | 01.218 | 99939 | Unusable Spaces | 99939 | Unusable Spaces | 15.64 | WC - M | 8 | Non Useable Floor Area Space Group | 821 | Non-usable - Toilets/Amenities - Male |  | Unknown | 0.00 | NO
National Wine Centre_NW02-National Wine Centre_Level 01_01.233 _ Concourse | NW-NW02-01-01.233 | NW02-01-01.233-Concourse | National Wine Centre | NW | NW02 | National Wine Centre | 01 | Level 01 | 01.233 | 99939 | Unusable Spaces | 99939 | Unusable Spaces | 264.59 | Concourse | 8 | Non Useable Floor Area Space Group | 805 | Non-usable - Circulation space |  | Unknown | 0.00 | NO
National Wine Centre_NW02-National Wine Centre_Level 01_01.233A _ Reception | NW-NW02-01-01.233A | NW02-01-01.233A-Reception | National Wine Centre | NW | NW02 | National Wine Centre | 01 | Level 01 | 01.233A | 99939 | Unusable Spaces | 99939 | Unusable Spaces | 73.99 | Reception | 8 | Non Useable Floor Area Space Group | 805 | Non-usable - Circulation space |  | Unknown | 0.00 | NO
National Wine Centre_NW02-National Wine Centre_Level 01_01.234 _ Ramp | NW-NW02-01-01.234 | NW02-01-01.234-Ramp | National Wine Centre | NW | NW02 | National Wine Centre | 01 | Level 01 | 01.234 | 99939 | Unusable Spaces | 99939 | Unusable Spaces | 100.47 | Ramp | 8 | Non Useable Floor Area Space Group | 805 | Non-usable - Circulation space |  | Unknown | 0.00 | NO
National Wine Centre_NW02-National Wine Centre_Level 01_01.309 _ Foyer | NW-NW02-01-01.309 | NW02-01-01.309-Foyer | National Wine Centre | NW | NW02 | National Wine Centre | 01 | Level 01 | 01.309 | 99939 | Unusable Spaces | 99939 | Unusable Spaces | 84.98 | Foyer | 8 | Non Useable Floor Area Space Group | 805 | Non-usable - Circulation space |  | Unknown | 0.00 | NO
National Wine Centre_NW02-National Wine Centre_Level 01_01.311 _ "Hickinbotham Hall" | NW-NW02-01-01.311 | NW02-01-01.311-"Hickinbotham Hall" | National Wine Centre | NW | NW02 | National Wine Centre | 01 | Level 01 | 01.311 | 99983 | Commercial - National Wine Centre Pty Ltd | 859 | Infrastructure | 530.08 | "Hickinbotham Hall" | 6 | General Facility Space Group | 613 | General Facility - Assembly Hall/Auditorium |  | Excellent | 0.00 | NO
National Wine Centre_NW02-National Wine Centre_Level 01_01.311A _ AV Room | NW-NW02-01-01.311A | NW02-01-01.311A-AV Room | National Wine Centre | NW | NW02 | National Wine Centre | 01 | Level 01 | 01.311A | 850 | ITDS Branch Central Costs | 869 | Information Technology and Digital Services | 3.24 | AV Room | 4 | Ancillary Area Space Group | 412 | Ancillary Area - Lecture Theatre and seminar support room |  | Excellent | 0.00 | NO
National Wine Centre_NW02-National Wine Centre_Level 01_01.314 _ Great Hall - Store | NW-NW02-01-01.314 | NW02-01-01.314-Great Hall - Store | National Wine Centre | NW | NW02 | National Wine Centre | 01 | Level 01 | 01.314 | 99983 | Commercial - National Wine Centre Pty Ltd | 859 | Infrastructure | 14.06 | Great Hall - Store | 4 | Ancillary Area Space Group | 419 | Ancillary Area - Store Room - Generic |  | Excellent | 0.00 | NO
National Wine Centre_NW02-National Wine Centre_Level 02_011 _ Stair | NW-NW02-02-011 | NW02-02-011-Stair | National Wine Centre | NW | NW02 | National Wine Centre | 02 | Level 02 | 011 | 99939 | Unusable Spaces | 99939 | Unusable Spaces | 14.57 | Stair | 8 | Non Useable Floor Area Space Group | 805 | Non-usable - Circulation space |  | Unknown | 0.00 | NO
National Wine Centre_NW02-National Wine Centre_Level 02_02.012 _ Stair | NW-NW02-02-02.012 | NW02-02-02.012-Stair | National Wine Centre | NW | NW02 | National Wine Centre | 02 | Level 02 | 02.012 | 99939 | Unusable Spaces | 99939 | Unusable Spaces | 30.32 | Stair | 8 | Non Useable Floor Area Space Group | 805 | Non-usable - Circulation space |  | Unknown | 0.00 | NO
National Wine Centre_NW02-National Wine Centre_Level 02_02.022 _ Stair | NW-NW02-02-02.022 | NW02-02-02.022-Stair | National Wine Centre | NW | NW02 | National Wine Centre | 02 | Level 02 | 02.022 | 99939 | Unusable Spaces | 99939 | Unusable Spaces | 31.55 | Stair | 8 | Non Useable Floor Area Space Group | 805 | Non-usable - Circulation space |  | Unknown | 0.00 | NO
National Wine Centre_NW02-National Wine Centre_Level 02_02.023 _ Stair | NW-NW02-02-02.023 | NW02-02-02.023-Stair | National Wine Centre | NW | NW02 | National Wine Centre | 02 | Level 02 | 02.023 | 99939 | Unusable Spaces | 99939 | Unusable Spaces | 35.53 | Stair | 8 | Non Useable Floor Area Space Group | 805 | Non-usable - Circulation space |  | Unknown | 0.00 | NO
National Wine Centre_NW02-National Wine Centre_Level 02_02.104 _ Corr. | NW-NW02-02-02.104 | NW02-02-02.104-Corr. | National Wine Centre | NW | NW02 | National Wine Centre | 02 | Level 02 | 02.104 | 99939 | Unusable Spaces | 99939 | Unusable Spaces | 7.42 | Corr. | 8 | Non Useable Floor Area Space Group | 805 | Non-usable - Circulation space |  | Unknown | 0.00 | NO
National Wine Centre_NW02-National Wine Centre_Level 02_02.104A _ Mechanical Riser | NW-NW02-02-02.104A | NW02-02-02.104A-Mechanical Riser | National Wine Centre | NW | NW02 | National Wine Centre | 02 | Level 02 | 02.104A | 99939 | Unusable Spaces | 99939 | Unusable Spaces | 4.68 | Mechanical Riser | 8 | Non Useable Floor Area Space Group | 840 | Non-usable - Service riser |  | Unknown | 0.00 | NO
National Wine Centre_NW02-National Wine Centre_Level 02_02.106 _ Corr. | NW-NW02-02-02.106 | NW02-02-02.106-Corr. | National Wine Centre | NW | NW02 | National Wine Centre | 02 | Level 02 | 02.106 | 99939 | Unusable Spaces | 99939 | Unusable Spaces | 58.68 | Corr. | 8 | Non Useable Floor Area Space Group | 805 | Non-usable - Circulation space |  | Unknown | 0.00 | NO
National Wine Centre_NW02-National Wine Centre_Level 02_02.106A _ VSR | NW-NW02-02-02.106A | NW02-02-02.106A-VSR | National Wine Centre | NW | NW02 | National Wine Centre | 02 | Level 02 | 02.106A | 99939 | Unusable Spaces | 99939 | Unusable Spaces | 0.33 | VSR | 8 | Non Useable Floor Area Space Group | 840 | Non-usable - Service riser |  | Unknown | 0.00 | NO
National Wine Centre_NW02-National Wine Centre_Level 02_02.106B _ FHR | NW-NW02-02-02.106B | NW02-02-02.106B-FHR | National Wine Centre | NW | NW02 | National Wine Centre | 02 | Level 02 | 02.106B | 99939 | Unusable Spaces | 99939 | Unusable Spaces | 0.44 | FHR | 8 | Non Useable Floor Area Space Group | 840 | Non-usable - Service riser |  | Unknown | 0.00 | NO
National Wine Centre_NW02-National Wine Centre_Level 02_02.107 _ Corr. | NW-NW02-02-02.107 | NW02-02-02.107-Corr. | National Wine Centre | NW | NW02 | National Wine Centre | 02 | Level 02 | 02.107 | 99939 | Unusable Spaces | 99939 | Unusable Spaces | 31.71 | Corr. | 8 | Non Useable Floor Area Space Group | 805 | Non-usable - Circulation space |  | Unknown | 0.00 | NO
National Wine Centre_NW02-National Wine Centre_Level 02_02.108 _ FHR | NW-NW02-02-02.108 | NW02-02-02.108-FHR | National Wine Centre | NW | NW02 | National Wine Centre | 02 | Level 02 | 02.108 | 99939 | Unusable Spaces | 99939 | Unusable Spaces | 0.55 | FHR | 8 | Non Useable Floor Area Space Group | 840 | Non-usable - Service riser |  | Unknown | 0.00 | NO
National Wine Centre_NW02-National Wine Centre_Level 02_02.111 _ WC - F | NW-NW02-02-02.111 | NW02-02-02.111-WC - F | National Wine Centre | NW | NW02 | National Wine Centre | 02 | Level 02 | 02.111 | 99939 | Unusable Spaces | 99939 | Unusable Spaces | 13.35 | WC - F | 8 | Non Useable Floor Area Space Group | 820 | Non-usable - Toilets/Amenities - Female |  | Unknown | 0.00 | NO
National Wine Centre_NW02-National Wine Centre_Level 02_02.111A _ A/L | NW-NW02-02-02.111A | NW02-02-02.111A-A/L | National Wine Centre | NW | NW02 | National Wine Centre | 02 | Level 02 | 02.111A | 99939 | Unusable Spaces | 99939 | Unusable Spaces | 2.82 | A/L | 8 | Non Useable Floor Area Space Group | 835 | Non-usable - Toilets/Amenities - Other |  | Unknown | 0.00 | NO
National Wine Centre_NW02-National Wine Centre_Level 02_02.112 _ WC - Access | NW-NW02-02-02.112 | NW02-02-02.112-WC - Access | National Wine Centre | NW | NW02 | National Wine Centre | 02 | Level 02 | 02.112 | 99939 | Unusable Spaces | 99939 | Unusable Spaces | 4 | WC - Access | 8 | Non Useable Floor Area Space Group | 818 | Non-usable - Toilets/Amenities - Unisex Accessible |  | Unknown | 0.00 | NO
National Wine Centre_NW02-National Wine Centre_Level 02_02.113 _ WC - M | NW-NW02-02-02.113 | NW02-02-02.113-WC - M | National Wine Centre | NW | NW02 | National Wine Centre | 02 | Level 02 | 02.113 | 99939 | Unusable Spaces | 99939 | Unusable Spaces | 9.87 | WC - M | 8 | Non Useable Floor Area Space Group | 821 | Non-usable - Toilets/Amenities - Male |  | Unknown | 0.00 | NO
National Wine Centre_NW02-National Wine Centre_Level 02_02.113A _ A/L | NW-NW02-02-02.113A | NW02-02-02.113A-A/L | National Wine Centre | NW | NW02 | National Wine Centre | 02 | Level 02 | 02.113A | 99939 | Unusable Spaces | 99939 | Unusable Spaces | 2.32 | A/L | 8 | Non Useable Floor Area Space Group | 835 | Non-usable - Toilets/Amenities - Other |  | Unknown | 0.00 | NO
National Wine Centre_NW02-National Wine Centre_Level 02_02.113C _ Cleaner | NW-NW02-02-02.113C | NW02-02-02.113C-Cleaner | National Wine Centre | NW | NW02 | National Wine Centre | 02 | Level 02 | 02.113C | 99939 | Unusable Spaces | 99939 | Unusable Spaces | 0.95 | Cleaner | 8 | Non Useable Floor Area Space Group | 806 | Non-usable - Cleaners room |  | Unknown | 0.00 | NO
National Wine Centre_NW02-National Wine Centre_Level 02_02.116 _ A/L | NW-NW02-02-02.116 | NW02-02-02.116-A/L | National Wine Centre | NW | NW02 | National Wine Centre | 02 | Level 02 | 02.116 | 99939 | Unusable Spaces | 99939 | Unusable Spaces | 3.46 | A/L | 8 | Non Useable Floor Area Space Group | 805 | Non-usable - Circulation space |  | Unknown | 0.00 | NO
National Wine Centre_NW02-National Wine Centre_Level 02_02.122 _ Plantroom | NW-NW02-02-02.122 | NW02-02-02.122-Plantroom | National Wine Centre | NW | NW02 | National Wine Centre | 02 | Level 02 | 02.122 | 99939 | Unusable Spaces | 99939 | Unusable Spaces | 15.04 | Plantroom | 8 | Non Useable Floor Area Space Group | 811 | Non-usable - Plant room other |  | Unknown | 0.00 | NO
National Wine Centre_NW02-National Wine Centre_Level 02_02.123 _ Finishing Kitchen | NW-NW02-02-02.123 | NW02-02-02.123-Finishing Kitchen | National Wine Centre | NW | NW02 | National Wine Centre | 02 | Level 02 | 02.123 | 99983 | Commercial - National Wine Centre Pty Ltd | 859 | Infrastructure | 35.21 | Finishing Kitchen | 6 | General Facility Space Group | 608 | General Facility - Kitchen/Servery/Food Storage |  | Excellent | 0.00 | NO
National Wine Centre_NW02-National Wine Centre_Level 02_02.123A _ Kitchen Lobby | NW-NW02-02-02.123A | NW02-02-02.123A-Kitchen Lobby | National Wine Centre | NW | NW02 | National Wine Centre | 02 | Level 02 | 02.123A | 99939 | Unusable Spaces | 99939 | Unusable Spaces | 7.8 | Kitchen Lobby | 8 | Non Useable Floor Area Space Group | 805 | Non-usable - Circulation space |  | Unknown | 0.00 | NO
National Wine Centre_NW02-National Wine Centre_Level 02_02.124 _ DB | NW-NW02-02-02.124 | NW02-02-02.124-DB | National Wine Centre | NW | NW02 | National Wine Centre | 02 | Level 02 | 02.124 | 99939 | Unusable Spaces | 99939 | Unusable Spaces | 0.56 | DB | 8 | Non Useable Floor Area Space Group | 840 | Non-usable - Service riser |  | Unknown | 0.00 | NO
National Wine Centre_NW02-National Wine Centre_Level 02_02.125 _ Comms | NW-NW02-02-02.125 | NW02-02-02.125-Comms | National Wine Centre | NW | NW02 | National Wine Centre | 02 | Level 02 | 02.125 | 99939 | Unusable Spaces | 99939 | Unusable Spaces | 0.45 | Comms | 8 | Non Useable Floor Area Space Group | 840 | Non-usable - Service riser |  | Unknown | 0.00 | NO
National Wine Centre_NW02-National Wine Centre_Level 02_02.126 _ Plantroom | NW-NW02-02-02.126 | NW02-02-02.126-Plantroom | National Wine Centre | NW | NW02 | National Wine Centre | 02 | Level 02 | 02.126 | 99939 | Unusable Spaces | 99939 | Unusable Spaces | 26.48 | Plantroom | 8 | Non Useable Floor Area Space Group | 811 | Non-usable - Plant room other |  | Unknown | 0.00 | NO
National Wine Centre_NW02-National Wine Centre_Level 02_02.127 _ Corr. | NW-NW02-02-02.127 | NW02-02-02.127-Corr. | National Wine Centre | NW | NW02 | National Wine Centre | 02 | Level 02 | 02.127 | 99939 | Unusable Spaces | 99939 | Unusable Spaces | 10.76 | Corr. | 8 | Non Useable Floor Area Space Group | 805 | Non-usable - Circulation space |  | Unknown | 0.00 | NO
National Wine Centre_NW02-National Wine Centre_Level 02_02.127A _ Mechanical Riser | NW-NW02-02-02.127A | NW02-02-02.127A-Mechanical Riser | National Wine Centre | NW | NW02 | National Wine Centre | 02 | Level 02 | 02.127A | 99939 | Unusable Spaces | 99939 | Unusable Spaces | 3.72 | Mechanical Riser | 8 | Non Useable Floor Area Space Group | 840 | Non-usable - Service riser |  | Unknown | 0.00 | NO
National Wine Centre_NW02-National Wine Centre_Level 02_02.131 _ The Gallery | NW-NW02-02-02.131 | NW02-02-02.131-The Gallery | National Wine Centre | NW | NW02 | National Wine Centre | 02 | Level 02 | 02.131 | 99983 | Commercial - National Wine Centre Pty Ltd | 859 | Infrastructure | 47.29 | The Gallery | 6 | General Facility Space Group | 611 | General Facility - Commercial/Business/Retail Facilities |  | Excellent | 0.00 | NO
National Wine Centre_NW02-National Wine Centre_Level 02_02.132 _ The Gallery | NW-NW02-02-02.132 | NW02-02-02.132-The Gallery | National Wine Centre | NW | NW02 | National Wine Centre | 02 | Level 02 | 02.132 | 99983 | Commercial - National Wine Centre Pty Ltd | 859 | Infrastructure | 60.97 | The Gallery | 6 | General Facility Space Group | 611 | General Facility - Commercial/Business/Retail Facilities |  | Excellent | 0.00 | NO
National Wine Centre_NW02-National Wine Centre_Level 02_02.132A _ Operable Wall / Door Store | NW-NW02-02-02.132A | NW02-02-02.132A-Operable Wall / Door Store | National Wine Centre | NW | NW02 | National Wine Centre | 02 | Level 02 | 02.132A | 99939 | Unusable Spaces | 99939 | Unusable Spaces | 0.94 | Operable Wall / Door Store | 4 | Ancillary Area Space Group | 419 | Ancillary Area - Store Room - Generic |  | Unknown | 0.00 | NO
National Wine Centre_NW02-National Wine Centre_Level 02_02.133 _ The Gallery | NW-NW02-02-02.133 | NW02-02-02.133-The Gallery | National Wine Centre | NW | NW02 | National Wine Centre | 02 | Level 02 | 02.133 | 99983 | Commercial - National Wine Centre Pty Ltd | 859 | Infrastructure | 124.05 | The Gallery | 6 | General Facility Space Group | 611 | General Facility - Commercial/Business/Retail Facilities |  | Excellent | 0.00 | NO
National Wine Centre_NW02-National Wine Centre_Level 02_02.134 _ Stair / Lobby | NW-NW02-02-02.134 | NW02-02-02.134-Stair / Lobby | National Wine Centre | NW | NW02 | National Wine Centre | 02 | Level 02 | 02.134 | 99939 | Unusable Spaces | 99939 | Unusable Spaces | 20.81 | Stair / Lobby | 8 | Non Useable Floor Area Space Group | 805 | Non-usable - Circulation space |  | Unknown | 0.00 | NO
National Wine Centre_NW02-National Wine Centre_Level 02_02.135 _ Lift Lobby | NW-NW02-02-02.135 | NW02-02-02.135-Lift Lobby | National Wine Centre | NW | NW02 | National Wine Centre | 02 | Level 02 | 02.135 | 99939 | Unusable Spaces | 99939 | Unusable Spaces | 6 | Lift Lobby | 8 | Non Useable Floor Area Space Group | 805 | Non-usable - Circulation space |  | Unknown | 0.00 | NO
National Wine Centre_NW02-National Wine Centre_Level 02_02.201 _ Exhibition Hall 1 | NW-NW02-02-02.201 | NW02-02-02.201-Exhibition Hall 1 | National Wine Centre | NW | NW02 | National Wine Centre | 02 | Level 02 | 02.201 | 99983 | Commercial - National Wine Centre Pty Ltd | 859 | Infrastructure | 173.3 | Exhibition Hall 1 | 6 | General Facility Space Group | 613 | General Facility - Assembly Hall/Auditorium |  | Excellent | 0.00 | NO
National Wine Centre_NW02-National Wine Centre_Level 02_02.201A _ Store | NW-NW02-02-02.201A | NW02-02-02.201A-Store | National Wine Centre | NW | NW02 | National Wine Centre | 02 | Level 02 | 02.201A | 99966 | Unknown | 99939 | Unusable Spaces | 14.48 | Store | 4 | Ancillary Area Space Group | 419 | Ancillary Area - Store Room - Generic |  | Unknown | 0.00 | NO
National Wine Centre_NW02-National Wine Centre_Level 02_02.201B _ Store | NW-NW02-02-02.201B | NW02-02-02.201B-Store | National Wine Centre | NW | NW02 | National Wine Centre | 02 | Level 02 | 02.201B | 99966 | Unknown | 99939 | Unusable Spaces | 3 | Store | 4 | Ancillary Area Space Group | 419 | Ancillary Area - Store Room - Generic |  | Unknown | 0.00 | NO
National Wine Centre_NW02-National Wine Centre_Level 02_02.202 _ Linkage 1 | NW-NW02-02-02.202 | NW02-02-02.202-Linkage 1 | National Wine Centre | NW | NW02 | National Wine Centre | 02 | Level 02 | 02.202 | 99983 | Commercial - National Wine Centre Pty Ltd | 859 | Infrastructure | 39.25 | Linkage 1 | 8 | Non Useable Floor Area Space Group | 805 | Non-usable - Circulation space |  | Excellent | 0.00 | NO
National Wine Centre_NW02-National Wine Centre_Level 02_02.203 _ Exhibition Hall 2 | NW-NW02-02-02.203 | NW02-02-02.203-Exhibition Hall 2 | National Wine Centre | NW | NW02 | National Wine Centre | 02 | Level 02 | 02.203 | 99983 | Commercial - National Wine Centre Pty Ltd | 859 | Infrastructure | 186.53 | Exhibition Hall 2 | 6 | General Facility Space Group | 613 | General Facility - Assembly Hall/Auditorium |  | Excellent | 0.00 | NO
National Wine Centre_NW02-National Wine Centre_Level 02_02.203A _ Store | NW-NW02-02-02.203A | NW02-02-02.203A-Store | National Wine Centre | NW | NW02 | National Wine Centre | 02 | Level 02 | 02.203A | 99966 | Unknown | 99939 | Unusable Spaces | 20.64 | Store | 4 | Ancillary Area Space Group | 419 | Ancillary Area - Store Room - Generic |  | Unknown | 0.00 | NO
National Wine Centre_NW02-National Wine Centre_Level 02_02.203B _ VSR | NW-NW02-02-02.203B | NW02-02-02.203B-VSR | National Wine Centre | NW | NW02 | National Wine Centre | 02 | Level 02 | 02.203B | 99939 | Unusable Spaces | 99939 | Unusable Spaces | 9.97 | VSR | 8 | Non Useable Floor Area Space Group | 840 | Non-usable - Service riser |  | Unknown | 0.00 | NO
National Wine Centre_NW02-National Wine Centre_Level 02_02.203C _ VSR | NW-NW02-02-02.203C | NW02-02-02.203C-VSR | National Wine Centre | NW | NW02 | National Wine Centre | 02 | Level 02 | 02.203C | 99939 | Unusable Spaces | 99939 | Unusable Spaces | 0.12 | VSR | 8 | Non Useable Floor Area Space Group | 840 | Non-usable - Service riser |  | Unknown | 0.00 | NO
National Wine Centre_NW02-National Wine Centre_Level 02_02.203D _ VSR | NW-NW02-02-02.203D | NW02-02-02.203D-VSR | National Wine Centre | NW | NW02 | National Wine Centre | 02 | Level 02 | 02.203D | 99939 | Unusable Spaces | 99939 | Unusable Spaces | 0.12 | VSR | 8 | Non Useable Floor Area Space Group | 840 | Non-usable - Service riser |  | Unknown | 0.00 | NO
National Wine Centre_NW02-National Wine Centre_Level 02_02.204 _ Linkage 2 | NW-NW02-02-02.204 | NW02-02-02.204-Linkage 2 | National Wine Centre | NW | NW02 | National Wine Centre | 02 | Level 02 | 02.204 | 99983 | Commercial - National Wine Centre Pty Ltd | 859 | Infrastructure | 41.04 | Linkage 2 | 8 | Non Useable Floor Area Space Group | 805 | Non-usable - Circulation space |  | Excellent | 0.00 | NO
National Wine Centre_NW02-National Wine Centre_Level 02_02.205 _ Exhibition Hall 3 | NW-NW02-02-02.205 | NW02-02-02.205-Exhibition Hall 3 | National Wine Centre | NW | NW02 | National Wine Centre | 02 | Level 02 | 02.205 | 99983 | Commercial - National Wine Centre Pty Ltd | 859 | Infrastructure | 185.03 | Exhibition Hall 3 | 6 | General Facility Space Group | 613 | General Facility - Assembly Hall/Auditorium |  | Excellent | 0.00 | NO
National Wine Centre_NW02-National Wine Centre_Level 02_02.211 _ Bridge | NW-NW02-02-02.211 | NW02-02-02.211-Bridge | National Wine Centre | NW | NW02 | National Wine Centre | 02 | Level 02 | 02.211 | 99939 | Unusable Spaces | 99939 | Unusable Spaces | 27.2 | Bridge | 8 | Non Useable Floor Area Space Group | 805 | Non-usable - Circulation space |  | Unknown | 0.00 | NO
National Wine Centre_NW02-National Wine Centre_Level 02_02.212 _ Bridge | NW-NW02-02-02.212 | NW02-02-02.212-Bridge | National Wine Centre | NW | NW02 | National Wine Centre | 02 | Level 02 | 02.212 | 99939 | Unusable Spaces | 99939 | Unusable Spaces | 38.76 | Bridge | 8 | Non Useable Floor Area Space Group | 805 | Non-usable - Circulation space |  | Unknown | 0.00 | NO
National Wine Centre_NW02-National Wine Centre_Level 02_02.212A _ Ramp | NW-NW02-02-02.212A | NW02-02-02.212A-Ramp | National Wine Centre | NW | NW02 | National Wine Centre | 02 | Level 02 | 02.212A | 99939 | Unusable Spaces | 99939 | Unusable Spaces | 63.54 | Ramp | 8 | Non Useable Floor Area Space Group | 805 | Non-usable - Circulation space |  | Unknown | 0.00 | NO
National Wine Centre_NW02-National Wine Centre_Level 02_L1 _ Lift 1 | NW-NW02-02-L1 | NW02-02-L1-Lift 1 | National Wine Centre | NW | NW02 | National Wine Centre | 02 | Level 02 | L1 | 99939 | Unusable Spaces | 99939 | Unusable Spaces | 2.7 | Lift 1 | 8 | Non Useable Floor Area Space Group | 838 | Non-usable - Lift |  | Unknown | 0.00 | NO
National Wine Centre_NW02-National Wine Centre_Level 03_022 _ Stair | NW-NW02-03-022 | NW02-03-022-Stair | National Wine Centre | NW | NW02 | National Wine Centre | 03 | Level 03 | 022 | 99939 | Unusable Spaces | 99939 | Unusable Spaces | 7.81 | Stair | 8 | Non Useable Floor Area Space Group | 805 | Non-usable - Circulation space |  | Unknown | 0.00 | NO
National Wine Centre_NW02-National Wine Centre_Level 03_023 _ Stair | NW-NW02-03-023 | NW02-03-023-Stair | National Wine Centre | NW | NW02 | National Wine Centre | 03 | Level 03 | 023 | 99939 | Unusable Spaces | 99939 | Unusable Spaces | 14.11 | Stair | 8 | Non Useable Floor Area Space Group | 805 | Non-usable - Circulation space |  | Unknown | 0.00 | NO
National Wine Centre_NW02-National Wine Centre_Level 03_03.301 _ Plantroom - AHU | NW-NW02-03-03.301 | NW02-03-03.301-Plantroom - AHU | National Wine Centre | NW | NW02 | National Wine Centre | 03 | Level 03 | 03.301 | 99939 | Unusable Spaces | 99939 | Unusable Spaces | 26.52 | Plantroom - AHU | 8 | Non Useable Floor Area Space Group | 810 | Non-usable - Mechanical plant room |  | Unknown | 0.00 | NO
National Wine Centre_NW02-National Wine Centre_Level 03_03.302 _ Plantroom | NW-NW02-03-03.302 | NW02-03-03.302-Plantroom | National Wine Centre | NW | NW02 | National Wine Centre | 03 | Level 03 | 03.302 | 99939 | Unusable Spaces | 99939 | Unusable Spaces | 51.29 | Plantroom | 8 | Non Useable Floor Area Space Group | 811 | Non-usable - Plant room other |  | Unknown | 0.00 | NO
National Wine Centre_NW02-National Wine Centre_Level 03_03.303 _ Plantroom | NW-NW02-03-03.303 | NW02-03-03.303-Plantroom | National Wine Centre | NW | NW02 | National Wine Centre | 03 | Level 03 | 03.303 | 99939 | Unusable Spaces | 99939 | Unusable Spaces | 24.18 | Plantroom | 8 | Non Useable Floor Area Space Group | 811 | Non-usable - Plant room other |  | Unknown | 0.00 | NO
National Wine Centre_NW02-National Wine Centre_Level 03_03.304 _ Hot Water | NW-NW02-03-03.304 | NW02-03-03.304-Hot Water | National Wine Centre | NW | NW02 | National Wine Centre | 03 | Level 03 | 03.304 | 99939 | Unusable Spaces | 99939 | Unusable Spaces | 5.23 | Hot Water | 8 | Non Useable Floor Area Space Group | 811 | Non-usable - Plant room other |  | Unknown | 0.00 | NO
National Wine Centre_NW02-National Wine Centre_Level 03_03.321 _ Boiler Room | NW-NW02-03-03.321 | NW02-03-03.321-Boiler Room | National Wine Centre | NW | NW02 | National Wine Centre | 03 | Level 03 | 03.321 | 99939 | Unusable Spaces | 99939 | Unusable Spaces | 23.47 | Boiler Room | 8 | Non Useable Floor Area Space Group | 811 | Non-usable - Plant room other |  | Unknown | 0.00 | NO
National Wine Centre_NW02-National Wine Centre_Level 03_03.322 _ Cooling Tower Room | NW-NW02-03-03.322 | NW02-03-03.322-Cooling Tower Room | National Wine Centre | NW | NW02 | National Wine Centre | 03 | Level 03 | 03.322 | 99939 | Unusable Spaces | 99939 | Unusable Spaces | 45.46 | Cooling Tower Room | 8 | Non Useable Floor Area Space Group | 811 | Non-usable - Plant room other |  | Unknown | 0.00 | NO
National Wine Centre_NW02-National Wine Centre_Level 03_03.323 _ Plantroom - Mech | NW-NW02-03-03.323 | NW02-03-03.323-Plantroom - Mech | National Wine Centre | NW | NW02 | National Wine Centre | 03 | Level 03 | 03.323 | 99939 | Unusable Spaces | 99939 | Unusable Spaces | 57.97 | Plantroom - Mech | 8 | Non Useable Floor Area Space Group | 810 | Non-usable - Mechanical plant room |  | Unknown | 0.00 | NO
National Wine Centre_NW02-National Wine Centre_Level 03_03.326 _ Plantroom - Mech | NW-NW02-03-03.326 | NW02-03-03.326-Plantroom - Mech | National Wine Centre | NW | NW02 | National Wine Centre | 03 | Level 03 | 03.326 | 99939 | Unusable Spaces | 99939 | Unusable Spaces | 88.73 | Plantroom - Mech | 8 | Non Useable Floor Area Space Group | 810 | Non-usable - Mechanical plant room |  | Unknown | 0.00 | NO
National Wine Centre_NW02-National Wine Centre_Level 03_03.327 _ Plantroom - Mech | NW-NW02-03-03.327 | NW02-03-03.327-Plantroom - Mech | National Wine Centre | NW | NW02 | National Wine Centre | 03 | Level 03 | 03.327 | 99939 | Unusable Spaces | 99939 | Unusable Spaces | 77.5 | Plantroom - Mech | 8 | Non Useable Floor Area Space Group | 810 | Non-usable - Mechanical plant room |  | Unknown | 0.00 | NO
National Wine Centre_NW03-The Stables_Ground Floor_G.01 _ Education Services | NW-NW03-GN-G.01 | NW03-GN-G.01-Education Services | National Wine Centre | NW | NW03 | The Stables | GN | Ground Floor | G.01 | 99983 | Commercial - National Wine Centre Pty Ltd | 859 | Infrastructure | 55.62 | Education Services | 6 | General Facility Space Group | 608 | General Facility - Kitchen/Servery/Food Storage |  | Good | 0.00 | NO
National Wine Centre_NW03-The Stables_Ground Floor_G.02 _ Office | NW-NW03-GN-G.02 | NW03-GN-G.02-Office | National Wine Centre | NW | NW03 | The Stables | GN | Ground Floor | G.02 | 99983 | Commercial - National Wine Centre Pty Ltd | 859 | Infrastructure | 16.06 | Office | 1 | Office Space Group | 101 | Office - Academic Staff |  | Good | 0.00 | NO
National Wine Centre_NW03-The Stables_Ground Floor_G.03 _ Office | NW-NW03-GN-G.03 | NW03-GN-G.03-Office | National Wine Centre | NW | NW03 | The Stables | GN | Ground Floor | G.03 | 99983 | Commercial - National Wine Centre Pty Ltd | 859 | Infrastructure | 22.05 | Office | 1 | Office Space Group | 101 | Office - Academic Staff |  | Good | 0.00 | NO
National Wine Centre_NW04-Yarrabee House_First Floor_1.1 _ Meeting | NW-NW04-01-1.1 | NW04-01-1.1-Meeting | National Wine Centre | NW | NW04 | Yarrabee House | 01 | First Floor | 1.1 | 99983 | Commercial - National Wine Centre Pty Ltd | 859 | Infrastructure | 37.71 | Meeting | 6 | General Facility Space Group | 601 | General Facility - Committee/Conference/Meeting room |  | Adequate | 0.00 | NO
National Wine Centre_NW04-Yarrabee House_First Floor_1.2 _ Hall / Gallery | NW-NW04-01-1.2 | NW04-01-1.2-Hall / Gallery | National Wine Centre | NW | NW04 | Yarrabee House | 01 | First Floor | 1.2 | 99983 | Commercial - National Wine Centre Pty Ltd | 859 | Infrastructure | 29.32 | Hall / Gallery | 8 | Non Useable Floor Area Space Group | 805 | Non-usable - Circulation space |  | Adequate | 0.00 | NO
National Wine Centre_NW04-Yarrabee House_First Floor_1.2A _ Stair | NW-NW04-01-1.2A | NW04-01-1.2A-Stair | National Wine Centre | NW | NW04 | Yarrabee House | 01 | First Floor | 1.2A | 99939 | Unusable Spaces | 99939 | Unusable Spaces | 7.67 | Stair | 8 | Non Useable Floor Area Space Group | 805 | Non-usable - Circulation space |  | Unknown | 0.00 | NO
National Wine Centre_NW04-Yarrabee House_First Floor_1.3 _ Office | NW-NW04-01-1.3 | NW04-01-1.3-Office | National Wine Centre | NW | NW04 | Yarrabee House | 01 | First Floor | 1.3 | 99983 | Commercial - National Wine Centre Pty Ltd | 859 | Infrastructure | 15.25 | Office | 1 | Office Space Group | 101 | Office - Academic Staff |  | Adequate | 0.00 | NO
National Wine Centre_NW04-Yarrabee House_First Floor_1.4 _ Office | NW-NW04-01-1.4 | NW04-01-1.4-Office | National Wine Centre | NW | NW04 | Yarrabee House | 01 | First Floor | 1.4 | 99983 | Commercial - National Wine Centre Pty Ltd | 859 | Infrastructure | 11.68 | Office | 1 | Office Space Group | 101 | Office - Academic Staff |  | Adequate | 0.00 | NO
National Wine Centre_NW04-Yarrabee House_First Floor_1.5 _ Office | NW-NW04-01-1.5 | NW04-01-1.5-Office | National Wine Centre | NW | NW04 | Yarrabee House | 01 | First Floor | 1.5 | 99983 | Commercial - National Wine Centre Pty Ltd | 859 | Infrastructure | 10.09 | Office | 1 | Office Space Group | 101 | Office - Academic Staff |  | Adequate | 0.00 | NO
National Wine Centre_NW04-Yarrabee House_First Floor_1.6 _ Kitchen | NW-NW04-01-1.6 | NW04-01-1.6-Kitchen | National Wine Centre | NW | NW04 | Yarrabee House | 01 | First Floor | 1.6 | 99983 | Commercial - National Wine Centre Pty Ltd | 859 | Infrastructure | 3.7 | Kitchen | 6 | General Facility Space Group | 608 | General Facility - Kitchen/Servery/Food Storage |  | Adequate | 0.00 | NO
National Wine Centre_NW04-Yarrabee House_First Floor_1.7 _ Passage | NW-NW04-01-1.7 | NW04-01-1.7-Passage | National Wine Centre | NW | NW04 | Yarrabee House | 01 | First Floor | 1.7 | 99983 | Commercial - National Wine Centre Pty Ltd | 859 | Infrastructure | 8.89 | Passage | 8 | Non Useable Floor Area Space Group | 805 | Non-usable - Circulation space |  | Adequate | 0.00 | NO
National Wine Centre_NW04-Yarrabee House_First Floor_1.8 _ Office | NW-NW04-01-1.8 | NW04-01-1.8-Office | National Wine Centre | NW | NW04 | Yarrabee House | 01 | First Floor | 1.8 | 99983 | Commercial - National Wine Centre Pty Ltd | 859 | Infrastructure | 22.07 | Office | 1 | Office Space Group | 101 | Office - Academic Staff |  | Adequate | 0.00 | NO
National Wine Centre_NW04-Yarrabee House_First Floor_1.9 _ Office | NW-NW04-01-1.9 | NW04-01-1.9-Office | National Wine Centre | NW | NW04 | Yarrabee House | 01 | First Floor | 1.9 | 99983 | Commercial - National Wine Centre Pty Ltd | 859 | Infrastructure | 22.86 | Office | 1 | Office Space Group | 101 | Office - Academic Staff |  | Adequate | 0.00 | NO
National Wine Centre_NW04-Yarrabee House_Basement_B00 _ Stair | NW-NW04-BA-B00 | NW04-BA-B00-Stair | National Wine Centre | NW | NW04 | Yarrabee House | BA | Basement | B00 | 99939 | Unusable Spaces | 99939 | Unusable Spaces | 8.67 | Stair | 8 | Non Useable Floor Area Space Group | 805 | Non-usable - Circulation space |  | Unknown | 0.00 | NO
National Wine Centre_NW04-Yarrabee House_Basement_B00A _ space - under House | NW-NW04-BA-B00A | NW04-BA-B00A-space - under House | National Wine Centre | NW | NW04 | Yarrabee House | BA | Basement | B00A | 99983 | Commercial - National Wine Centre Pty Ltd | 859 | Infrastructure | 6.48 | space - under House | 8 | Non Useable Floor Area Space Group | 805 | Non-usable - Circulation space |  | Adequate | 0.00 | NO
National Wine Centre_NW04-Yarrabee House_Basement_B01 _ Corr. | NW-NW04-BA-B01 | NW04-BA-B01-Corr. | National Wine Centre | NW | NW04 | Yarrabee House | BA | Basement | B01 | 99983 | Commercial - National Wine Centre Pty Ltd | 859 | Infrastructure | 13.53 | Corr. | 8 | Non Useable Floor Area Space Group | 805 | Non-usable - Circulation space |  | Adequate | 0.00 | NO
National Wine Centre_NW04-Yarrabee House_Basement_B02 _ Store | NW-NW04-BA-B02 | NW04-BA-B02-Store | National Wine Centre | NW | NW04 | Yarrabee House | BA | Basement | B02 | 99983 | Commercial - National Wine Centre Pty Ltd | 859 | Infrastructure | 14.41 | Store | 4 | Ancillary Area Space Group | 419 | Ancillary Area - Store Room - Generic |  | Adequate | 0.00 | NO
National Wine Centre_NW04-Yarrabee House_Ground Floor_0.1 _ Office - ITS | NW-NW04-GN-0.1 | NW04-GN-0.1-Office - ITS | National Wine Centre | NW | NW04 | Yarrabee House | GN | Ground Floor | 0.1 | 99983 | Commercial - National Wine Centre Pty Ltd | 859 | Infrastructure | 22.79 | Office - ITS | 1 | Office Space Group | 108 | Office - Professional/General Staff |  | Adequate | 0.00 | NO
National Wine Centre_NW04-Yarrabee House_Ground Floor_0.10 _ Office | NW-NW04-GN-0.10 | NW04-GN-0.10-Office | National Wine Centre | NW | NW04 | Yarrabee House | GN | Ground Floor | 0.10 | 99983 | Commercial - National Wine Centre Pty Ltd | 859 | Infrastructure | 25.43 | Office | 1 | Office Space Group | 108 | Office - Professional/General Staff |  | Adequate | 0.00 | NO
National Wine Centre_NW04-Yarrabee House_Ground Floor_0.11 _ Office | NW-NW04-GN-0.11 | NW04-GN-0.11-Office | National Wine Centre | NW | NW04 | Yarrabee House | GN | Ground Floor | 0.11 | 99983 | Commercial - National Wine Centre Pty Ltd | 859 | Infrastructure | 26.21 | Office | 1 | Office Space Group | 108 | Office - Professional/General Staff |  | Adequate | 0.00 | NO
National Wine Centre_NW04-Yarrabee House_Ground Floor_0.12 _ Lobby | NW-NW04-GN-0.12 | NW04-GN-0.12-Lobby | National Wine Centre | NW | NW04 | Yarrabee House | GN | Ground Floor | 0.12 | 99939 | Unusable Spaces | 99939 | Unusable Spaces | 8.77 | Lobby | 8 | Non Useable Floor Area Space Group | 805 | Non-usable - Circulation space |  | Unknown | 0.00 | NO
National Wine Centre_NW04-Yarrabee House_Ground Floor_0.13 _ Hall | NW-NW04-GN-0.13 | NW04-GN-0.13-Hall | National Wine Centre | NW | NW04 | Yarrabee House | GN | Ground Floor | 0.13 | 99939 | Unusable Spaces | 99939 | Unusable Spaces | 23.38 | Hall | 8 | Non Useable Floor Area Space Group | 805 | Non-usable - Circulation space |  | Unknown | 0.00 | NO
National Wine Centre_NW04-Yarrabee House_Ground Floor_0.13A _ Stair | NW-NW04-GN-0.13A | NW04-GN-0.13A-Stair | National Wine Centre | NW | NW04 | Yarrabee House | GN | Ground Floor | 0.13A | 99939 | Unusable Spaces | 99939 | Unusable Spaces | 2.36 | Stair | 8 | Non Useable Floor Area Space Group | 805 | Non-usable - Circulation space |  | Unknown | 0.00 | NO
National Wine Centre_NW04-Yarrabee House_Ground Floor_0.2 _ Passage | NW-NW04-GN-0.2 | NW04-GN-0.2-Passage | National Wine Centre | NW | NW04 | Yarrabee House | GN | Ground Floor | 0.2 | 99983 | Commercial - National Wine Centre Pty Ltd | 859 | Infrastructure | 3.4 | Passage | 8 | Non Useable Floor Area Space Group | 805 | Non-usable - Circulation space |  | Adequate | 0.00 | NO
National Wine Centre_NW04-Yarrabee House_Ground Floor_0.2A _ Store | NW-NW04-GN-0.2A | NW04-GN-0.2A-Store | National Wine Centre | NW | NW04 | Yarrabee House | GN | Ground Floor | 0.2A | 99983 | Commercial - National Wine Centre Pty Ltd | 859 | Infrastructure | 1.05 | Store | 4 | Ancillary Area Space Group | 419 | Ancillary Area - Store Room - Generic |  | Adequate | 0.00 | NO
National Wine Centre_NW04-Yarrabee House_Ground Floor_0.3 _ Kitchen - small | NW-NW04-GN-0.3 | NW04-GN-0.3-Kitchen - small | National Wine Centre | NW | NW04 | Yarrabee House | GN | Ground Floor | 0.3 | 99983 | Commercial - National Wine Centre Pty Ltd | 859 | Infrastructure | 3.49 | Kitchen - small | 6 | General Facility Space Group | 608 | General Facility - Kitchen/Servery/Food Storage |  | Adequate | 0.00 | NO
National Wine Centre_NW04-Yarrabee House_Ground Floor_0.4 _ Office - Research Interns & PHD | NW-NW04-GN-0.4 | NW04-GN-0.4-Office - Research Interns & PHD | National Wine Centre | NW | NW04 | Yarrabee House | GN | Ground Floor | 0.4 | 99983 | Commercial - National Wine Centre Pty Ltd | 859 | Infrastructure | 15.25 | Office - Research Interns & PHD | 1 | Office Space Group | 102 | Office - Research Staff |  | Adequate | 0.00 | NO
National Wine Centre_NW04-Yarrabee House_Ground Floor_0.5 _ WC - M | NW-NW04-GN-0.5 | NW04-GN-0.5-WC - M | National Wine Centre | NW | NW04 | Yarrabee House | GN | Ground Floor | 0.5 | 99939 | Unusable Spaces | 99939 | Unusable Spaces | 4.69 | WC - M | 8 | Non Useable Floor Area Space Group | 821 | Non-usable - Toilets/Amenities - Male |  | Unknown | 0.00 | NO
National Wine Centre_NW04-Yarrabee House_Ground Floor_0.6 _ Sun Room | NW-NW04-GN-0.6 | NW04-GN-0.6-Sun Room | National Wine Centre | NW | NW04 | Yarrabee House | GN | Ground Floor | 0.6 | 99983 | Commercial - National Wine Centre Pty Ltd | 859 | Infrastructure | 3.69 | Sun Room | 6 | General Facility Space Group | 604 | General Facility - Common Room General Access |  | Adequate | 0.00 | NO
National Wine Centre_NW04-Yarrabee House_Ground Floor_0.7 _ Rear Hall | NW-NW04-GN-0.7 | NW04-GN-0.7-Rear Hall | National Wine Centre | NW | NW04 | Yarrabee House | GN | Ground Floor | 0.7 | 99939 | Unusable Spaces | 99939 | Unusable Spaces | 9.01 | Rear Hall | 8 | Non Useable Floor Area Space Group | 805 | Non-usable - Circulation space |  | Unknown | 0.00 | NO
National Wine Centre_NW04-Yarrabee House_Ground Floor_0.8 _ Office | NW-NW04-GN-0.8 | NW04-GN-0.8-Office | National Wine Centre | NW | NW04 | Yarrabee House | GN | Ground Floor | 0.8 | 99983 | Commercial - National Wine Centre Pty Ltd | 859 | Infrastructure | 25.35 | Office | 1 | Office Space Group | 101 | Office - Academic Staff |  | Adequate | 0.00 | NO
National Wine Centre_NW05-National Wine Centre - Glasshouse_Ground_G.01 _ Glasshouse | NW-NW05-GN-G.01 | NW05-GN-G.01-Glasshouse | National Wine Centre | NW | NW05 | National Wine Centre - Glasshouse | GN | Ground | G.01 | 285 | School of Biological Sciences | 285 | School of Biological Sciences | 52.44 | Glasshouse | 4 | Ancillary Area Space Group | 407 | Ancillary Area - Glasshouse/Greenhouse |  | Barely Adequate | 0.00 | NO
Port Augusta_PA01-Port Augusta Learning Centre_Ground Floor_G101 _ Reception | PA-PA01-GN-G101 | PA01-GN-G101-Reception | Port Augusta | PA | PA01 | Port Augusta Learning Centre | GN | Ground Floor | G101 | 99996 | Vacant | 859 | Infrastructure | 26.47 | Reception | 1 | Office Space Group | 118 | Open Plan - Reception Area |  | Unknown | 0.00 | NO
Port Augusta_PA01-Port Augusta Learning Centre_Ground Floor_G102 _ Waiting | PA-PA01-GN-G102 | PA01-GN-G102-Waiting | Port Augusta | PA | PA01 | Port Augusta Learning Centre | GN | Ground Floor | G102 | 99996 | Vacant | 859 | Infrastructure | 16.89 | Waiting | 6 | General Facility Space Group | 623 | General Facility - Waiting Area/Foyer/Reception Area |  | Unknown | 0.00 | NO
Port Augusta_PA01-Port Augusta Learning Centre_Ground Floor_G103 _ Utility | PA-PA01-GN-G103 | PA01-GN-G103-Utility | Port Augusta | PA | PA01 | Port Augusta Learning Centre | GN | Ground Floor | G103 | 99996 | Vacant | 859 | Infrastructure | 12.06 | Utility | 6 | General Facility Space Group | 603 | General Facility - Resource room |  | Unknown | 0.00 | NO
Port Augusta_PA01-Port Augusta Learning Centre_Ground Floor_G104 _ Open Office - Workstations | PA-PA01-GN-G104 | PA01-GN-G104-Open Office - Workstations | Port Augusta | PA | PA01 | Port Augusta Learning Centre | GN | Ground Floor | G104 | 99996 | Vacant | 859 | Infrastructure | 25.48 | Open Office - Workstations | 1 | Office Space Group | 108 | Office - Professional/General Staff |  | Unknown | 0.00 | NO
Port Augusta_PA01-Port Augusta Learning Centre_Ground Floor_G104A _ Workstation | PA-PA01-GN-G104A | PA01-GN-G104A-Workstation | Port Augusta | PA | PA01 | Port Augusta Learning Centre | GN | Ground Floor | G104A | 639 | Wirltu Yarlu Aboriginal Educ | 639 | Indigenous Education | 3.24 | Workstation | 1 | Office Space Group | 111 | Open Plan - Specific type not defined |  | Unknown | 0.00 | NO
Port Augusta_PA01-Port Augusta Learning Centre_Ground Floor_G105 _ Store / Corridor | PA-PA01-GN-G105 | PA01-GN-G105-Store / Corridor | Port Augusta | PA | PA01 | Port Augusta Learning Centre | GN | Ground Floor | G105 | 99939 | Unusable Spaces | 99939 | Unusable Spaces | 2.44 | Store / Corridor | 8 | Non Useable Floor Area Space Group | 805 | Non-usable - Circulation space |  | Unknown | 0.00 | NO
Port Augusta_PA01-Port Augusta Learning Centre_Ground Floor_G105A _ Bathroom | PA-PA01-GN-G105A | PA01-GN-G105A-Bathroom | Port Augusta | PA | PA01 | Port Augusta Learning Centre | GN | Ground Floor | G105A | 99939 | Unusable Spaces | 99939 | Unusable Spaces | 0.92 | Bathroom | 8 | Non Useable Floor Area Space Group | 835 | Non-usable - Toilets/Amenities - Other |  | Unknown | 0.00 | NO
Port Augusta_PA01-Port Augusta Learning Centre_Ground Floor_G106 _ Meeting - shared | PA-PA01-GN-G106 | PA01-GN-G106-Meeting - shared | Port Augusta | PA | PA01 | Port Augusta Learning Centre | GN | Ground Floor | G106 | 99996 | Vacant | 859 | Infrastructure | 5.79 | Meeting - shared | 6 | General Facility Space Group | 601 | General Facility - Committee/Conference/Meeting room |  | Unknown | 0.00 | NO
Port Augusta_PA01-Port Augusta Learning Centre_Ground Floor_G107 _ Store / Comms | PA-PA01-GN-G107 | PA01-GN-G107-Store / Comms | Port Augusta | PA | PA01 | Port Augusta Learning Centre | GN | Ground Floor | G107 | 99996 | Vacant | 859 | Infrastructure | 7.35 | Store / Comms | 4 | Ancillary Area Space Group | 419 | Ancillary Area - Store Room - Generic |  | Unknown | 0.00 | NO
Port Augusta_PA01-Port Augusta Learning Centre_Ground Floor_G109 _ Corr. | PA-PA01-GN-G109 | PA01-GN-G109-Corr. | Port Augusta | PA | PA01 | Port Augusta Learning Centre | GN | Ground Floor | G109 | 99996 | Vacant | 859 | Infrastructure | 7.28 | Corr. | 8 | Non Useable Floor Area Space Group | 805 | Non-usable - Circulation space |  | Unknown | 0.00 | NO
Port Augusta_PA01-Port Augusta Learning Centre_Ground Floor_G110 _ Video Conference Room - Shared | PA-PA01-GN-G110 | PA01-GN-G110-Video Conference Room - Shared | Port Augusta | PA | PA01 | Port Augusta Learning Centre | GN | Ground Floor | G110 | 99996 | Vacant | 859 | Infrastructure | 16.6 | Video Conference Room - Shared | 5 | Library, IT and Learning Space Group | 503 | Library and Learning - Audio visual media room |  | Unknown | 0.00 | NO
Port Augusta_PA01-Port Augusta Learning Centre_Ground Floor_G111 _ Open Office - Workstations | PA-PA01-GN-G111 | PA01-GN-G111-Open Office - Workstations | Port Augusta | PA | PA01 | Port Augusta Learning Centre | GN | Ground Floor | G111 | 99996 | Vacant | 859 | Infrastructure | 42.28 | Open Office - Workstations | 1 | Office Space Group | 101 | Office - Academic Staff |  | Unknown | 0.00 | NO
Port Augusta_PA01-Port Augusta Learning Centre_Ground Floor_G112 _ Office 1 | PA-PA01-GN-G112 | PA01-GN-G112-Office 1 | Port Augusta | PA | PA01 | Port Augusta Learning Centre | GN | Ground Floor | G112 | 99996 | Vacant | 859 | Infrastructure | 10.52 | Office 1 | 1 | Office Space Group | 108 | Office - Professional/General Staff |  | Unknown | 0.00 | NO
Port Augusta_PA01-Port Augusta Learning Centre_Ground Floor_G113 _ Corr. | PA-PA01-GN-G113 | PA01-GN-G113-Corr. | Port Augusta | PA | PA01 | Port Augusta Learning Centre | GN | Ground Floor | G113 | 99996 | Vacant | 859 | Infrastructure | 15.61 | Corr. | 8 | Non Useable Floor Area Space Group | 805 | Non-usable - Circulation space |  | Unknown | 0.00 | NO
Port Augusta_PA01-Port Augusta Learning Centre_Ground Floor_G114 _ Staff Kitchen | PA-PA01-GN-G114 | PA01-GN-G114-Staff Kitchen | Port Augusta | PA | PA01 | Port Augusta Learning Centre | GN | Ground Floor | G114 | 99996 | Vacant | 859 | Infrastructure | 6.99 | Staff Kitchen | 6 | General Facility Space Group | 608 | General Facility - Kitchen/Servery/Food Storage |  | Unknown | 0.00 | NO
Port Augusta_PA01-Port Augusta Learning Centre_Ground Floor_G114A _ WC - Staff | PA-PA01-GN-G114A | PA01-GN-G114A-WC - Staff | Port Augusta | PA | PA01 | Port Augusta Learning Centre | GN | Ground Floor | G114A | 99996 | Vacant | 859 | Infrastructure | 2.07 | WC - Staff | 8 | Non Useable Floor Area Space Group | 835 | Non-usable - Toilets/Amenities - Other |  | Unknown | 0.00 | NO
Port Augusta_PA01-Port Augusta Learning Centre_Ground Floor_G115 _ WC - Access | PA-PA01-GN-G115 | PA01-GN-G115-WC - Access | Port Augusta | PA | PA01 | Port Augusta Learning Centre | GN | Ground Floor | G115 | 99939 | Unusable Spaces | 99939 | Unusable Spaces | 5.26 | WC - Access | 8 | Non Useable Floor Area Space Group | 818 | Non-usable - Toilets/Amenities - Unisex Accessible |  | Unknown | 0.00 | NO
Port Augusta_PA01-Port Augusta Learning Centre_Ground Floor_G116 _ WC - M | PA-PA01-GN-G116 | PA01-GN-G116-WC - M | Port Augusta | PA | PA01 | Port Augusta Learning Centre | GN | Ground Floor | G116 | 99996 | Vacant | 859 | Infrastructure | 7.17 | WC - M | 8 | Non Useable Floor Area Space Group | 821 | Non-usable - Toilets/Amenities - Male |  | Unknown | 0.00 | NO
Port Augusta_PA01-Port Augusta Learning Centre_Ground Floor_G117 _ WC - F | PA-PA01-GN-G117 | PA01-GN-G117-WC - F | Port Augusta | PA | PA01 | Port Augusta Learning Centre | GN | Ground Floor | G117 | 99996 | Vacant | 859 | Infrastructure | 7.17 | WC - F | 8 | Non Useable Floor Area Space Group | 820 | Non-usable - Toilets/Amenities - Female |  | Unknown | 0.00 | NO
Port Augusta_PA01-Port Augusta Learning Centre_Ground Floor_G118 _ Office 4 | PA-PA01-GN-G118 | PA01-GN-G118-Office 4 | Port Augusta | PA | PA01 | Port Augusta Learning Centre | GN | Ground Floor | G118 | 99996 | Vacant | 859 | Infrastructure | 9.93 | Office 4 | 1 | Office Space Group | 108 | Office - Professional/General Staff |  | Unknown | 0.00 | NO
Port Augusta_PA01-Port Augusta Learning Centre_Ground Floor_G119 _ Office 5 | PA-PA01-GN-G119 | PA01-GN-G119-Office 5 | Port Augusta | PA | PA01 | Port Augusta Learning Centre | GN | Ground Floor | G119 | 99996 | Vacant | 859 | Infrastructure | 9.8 | Office 5 | 1 | Office Space Group | 108 | Office - Professional/General Staff |  | Unknown | 0.00 | NO
Port Augusta_PA01-Port Augusta Learning Centre_Ground Floor_G120 _ Office 6 | PA-PA01-GN-G120 | PA01-GN-G120-Office 6 | Port Augusta | PA | PA01 | Port Augusta Learning Centre | GN | Ground Floor | G120 | 99996 | Vacant | 859 | Infrastructure | 9.63 | Office 6 | 1 | Office Space Group | 108 | Office - Professional/General Staff |  | Unknown | 0.00 | NO
Port Augusta_PA01-Port Augusta Learning Centre_Ground Floor_G121 _ Student Lounge | PA-PA01-GN-G121 | PA01-GN-G121-Student Lounge | Port Augusta | PA | PA01 | Port Augusta Learning Centre | GN | Ground Floor | G121 | 99996 | Vacant | 859 | Infrastructure | 41.92 | Student Lounge | 5 | Library, IT and Learning Space Group | 517 | Informal Learning |  | Unknown | 0.00 | NO
Port Augusta_PA01-Port Augusta Learning Centre_Ground Floor_G122 _ Deck (UCA) | PA-PA01-GN-G122 | PA01-GN-G122-Deck (UCA) | Port Augusta | PA | PA01 | Port Augusta Learning Centre | GN | Ground Floor | G122 | 99996 | Vacant | 859 | Infrastructure | 30.75 | Deck (UCA) | 8 | Non Useable Floor Area Space Group | 839 | Non-usable - Verandah/Balcony |  | Unknown | 0.00 | NO
Port Augusta_PA01-Port Augusta Learning Centre_Ground Floor_G123 _ Classroom 2 | PA-PA01-GN-G123 | PA01-GN-G123-Classroom 2 | Port Augusta | PA | PA01 | Port Augusta Learning Centre | GN | Ground Floor | G123 | 99996 | Vacant | 859 | Infrastructure | 39.08 | Classroom 2 | 2 | Teaching Space Group | 206 | Lecture/Seminar/Tutorial/Class Room (<30) Flat Floor |  | Unknown | 0.00 | NO
Port Augusta_PA01-Port Augusta Learning Centre_Ground Floor_G124 _ Classroom 1 - Shared | PA-PA01-GN-G124 | PA01-GN-G124-Classroom 1 - Shared | Port Augusta | PA | PA01 | Port Augusta Learning Centre | GN | Ground Floor | G124 | 99996 | Vacant | 859 | Infrastructure | 39.26 | Classroom 1 - Shared | 6 | General Facility Space Group | 609 | General Facility - Recreation Room/Lounge/Bar/Social space |  | Unknown | 0.00 | NO
Port Augusta_PA01-Port Augusta Learning Centre_Ground Floor_G125 _ Corr. | PA-PA01-GN-G125 | PA01-GN-G125-Corr. | Port Augusta | PA | PA01 | Port Augusta Learning Centre | GN | Ground Floor | G125 | 99996 | Vacant | 859 | Infrastructure | 10.33 | Corr. | 8 | Non Useable Floor Area Space Group | 805 | Non-usable - Circulation space |  | Unknown | 0.00 | NO
Port Augusta_PA01-Port Augusta Learning Centre_Ground Floor_G126 _ Office | PA-PA01-GN-G126 | PA01-GN-G126-Office | Port Augusta | PA | PA01 | Port Augusta Learning Centre | GN | Ground Floor | G126 | 99996 | Vacant | 859 | Infrastructure | 11.14 | Office | 1 | Office Space Group | 108 | Office - Professional/General Staff |  | Unknown | 0.00 | NO
Port Augusta_PA01-Port Augusta Learning Centre_Ground Floor_G127 _ Office | PA-PA01-GN-G127 | PA01-GN-G127-Office | Port Augusta | PA | PA01 | Port Augusta Learning Centre | GN | Ground Floor | G127 | 99996 | Vacant | 859 | Infrastructure | 11.14 | Office | 1 | Office Space Group | 108 | Office - Professional/General Staff |  | Unknown | 0.00 | NO
Port Augusta_PA03-Port Augusta Res-BarrySt82_Ground Floor_19.01 _ Lounge | PA-PA03-GN-19.01 | PA03-GN-19.01-Lounge | Port Augusta | PA | PA03 | Port Augusta Res-BarrySt82 | GN | Ground Floor | 19.01 | 384 | Medicine | 384 | Adelaide Medical School | 18 | Lounge | 7 | Residential Accommodation Space Group | 700 | Residential - Specific type not defined |  | Unknown | 0.00 | NO
Port Augusta_PA03-Port Augusta Res-BarrySt82_Ground Floor_19.02 _ Kitchen | PA-PA03-GN-19.02 | PA03-GN-19.02-Kitchen | Port Augusta | PA | PA03 | Port Augusta Res-BarrySt82 | GN | Ground Floor | 19.02 | 384 | Medicine | 384 | Adelaide Medical School | 7.14 | Kitchen | 7 | Residential Accommodation Space Group | 700 | Residential - Specific type not defined |  | Unknown | 0.00 | NO
Port Augusta_PA03-Port Augusta Res-BarrySt82_Ground Floor_19.03 _ Passage | PA-PA03-GN-19.03 | PA03-GN-19.03-Passage | Port Augusta | PA | PA03 | Port Augusta Res-BarrySt82 | GN | Ground Floor | 19.03 | 384 | Medicine | 384 | Adelaide Medical School | 1.53 | Passage | 7 | Residential Accommodation Space Group | 700 | Residential - Specific type not defined |  | Unknown | 0.00 | NO
Port Augusta_PA03-Port Augusta Res-BarrySt82_Ground Floor_19.03A _ Linen | PA-PA03-GN-19.03A | PA03-GN-19.03A-Linen | Port Augusta | PA | PA03 | Port Augusta Res-BarrySt82 | GN | Ground Floor | 19.03A | 384 | Medicine | 384 | Adelaide Medical School | 0.54 | Linen | 7 | Residential Accommodation Space Group | 700 | Residential - Specific type not defined |  | Unknown | 0.00 | NO
Port Augusta_PA03-Port Augusta Res-BarrySt82_Ground Floor_19.04 _ Bathroom | PA-PA03-GN-19.04 | PA03-GN-19.04-Bathroom | Port Augusta | PA | PA03 | Port Augusta Res-BarrySt82 | GN | Ground Floor | 19.04 | 384 | Medicine | 384 | Adelaide Medical School | 5.29 | Bathroom | 7 | Residential Accommodation Space Group | 700 | Residential - Specific type not defined |  | Unknown | 0.00 | NO
Port Augusta_PA03-Port Augusta Res-BarrySt82_Ground Floor_19.05 _ Bedroom 2 | PA-PA03-GN-19.05 | PA03-GN-19.05-Bedroom 2 | Port Augusta | PA | PA03 | Port Augusta Res-BarrySt82 | GN | Ground Floor | 19.05 | 384 | Medicine | 384 | Adelaide Medical School | 7.92 | Bedroom 2 | 7 | Residential Accommodation Space Group | 700 | Residential - Specific type not defined |  | Unknown | 0.00 | NO
Port Augusta_PA03-Port Augusta Res-BarrySt82_Ground Floor_19.05A _ BIR | PA-PA03-GN-19.05A | PA03-GN-19.05A-BIR | Port Augusta | PA | PA03 | Port Augusta Res-BarrySt82 | GN | Ground Floor | 19.05A | 384 | Medicine | 384 | Adelaide Medical School | 0.55 | BIR | 7 | Residential Accommodation Space Group | 700 | Residential - Specific type not defined |  | Unknown | 0.00 | NO
Port Augusta_PA03-Port Augusta Res-BarrySt82_Ground Floor_19.06 _ Bedroom 1 | PA-PA03-GN-19.06 | PA03-GN-19.06-Bedroom 1 | Port Augusta | PA | PA03 | Port Augusta Res-BarrySt82 | GN | Ground Floor | 19.06 | 384 | Medicine | 384 | Adelaide Medical School | 11.37 | Bedroom 1 | 7 | Residential Accommodation Space Group | 700 | Residential - Specific type not defined |  | Unknown | 0.00 | NO
Port Augusta_PA03-Port Augusta Res-BarrySt82_Ground Floor_19.06A _ BIR | PA-PA03-GN-19.06A | PA03-GN-19.06A-BIR | Port Augusta | PA | PA03 | Port Augusta Res-BarrySt82 | GN | Ground Floor | 19.06A | 384 | Medicine | 384 | Adelaide Medical School | 0.74 | BIR | 7 | Residential Accommodation Space Group | 700 | Residential - Specific type not defined |  | Unknown | 0.00 | NO
Port Augusta_PA03-Port Augusta Res-BarrySt82_Ground Floor_20.01 _ Lounge | PA-PA03-GN-20.01 | PA03-GN-20.01-Lounge | Port Augusta | PA | PA03 | Port Augusta Res-BarrySt82 | GN | Ground Floor | 20.01 | 384 | Medicine | 384 | Adelaide Medical School | 18 | Lounge | 7 | Residential Accommodation Space Group | 700 | Residential - Specific type not defined |  | Unknown | 0.00 | NO
Port Augusta_PA03-Port Augusta Res-BarrySt82_Ground Floor_20.02 _ Kitchen | PA-PA03-GN-20.02 | PA03-GN-20.02-Kitchen | Port Augusta | PA | PA03 | Port Augusta Res-BarrySt82 | GN | Ground Floor | 20.02 | 384 | Medicine | 384 | Adelaide Medical School | 7.14 | Kitchen | 7 | Residential Accommodation Space Group | 700 | Residential - Specific type not defined |  | Unknown | 0.00 | NO
Port Augusta_PA03-Port Augusta Res-BarrySt82_Ground Floor_20.03 _ Passage | PA-PA03-GN-20.03 | PA03-GN-20.03-Passage | Port Augusta | PA | PA03 | Port Augusta Res-BarrySt82 | GN | Ground Floor | 20.03 | 384 | Medicine | 384 | Adelaide Medical School | 1.53 | Passage | 7 | Residential Accommodation Space Group | 700 | Residential - Specific type not defined |  | Unknown | 0.00 | NO
Port Augusta_PA03-Port Augusta Res-BarrySt82_Ground Floor_20.03A _ Linen | PA-PA03-GN-20.03A | PA03-GN-20.03A-Linen | Port Augusta | PA | PA03 | Port Augusta Res-BarrySt82 | GN | Ground Floor | 20.03A | 384 | Medicine | 384 | Adelaide Medical School | 0.54 | Linen | 7 | Residential Accommodation Space Group | 700 | Residential - Specific type not defined |  | Unknown | 0.00 | NO
Port Augusta_PA03-Port Augusta Res-BarrySt82_Ground Floor_20.04 _ Bedroom 1 | PA-PA03-GN-20.04 | PA03-GN-20.04-Bedroom 1 | Port Augusta | PA | PA03 | Port Augusta Res-BarrySt82 | GN | Ground Floor | 20.04 | 384 | Medicine | 384 | Adelaide Medical School | 11.37 | Bedroom 1 | 7 | Residential Accommodation Space Group | 700 | Residential - Specific type not defined |  | Unknown | 0.00 | NO
Port Augusta_PA03-Port Augusta Res-BarrySt82_Ground Floor_20.04A _ BIR | PA-PA03-GN-20.04A | PA03-GN-20.04A-BIR | Port Augusta | PA | PA03 | Port Augusta Res-BarrySt82 | GN | Ground Floor | 20.04A | 384 | Medicine | 384 | Adelaide Medical School | 0.74 | BIR | 7 | Residential Accommodation Space Group | 700 | Residential - Specific type not defined |  | Unknown | 0.00 | NO
Port Augusta_PA03-Port Augusta Res-BarrySt82_Ground Floor_20.05 _ Bedroom 2 | PA-PA03-GN-20.05 | PA03-GN-20.05-Bedroom 2 | Port Augusta | PA | PA03 | Port Augusta Res-BarrySt82 | GN | Ground Floor | 20.05 | 384 | Medicine | 384 | Adelaide Medical School | 7.92 | Bedroom 2 | 7 | Residential Accommodation Space Group | 700 | Residential - Specific type not defined |  | Unknown | 0.00 | NO
Port Augusta_PA03-Port Augusta Res-BarrySt82_Ground Floor_20.05A _ BIR | PA-PA03-GN-20.05A | PA03-GN-20.05A-BIR | Port Augusta | PA | PA03 | Port Augusta Res-BarrySt82 | GN | Ground Floor | 20.05A | 384 | Medicine | 384 | Adelaide Medical School | 0.55 | BIR | 7 | Residential Accommodation Space Group | 700 | Residential - Specific type not defined |  | Unknown | 0.00 | NO
Port Augusta_PA03-Port Augusta Res-BarrySt82_Ground Floor_20.06 _ Bathroom | PA-PA03-GN-20.06 | PA03-GN-20.06-Bathroom | Port Augusta | PA | PA03 | Port Augusta Res-BarrySt82 | GN | Ground Floor | 20.06 | 384 | Medicine | 384 | Adelaide Medical School | 5.29 | Bathroom | 7 | Residential Accommodation Space Group | 700 | Residential - Specific type not defined |  | Unknown | 0.00 | NO
Port Augusta_PA03-Port Augusta Res-BarrySt82_Ground Floor_21.01 _ Lounge | PA-PA03-GN-21.01 | PA03-GN-21.01-Lounge | Port Augusta | PA | PA03 | Port Augusta Res-BarrySt82 | GN | Ground Floor | 21.01 | 384 | Medicine | 384 | Adelaide Medical School | 18 | Lounge | 7 | Residential Accommodation Space Group | 700 | Residential - Specific type not defined |  | Unknown | 0.00 | NO
Port Augusta_PA03-Port Augusta Res-BarrySt82_Ground Floor_21.02 _ Kitchen | PA-PA03-GN-21.02 | PA03-GN-21.02-Kitchen | Port Augusta | PA | PA03 | Port Augusta Res-BarrySt82 | GN | Ground Floor | 21.02 | 384 | Medicine | 384 | Adelaide Medical School | 7.14 | Kitchen | 7 | Residential Accommodation Space Group | 700 | Residential - Specific type not defined |  | Unknown | 0.00 | NO
Port Augusta_PA03-Port Augusta Res-BarrySt82_Ground Floor_21.03 _ Passage | PA-PA03-GN-21.03 | PA03-GN-21.03-Passage | Port Augusta | PA | PA03 | Port Augusta Res-BarrySt82 | GN | Ground Floor | 21.03 | 384 | Medicine | 384 | Adelaide Medical School | 1.53 | Passage | 7 | Residential Accommodation Space Group | 700 | Residential - Specific type not defined |  | Unknown | 0.00 | NO
Port Augusta_PA03-Port Augusta Res-BarrySt82_Ground Floor_21.03A _ Linen | PA-PA03-GN-21.03A | PA03-GN-21.03A-Linen | Port Augusta | PA | PA03 | Port Augusta Res-BarrySt82 | GN | Ground Floor | 21.03A | 384 | Medicine | 384 | Adelaide Medical School | 0.54 | Linen | 7 | Residential Accommodation Space Group | 700 | Residential - Specific type not defined |  | Unknown | 0.00 | NO
Port Augusta_PA03-Port Augusta Res-BarrySt82_Ground Floor_21.04 _ Bathroom | PA-PA03-GN-21.04 | PA03-GN-21.04-Bathroom | Port Augusta | PA | PA03 | Port Augusta Res-BarrySt82 | GN | Ground Floor | 21.04 | 384 | Medicine | 384 | Adelaide Medical School | 5.29 | Bathroom | 7 | Residential Accommodation Space Group | 700 | Residential - Specific type not defined |  | Unknown | 0.00 | NO
Port Augusta_PA03-Port Augusta Res-BarrySt82_Ground Floor_21.05 _ Bedroom 2 | PA-PA03-GN-21.05 | PA03-GN-21.05-Bedroom 2 | Port Augusta | PA | PA03 | Port Augusta Res-BarrySt82 | GN | Ground Floor | 21.05 | 384 | Medicine | 384 | Adelaide Medical School | 7.92 | Bedroom 2 | 7 | Residential Accommodation Space Group | 700 | Residential - Specific type not defined |  | Unknown | 0.00 | NO
Port Augusta_PA03-Port Augusta Res-BarrySt82_Ground Floor_21.05A _ BIR | PA-PA03-GN-21.05A | PA03-GN-21.05A-BIR | Port Augusta | PA | PA03 | Port Augusta Res-BarrySt82 | GN | Ground Floor | 21.05A | 384 | Medicine | 384 | Adelaide Medical School | 0.55 | BIR | 7 | Residential Accommodation Space Group | 700 | Residential - Specific type not defined |  | Unknown | 0.00 | NO
Port Augusta_PA03-Port Augusta Res-BarrySt82_Ground Floor_21.06 _ Bedroom 1 | PA-PA03-GN-21.06 | PA03-GN-21.06-Bedroom 1 | Port Augusta | PA | PA03 | Port Augusta Res-BarrySt82 | GN | Ground Floor | 21.06 | 384 | Medicine | 384 | Adelaide Medical School | 11.37 | Bedroom 1 | 7 | Residential Accommodation Space Group | 700 | Residential - Specific type not defined |  | Unknown | 0.00 | NO
Port Augusta_PA03-Port Augusta Res-BarrySt82_Ground Floor_21.06A _ BIR | PA-PA03-GN-21.06A | PA03-GN-21.06A-BIR | Port Augusta | PA | PA03 | Port Augusta Res-BarrySt82 | GN | Ground Floor | 21.06A | 384 | Medicine | 384 | Adelaide Medical School | 0.74 | BIR | 7 | Residential Accommodation Space Group | 700 | Residential - Specific type not defined |  | Unknown | 0.00 | NO
Port Augusta_PA03-Port Augusta Res-BarrySt82_Ground Floor_22.01 _ Lounge | PA-PA03-GN-22.01 | PA03-GN-22.01-Lounge | Port Augusta | PA | PA03 | Port Augusta Res-BarrySt82 | GN | Ground Floor | 22.01 | 384 | Medicine | 384 | Adelaide Medical School | 18 | Lounge | 7 | Residential Accommodation Space Group | 700 | Residential - Specific type not defined |  | Unknown | 0.00 | NO
Port Augusta_PA03-Port Augusta Res-BarrySt82_Ground Floor_22.02 _ Kitchen | PA-PA03-GN-22.02 | PA03-GN-22.02-Kitchen | Port Augusta | PA | PA03 | Port Augusta Res-BarrySt82 | GN | Ground Floor | 22.02 | 384 | Medicine | 384 | Adelaide Medical School | 7.14 | Kitchen | 7 | Residential Accommodation Space Group | 700 | Residential - Specific type not defined |  | Unknown | 0.00 | NO
Port Augusta_PA03-Port Augusta Res-BarrySt82_Ground Floor_22.03 _ Passage | PA-PA03-GN-22.03 | PA03-GN-22.03-Passage | Port Augusta | PA | PA03 | Port Augusta Res-BarrySt82 | GN | Ground Floor | 22.03 | 384 | Medicine | 384 | Adelaide Medical School | 1.53 | Passage | 7 | Residential Accommodation Space Group | 700 | Residential - Specific type not defined |  | Unknown | 0.00 | NO
Port Augusta_PA03-Port Augusta Res-BarrySt82_Ground Floor_22.03A _ Linen | PA-PA03-GN-22.03A | PA03-GN-22.03A-Linen | Port Augusta | PA | PA03 | Port Augusta Res-BarrySt82 | GN | Ground Floor | 22.03A | 384 | Medicine | 384 | Adelaide Medical School | 0.54 | Linen | 7 | Residential Accommodation Space Group | 700 | Residential - Specific type not defined |  | Unknown | 0.00 | NO
Port Augusta_PA03-Port Augusta Res-BarrySt82_Ground Floor_22.04 _ Bedroom 1 | PA-PA03-GN-22.04 | PA03-GN-22.04-Bedroom 1 | Port Augusta | PA | PA03 | Port Augusta Res-BarrySt82 | GN | Ground Floor | 22.04 | 384 | Medicine | 384 | Adelaide Medical School | 11.37 | Bedroom 1 | 7 | Residential Accommodation Space Group | 700 | Residential - Specific type not defined |  | Unknown | 0.00 | NO
Port Augusta_PA03-Port Augusta Res-BarrySt82_Ground Floor_22.04A _ BIR | PA-PA03-GN-22.04A | PA03-GN-22.04A-BIR | Port Augusta | PA | PA03 | Port Augusta Res-BarrySt82 | GN | Ground Floor | 22.04A | 384 | Medicine | 384 | Adelaide Medical School | 0.74 | BIR | 7 | Residential Accommodation Space Group | 700 | Residential - Specific type not defined |  | Unknown | 0.00 | NO
Port Augusta_PA03-Port Augusta Res-BarrySt82_Ground Floor_22.05 _ Bedroom 2 | PA-PA03-GN-22.05 | PA03-GN-22.05-Bedroom 2 | Port Augusta | PA | PA03 | Port Augusta Res-BarrySt82 | GN | Ground Floor | 22.05 | 384 | Medicine | 384 | Adelaide Medical School | 7.92 | Bedroom 2 | 7 | Residential Accommodation Space Group | 700 | Residential - Specific type not defined |  | Unknown | 0.00 | NO
Port Augusta_PA03-Port Augusta Res-BarrySt82_Ground Floor_22.05A _ BIR | PA-PA03-GN-22.05A | PA03-GN-22.05A-BIR | Port Augusta | PA | PA03 | Port Augusta Res-BarrySt82 | GN | Ground Floor | 22.05A | 384 | Medicine | 384 | Adelaide Medical School | 0.55 | BIR | 7 | Residential Accommodation Space Group | 700 | Residential - Specific type not defined |  | Unknown | 0.00 | NO
Port Augusta_PA03-Port Augusta Res-BarrySt82_Ground Floor_22.06 _ Bathroom | PA-PA03-GN-22.06 | PA03-GN-22.06-Bathroom | Port Augusta | PA | PA03 | Port Augusta Res-BarrySt82 | GN | Ground Floor | 22.06 | 384 | Medicine | 384 | Adelaide Medical School | 5.29 | Bathroom | 7 | Residential Accommodation Space Group | 700 | Residential - Specific type not defined |  | Unknown | 0.00 | NO
Port Augusta_PA03-Port Augusta Res-BarrySt82_Ground Floor_23.01 _ Lounge | PA-PA03-GN-23.01 | PA03-GN-23.01-Lounge | Port Augusta | PA | PA03 | Port Augusta Res-BarrySt82 | GN | Ground Floor | 23.01 | 384 | Medicine | 384 | Adelaide Medical School | 18 | Lounge | 7 | Residential Accommodation Space Group | 700 | Residential - Specific type not defined |  | Unknown | 0.00 | NO
Port Augusta_PA03-Port Augusta Res-BarrySt82_Ground Floor_23.02 _ Kitchen | PA-PA03-GN-23.02 | PA03-GN-23.02-Kitchen | Port Augusta | PA | PA03 | Port Augusta Res-BarrySt82 | GN | Ground Floor | 23.02 | 384 | Medicine | 384 | Adelaide Medical School | 7.14 | Kitchen | 7 | Residential Accommodation Space Group | 700 | Residential - Specific type not defined |  | Unknown | 0.00 | NO
Port Augusta_PA03-Port Augusta Res-BarrySt82_Ground Floor_23.03 _ Passage | PA-PA03-GN-23.03 | PA03-GN-23.03-Passage | Port Augusta | PA | PA03 | Port Augusta Res-BarrySt82 | GN | Ground Floor | 23.03 | 384 | Medicine | 384 | Adelaide Medical School | 1.53 | Passage | 7 | Residential Accommodation Space Group | 700 | Residential - Specific type not defined |  | Unknown | 0.00 | NO
Port Augusta_PA03-Port Augusta Res-BarrySt82_Ground Floor_23.03A _ Linen | PA-PA03-GN-23.03A | PA03-GN-23.03A-Linen | Port Augusta | PA | PA03 | Port Augusta Res-BarrySt82 | GN | Ground Floor | 23.03A | 384 | Medicine | 384 | Adelaide Medical School | 0.54 | Linen | 7 | Residential Accommodation Space Group | 700 | Residential - Specific type not defined |  | Unknown | 0.00 | NO
Port Augusta_PA03-Port Augusta Res-BarrySt82_Ground Floor_23.04 _ Bathroom | PA-PA03-GN-23.04 | PA03-GN-23.04-Bathroom | Port Augusta | PA | PA03 | Port Augusta Res-BarrySt82 | GN | Ground Floor | 23.04 | 384 | Medicine | 384 | Adelaide Medical School | 5.29 | Bathroom | 7 | Residential Accommodation Space Group | 700 | Residential - Specific type not defined |  | Unknown | 0.00 | NO
Port Augusta_PA03-Port Augusta Res-BarrySt82_Ground Floor_23.05 _ Bedroom 2 | PA-PA03-GN-23.05 | PA03-GN-23.05-Bedroom 2 | Port Augusta | PA | PA03 | Port Augusta Res-BarrySt82 | GN | Ground Floor | 23.05 | 384 | Medicine | 384 | Adelaide Medical School | 7.92 | Bedroom 2 | 7 | Residential Accommodation Space Group | 700 | Residential - Specific type not defined |  | Unknown | 0.00 | NO
Port Augusta_PA03-Port Augusta Res-BarrySt82_Ground Floor_23.05A _ BIR | PA-PA03-GN-23.05A | PA03-GN-23.05A-BIR | Port Augusta | PA | PA03 | Port Augusta Res-BarrySt82 | GN | Ground Floor | 23.05A | 384 | Medicine | 384 | Adelaide Medical School | 0.55 | BIR | 7 | Residential Accommodation Space Group | 700 | Residential - Specific type not defined |  | Unknown | 0.00 | NO
Port Augusta_PA03-Port Augusta Res-BarrySt82_Ground Floor_23.06 _ Bedroom 1 | PA-PA03-GN-23.06 | PA03-GN-23.06-Bedroom 1 | Port Augusta | PA | PA03 | Port Augusta Res-BarrySt82 | GN | Ground Floor | 23.06 | 384 | Medicine | 384 | Adelaide Medical School | 11.37 | Bedroom 1 | 7 | Residential Accommodation Space Group | 700 | Residential - Specific type not defined |  | Unknown | 0.00 | NO
Port Augusta_PA03-Port Augusta Res-BarrySt82_Ground Floor_23.06A _ BIR | PA-PA03-GN-23.06A | PA03-GN-23.06A-BIR | Port Augusta | PA | PA03 | Port Augusta Res-BarrySt82 | GN | Ground Floor | 23.06A | 384 | Medicine | 384 | Adelaide Medical School | 0.74 | BIR | 7 | Residential Accommodation Space Group | 700 | Residential - Specific type not defined |  | Unknown | 0.00 | NO
Port Augusta_PA03-Port Augusta Res-BarrySt82_Ground Floor_24.01 _ Lounge | PA-PA03-GN-24.01 | PA03-GN-24.01-Lounge | Port Augusta | PA | PA03 | Port Augusta Res-BarrySt82 | GN | Ground Floor | 24.01 | 384 | Medicine | 384 | Adelaide Medical School | 18 | Lounge | 7 | Residential Accommodation Space Group | 700 | Residential - Specific type not defined |  | Unknown | 0.00 | NO
Port Augusta_PA03-Port Augusta Res-BarrySt82_Ground Floor_24.02 _ Kitchen | PA-PA03-GN-24.02 | PA03-GN-24.02-Kitchen | Port Augusta | PA | PA03 | Port Augusta Res-BarrySt82 | GN | Ground Floor | 24.02 | 384 | Medicine | 384 | Adelaide Medical School | 7.14 | Kitchen | 7 | Residential Accommodation Space Group | 700 | Residential - Specific type not defined |  | Unknown | 0.00 | NO
Port Augusta_PA03-Port Augusta Res-BarrySt82_Ground Floor_24.03 _ Passage | PA-PA03-GN-24.03 | PA03-GN-24.03-Passage | Port Augusta | PA | PA03 | Port Augusta Res-BarrySt82 | GN | Ground Floor | 24.03 | 384 | Medicine | 384 | Adelaide Medical School | 1.53 | Passage | 7 | Residential Accommodation Space Group | 700 | Residential - Specific type not defined |  | Unknown | 0.00 | NO
Port Augusta_PA03-Port Augusta Res-BarrySt82_Ground Floor_24.03A _ Linen | PA-PA03-GN-24.03A | PA03-GN-24.03A-Linen | Port Augusta | PA | PA03 | Port Augusta Res-BarrySt82 | GN | Ground Floor | 24.03A | 384 | Medicine | 384 | Adelaide Medical School | 0.54 | Linen | 7 | Residential Accommodation Space Group | 700 | Residential - Specific type not defined |  | Unknown | 0.00 | NO
Port Augusta_PA03-Port Augusta Res-BarrySt82_Ground Floor_24.04 _ Bedroom 1 | PA-PA03-GN-24.04 | PA03-GN-24.04-Bedroom 1 | Port Augusta | PA | PA03 | Port Augusta Res-BarrySt82 | GN | Ground Floor | 24.04 | 384 | Medicine | 384 | Adelaide Medical School | 11.37 | Bedroom 1 | 7 | Residential Accommodation Space Group | 700 | Residential - Specific type not defined |  | Unknown | 0.00 | NO
Port Augusta_PA03-Port Augusta Res-BarrySt82_Ground Floor_24.04A _ BIR | PA-PA03-GN-24.04A | PA03-GN-24.04A-BIR | Port Augusta | PA | PA03 | Port Augusta Res-BarrySt82 | GN | Ground Floor | 24.04A | 384 | Medicine | 384 | Adelaide Medical School | 0.74 | BIR | 7 | Residential Accommodation Space Group | 700 | Residential - Specific type not defined |  | Unknown | 0.00 | NO
Port Augusta_PA03-Port Augusta Res-BarrySt82_Ground Floor_24.05 _ Bedroom 2 | PA-PA03-GN-24.05 | PA03-GN-24.05-Bedroom 2 | Port Augusta | PA | PA03 | Port Augusta Res-BarrySt82 | GN | Ground Floor | 24.05 | 384 | Medicine | 384 | Adelaide Medical School | 7.92 | Bedroom 2 | 7 | Residential Accommodation Space Group | 700 | Residential - Specific type not defined |  | Unknown | 0.00 | NO
Port Augusta_PA03-Port Augusta Res-BarrySt82_Ground Floor_24.05A _ BIR | PA-PA03-GN-24.05A | PA03-GN-24.05A-BIR | Port Augusta | PA | PA03 | Port Augusta Res-BarrySt82 | GN | Ground Floor | 24.05A | 384 | Medicine | 384 | Adelaide Medical School | 0.55 | BIR | 7 | Residential Accommodation Space Group | 700 | Residential - Specific type not defined |  | Unknown | 0.00 | NO
Port Augusta_PA03-Port Augusta Res-BarrySt82_Ground Floor_24.06 _ Bathroom | PA-PA03-GN-24.06 | PA03-GN-24.06-Bathroom | Port Augusta | PA | PA03 | Port Augusta Res-BarrySt82 | GN | Ground Floor | 24.06 | 384 | Medicine | 384 | Adelaide Medical School | 5.29 | Bathroom | 7 | Residential Accommodation Space Group | 700 | Residential - Specific type not defined |  | Unknown | 0.00 | NO
Port Augusta_PA04-Port Augusta Res-BarrySt84_Ground Floor_13.01 _ Lounge | PA-PA04-GN-13.01 | PA04-GN-13.01-Lounge | Port Augusta | PA | PA04 | Port Augusta Res-BarrySt84 | GN | Ground Floor | 13.01 | 384 | Medicine | 384 | Adelaide Medical School | 18 | Lounge | 7 | Residential Accommodation Space Group | 700 | Residential - Specific type not defined |  | Unknown | 0.00 | NO
Port Augusta_PA04-Port Augusta Res-BarrySt84_Ground Floor_13.02 _ Kitchen | PA-PA04-GN-13.02 | PA04-GN-13.02-Kitchen | Port Augusta | PA | PA04 | Port Augusta Res-BarrySt84 | GN | Ground Floor | 13.02 | 384 | Medicine | 384 | Adelaide Medical School | 7.14 | Kitchen | 7 | Residential Accommodation Space Group | 700 | Residential - Specific type not defined |  | Unknown | 0.00 | NO
Port Augusta_PA04-Port Augusta Res-BarrySt84_Ground Floor_13.03 _ Passage | PA-PA04-GN-13.03 | PA04-GN-13.03-Passage | Port Augusta | PA | PA04 | Port Augusta Res-BarrySt84 | GN | Ground Floor | 13.03 | 384 | Medicine | 384 | Adelaide Medical School | 1.53 | Passage | 7 | Residential Accommodation Space Group | 700 | Residential - Specific type not defined |  | Unknown | 0.00 | NO
Port Augusta_PA04-Port Augusta Res-BarrySt84_Ground Floor_13.03A _ Linen | PA-PA04-GN-13.03A | PA04-GN-13.03A-Linen | Port Augusta | PA | PA04 | Port Augusta Res-BarrySt84 | GN | Ground Floor | 13.03A | 384 | Medicine | 384 | Adelaide Medical School | 0.54 | Linen | 7 | Residential Accommodation Space Group | 700 | Residential - Specific type not defined |  | Unknown | 0.00 | NO
Port Augusta_PA04-Port Augusta Res-BarrySt84_Ground Floor_13.04 _ Bathroom | PA-PA04-GN-13.04 | PA04-GN-13.04-Bathroom | Port Augusta | PA | PA04 | Port Augusta Res-BarrySt84 | GN | Ground Floor | 13.04 | 384 | Medicine | 384 | Adelaide Medical School | 5.29 | Bathroom | 7 | Residential Accommodation Space Group | 700 | Residential - Specific type not defined |  | Unknown | 0.00 | NO
Port Augusta_PA04-Port Augusta Res-BarrySt84_Ground Floor_13.05 _ Bedroom 2 | PA-PA04-GN-13.05 | PA04-GN-13.05-Bedroom 2 | Port Augusta | PA | PA04 | Port Augusta Res-BarrySt84 | GN | Ground Floor | 13.05 | 384 | Medicine | 384 | Adelaide Medical School | 7.92 | Bedroom 2 | 7 | Residential Accommodation Space Group | 700 | Residential - Specific type not defined |  | Unknown | 0.00 | NO
Port Augusta_PA04-Port Augusta Res-BarrySt84_Ground Floor_13.05A _ BIR | PA-PA04-GN-13.05A | PA04-GN-13.05A-BIR | Port Augusta | PA | PA04 | Port Augusta Res-BarrySt84 | GN | Ground Floor | 13.05A | 384 | Medicine | 384 | Adelaide Medical School | 0.55 | BIR | 7 | Residential Accommodation Space Group | 700 | Residential - Specific type not defined |  | Unknown | 0.00 | NO
Port Augusta_PA04-Port Augusta Res-BarrySt84_Ground Floor_13.06 _ Bedroom 1 | PA-PA04-GN-13.06 | PA04-GN-13.06-Bedroom 1 | Port Augusta | PA | PA04 | Port Augusta Res-BarrySt84 | GN | Ground Floor | 13.06 | 384 | Medicine | 384 | Adelaide Medical School | 11.37 | Bedroom 1 | 7 | Residential Accommodation Space Group | 700 | Residential - Specific type not defined |  | Unknown | 0.00 | NO
Port Augusta_PA04-Port Augusta Res-BarrySt84_Ground Floor_13.06A _ BIR | PA-PA04-GN-13.06A | PA04-GN-13.06A-BIR | Port Augusta | PA | PA04 | Port Augusta Res-BarrySt84 | GN | Ground Floor | 13.06A | 384 | Medicine | 384 | Adelaide Medical School | 0.74 | BIR | 7 | Residential Accommodation Space Group | 700 | Residential - Specific type not defined |  | Unknown | 0.00 | NO
Port Augusta_PA04-Port Augusta Res-BarrySt84_Ground Floor_14.01 _ Lounge | PA-PA04-GN-14.01 | PA04-GN-14.01-Lounge | Port Augusta | PA | PA04 | Port Augusta Res-BarrySt84 | GN | Ground Floor | 14.01 | 384 | Medicine | 384 | Adelaide Medical School | 18 | Lounge | 7 | Residential Accommodation Space Group | 700 | Residential - Specific type not defined |  | Unknown | 0.00 | NO
Port Augusta_PA04-Port Augusta Res-BarrySt84_Ground Floor_14.02 _ Kitchen | PA-PA04-GN-14.02 | PA04-GN-14.02-Kitchen | Port Augusta | PA | PA04 | Port Augusta Res-BarrySt84 | GN | Ground Floor | 14.02 | 384 | Medicine | 384 | Adelaide Medical School | 7.14 | Kitchen | 7 | Residential Accommodation Space Group | 700 | Residential - Specific type not defined |  | Unknown | 0.00 | NO
Port Augusta_PA04-Port Augusta Res-BarrySt84_Ground Floor_14.03 _ Passage | PA-PA04-GN-14.03 | PA04-GN-14.03-Passage | Port Augusta | PA | PA04 | Port Augusta Res-BarrySt84 | GN | Ground Floor | 14.03 | 384 | Medicine | 384 | Adelaide Medical School | 1.53 | Passage | 7 | Residential Accommodation Space Group | 700 | Residential - Specific type not defined |  | Unknown | 0.00 | NO
Port Augusta_PA04-Port Augusta Res-BarrySt84_Ground Floor_14.03A _ Linen | PA-PA04-GN-14.03A | PA04-GN-14.03A-Linen | Port Augusta | PA | PA04 | Port Augusta Res-BarrySt84 | GN | Ground Floor | 14.03A | 384 | Medicine | 384 | Adelaide Medical School | 0.54 | Linen | 7 | Residential Accommodation Space Group | 700 | Residential - Specific type not defined |  | Unknown | 0.00 | NO
Port Augusta_PA04-Port Augusta Res-BarrySt84_Ground Floor_14.04 _ Bedroom 1 | PA-PA04-GN-14.04 | PA04-GN-14.04-Bedroom 1 | Port Augusta | PA | PA04 | Port Augusta Res-BarrySt84 | GN | Ground Floor | 14.04 | 384 | Medicine | 384 | Adelaide Medical School | 11.37 | Bedroom 1 | 7 | Residential Accommodation Space Group | 700 | Residential - Specific type not defined |  | Unknown | 0.00 | NO
Port Augusta_PA04-Port Augusta Res-BarrySt84_Ground Floor_14.04A _ BIR | PA-PA04-GN-14.04A | PA04-GN-14.04A-BIR | Port Augusta | PA | PA04 | Port Augusta Res-BarrySt84 | GN | Ground Floor | 14.04A | 384 | Medicine | 384 | Adelaide Medical School | 0.74 | BIR | 7 | Residential Accommodation Space Group | 700 | Residential - Specific type not defined |  | Unknown | 0.00 | NO
Port Augusta_PA04-Port Augusta Res-BarrySt84_Ground Floor_14.05 _ Bedroom 2 | PA-PA04-GN-14.05 | PA04-GN-14.05-Bedroom 2 | Port Augusta | PA | PA04 | Port Augusta Res-BarrySt84 | GN | Ground Floor | 14.05 | 384 | Medicine | 384 | Adelaide Medical School | 7.92 | Bedroom 2 | 7 | Residential Accommodation Space Group | 700 | Residential - Specific type not defined |  | Unknown | 0.00 | NO
Port Augusta_PA04-Port Augusta Res-BarrySt84_Ground Floor_14.05A _ BIR | PA-PA04-GN-14.05A | PA04-GN-14.05A-BIR | Port Augusta | PA | PA04 | Port Augusta Res-BarrySt84 | GN | Ground Floor | 14.05A | 384 | Medicine | 384 | Adelaide Medical School | 0.55 | BIR | 7 | Residential Accommodation Space Group | 700 | Residential - Specific type not defined |  | Unknown | 0.00 | NO
Port Augusta_PA04-Port Augusta Res-BarrySt84_Ground Floor_14.06 _ Bathroom | PA-PA04-GN-14.06 | PA04-GN-14.06-Bathroom | Port Augusta | PA | PA04 | Port Augusta Res-BarrySt84 | GN | Ground Floor | 14.06 | 384 | Medicine | 384 | Adelaide Medical School | 5.29 | Bathroom | 7 | Residential Accommodation Space Group | 700 | Residential - Specific type not defined |  | Unknown | 0.00 | NO
Port Augusta_PA04-Port Augusta Res-BarrySt84_Ground Floor_15.01 _ Lounge | PA-PA04-GN-15.01 | PA04-GN-15.01-Lounge | Port Augusta | PA | PA04 | Port Augusta Res-BarrySt84 | GN | Ground Floor | 15.01 | 384 | Medicine | 384 | Adelaide Medical School | 18 | Lounge | 7 | Residential Accommodation Space Group | 700 | Residential - Specific type not defined |  | Unknown | 0.00 | NO
Port Augusta_PA04-Port Augusta Res-BarrySt84_Ground Floor_15.02 _ Kitchen | PA-PA04-GN-15.02 | PA04-GN-15.02-Kitchen | Port Augusta | PA | PA04 | Port Augusta Res-BarrySt84 | GN | Ground Floor | 15.02 | 384 | Medicine | 384 | Adelaide Medical School | 7.14 | Kitchen | 7 | Residential Accommodation Space Group | 700 | Residential - Specific type not defined |  | Unknown | 0.00 | NO
Port Augusta_PA04-Port Augusta Res-BarrySt84_Ground Floor_15.03 _ Passage | PA-PA04-GN-15.03 | PA04-GN-15.03-Passage | Port Augusta | PA | PA04 | Port Augusta Res-BarrySt84 | GN | Ground Floor | 15.03 | 384 | Medicine | 384 | Adelaide Medical School | 1.53 | Passage | 7 | Residential Accommodation Space Group | 700 | Residential - Specific type not defined |  | Unknown | 0.00 | NO
Port Augusta_PA04-Port Augusta Res-BarrySt84_Ground Floor_15.03A _ Linen | PA-PA04-GN-15.03A | PA04-GN-15.03A-Linen | Port Augusta | PA | PA04 | Port Augusta Res-BarrySt84 | GN | Ground Floor | 15.03A | 384 | Medicine | 384 | Adelaide Medical School | 0.54 | Linen | 7 | Residential Accommodation Space Group | 700 | Residential - Specific type not defined |  | Unknown | 0.00 | NO
Port Augusta_PA04-Port Augusta Res-BarrySt84_Ground Floor_15.04 _ Bathroom | PA-PA04-GN-15.04 | PA04-GN-15.04-Bathroom | Port Augusta | PA | PA04 | Port Augusta Res-BarrySt84 | GN | Ground Floor | 15.04 | 384 | Medicine | 384 | Adelaide Medical School | 5.29 | Bathroom | 7 | Residential Accommodation Space Group | 700 | Residential - Specific type not defined |  | Unknown | 0.00 | NO
Port Augusta_PA04-Port Augusta Res-BarrySt84_Ground Floor_15.05 _ Bedroom 2 | PA-PA04-GN-15.05 | PA04-GN-15.05-Bedroom 2 | Port Augusta | PA | PA04 | Port Augusta Res-BarrySt84 | GN | Ground Floor | 15.05 | 384 | Medicine | 384 | Adelaide Medical School | 7.92 | Bedroom 2 | 7 | Residential Accommodation Space Group | 700 | Residential - Specific type not defined |  | Unknown | 0.00 | NO
Port Augusta_PA04-Port Augusta Res-BarrySt84_Ground Floor_15.05A _ BIR | PA-PA04-GN-15.05A | PA04-GN-15.05A-BIR | Port Augusta | PA | PA04 | Port Augusta Res-BarrySt84 | GN | Ground Floor | 15.05A | 384 | Medicine | 384 | Adelaide Medical School | 0.55 | BIR | 7 | Residential Accommodation Space Group | 700 | Residential - Specific type not defined |  | Unknown | 0.00 | NO
Port Augusta_PA04-Port Augusta Res-BarrySt84_Ground Floor_15.06 _ Bedroom 1 | PA-PA04-GN-15.06 | PA04-GN-15.06-Bedroom 1 | Port Augusta | PA | PA04 | Port Augusta Res-BarrySt84 | GN | Ground Floor | 15.06 | 384 | Medicine | 384 | Adelaide Medical School | 11.37 | Bedroom 1 | 7 | Residential Accommodation Space Group | 700 | Residential - Specific type not defined |  | Unknown | 0.00 | NO
Port Augusta_PA04-Port Augusta Res-BarrySt84_Ground Floor_15.06A _ BIR | PA-PA04-GN-15.06A | PA04-GN-15.06A-BIR | Port Augusta | PA | PA04 | Port Augusta Res-BarrySt84 | GN | Ground Floor | 15.06A | 384 | Medicine | 384 | Adelaide Medical School | 0.74 | BIR | 7 | Residential Accommodation Space Group | 700 | Residential - Specific type not defined |  | Unknown | 0.00 | NO
Port Augusta_PA04-Port Augusta Res-BarrySt84_Ground Floor_16.01 _ Lounge | PA-PA04-GN-16.01 | PA04-GN-16.01-Lounge | Port Augusta | PA | PA04 | Port Augusta Res-BarrySt84 | GN | Ground Floor | 16.01 | 384 | Medicine | 384 | Adelaide Medical School | 18 | Lounge | 7 | Residential Accommodation Space Group | 700 | Residential - Specific type not defined |  | Unknown | 0.00 | NO
Port Augusta_PA04-Port Augusta Res-BarrySt84_Ground Floor_16.02 _ Kitchen | PA-PA04-GN-16.02 | PA04-GN-16.02-Kitchen | Port Augusta | PA | PA04 | Port Augusta Res-BarrySt84 | GN | Ground Floor | 16.02 | 384 | Medicine | 384 | Adelaide Medical School | 7.14 | Kitchen | 7 | Residential Accommodation Space Group | 700 | Residential - Specific type not defined |  | Unknown | 0.00 | NO
Port Augusta_PA04-Port Augusta Res-BarrySt84_Ground Floor_16.03 _ Passage | PA-PA04-GN-16.03 | PA04-GN-16.03-Passage | Port Augusta | PA | PA04 | Port Augusta Res-BarrySt84 | GN | Ground Floor | 16.03 | 384 | Medicine | 384 | Adelaide Medical School | 1.53 | Passage | 7 | Residential Accommodation Space Group | 700 | Residential - Specific type not defined |  | Unknown | 0.00 | NO
Port Augusta_PA04-Port Augusta Res-BarrySt84_Ground Floor_16.03A _ Linen | PA-PA04-GN-16.03A | PA04-GN-16.03A-Linen | Port Augusta | PA | PA04 | Port Augusta Res-BarrySt84 | GN | Ground Floor | 16.03A | 384 | Medicine | 384 | Adelaide Medical School | 0.54 | Linen | 7 | Residential Accommodation Space Group | 700 | Residential - Specific type not defined |  | Unknown | 0.00 | NO
Port Augusta_PA04-Port Augusta Res-BarrySt84_Ground Floor_16.04 _ Bedroom 1 | PA-PA04-GN-16.04 | PA04-GN-16.04-Bedroom 1 | Port Augusta | PA | PA04 | Port Augusta Res-BarrySt84 | GN | Ground Floor | 16.04 | 384 | Medicine | 384 | Adelaide Medical School | 11.37 | Bedroom 1 | 7 | Residential Accommodation Space Group | 700 | Residential - Specific type not defined |  | Unknown | 0.00 | NO
Port Augusta_PA04-Port Augusta Res-BarrySt84_Ground Floor_16.04A _ BIR | PA-PA04-GN-16.04A | PA04-GN-16.04A-BIR | Port Augusta | PA | PA04 | Port Augusta Res-BarrySt84 | GN | Ground Floor | 16.04A | 384 | Medicine | 384 | Adelaide Medical School | 0.74 | BIR | 7 | Residential Accommodation Space Group | 700 | Residential - Specific type not defined |  | Unknown | 0.00 | NO
Port Augusta_PA04-Port Augusta Res-BarrySt84_Ground Floor_16.05 _ Bedroom 2 | PA-PA04-GN-16.05 | PA04-GN-16.05-Bedroom 2 | Port Augusta | PA | PA04 | Port Augusta Res-BarrySt84 | GN | Ground Floor | 16.05 | 384 | Medicine | 384 | Adelaide Medical School | 7.92 | Bedroom 2 | 7 | Residential Accommodation Space Group | 700 | Residential - Specific type not defined |  | Unknown | 0.00 | NO
Port Augusta_PA04-Port Augusta Res-BarrySt84_Ground Floor_16.05A _ BIR | PA-PA04-GN-16.05A | PA04-GN-16.05A-BIR | Port Augusta | PA | PA04 | Port Augusta Res-BarrySt84 | GN | Ground Floor | 16.05A | 384 | Medicine | 384 | Adelaide Medical School | 0.55 | BIR | 7 | Residential Accommodation Space Group | 700 | Residential - Specific type not defined |  | Unknown | 0.00 | NO
Port Augusta_PA04-Port Augusta Res-BarrySt84_Ground Floor_16.06 _ Bathroom | PA-PA04-GN-16.06 | PA04-GN-16.06-Bathroom | Port Augusta | PA | PA04 | Port Augusta Res-BarrySt84 | GN | Ground Floor | 16.06 | 384 | Medicine | 384 | Adelaide Medical School | 5.29 | Bathroom | 7 | Residential Accommodation Space Group | 700 | Residential - Specific type not defined |  | Unknown | 0.00 | NO
Port Augusta_PA04-Port Augusta Res-BarrySt84_Ground Floor_17.01 _ Lounge | PA-PA04-GN-17.01 | PA04-GN-17.01-Lounge | Port Augusta | PA | PA04 | Port Augusta Res-BarrySt84 | GN | Ground Floor | 17.01 | 384 | Medicine | 384 | Adelaide Medical School | 18 | Lounge | 7 | Residential Accommodation Space Group | 700 | Residential - Specific type not defined |  | Unknown | 0.00 | NO
Port Augusta_PA04-Port Augusta Res-BarrySt84_Ground Floor_17.02 _ Kitchen | PA-PA04-GN-17.02 | PA04-GN-17.02-Kitchen | Port Augusta | PA | PA04 | Port Augusta Res-BarrySt84 | GN | Ground Floor | 17.02 | 384 | Medicine | 384 | Adelaide Medical School | 7.14 | Kitchen | 7 | Residential Accommodation Space Group | 700 | Residential - Specific type not defined |  | Unknown | 0.00 | NO
Port Augusta_PA04-Port Augusta Res-BarrySt84_Ground Floor_17.03 _ Passage | PA-PA04-GN-17.03 | PA04-GN-17.03-Passage | Port Augusta | PA | PA04 | Port Augusta Res-BarrySt84 | GN | Ground Floor | 17.03 | 384 | Medicine | 384 | Adelaide Medical School | 1.53 | Passage | 7 | Residential Accommodation Space Group | 700 | Residential - Specific type not defined |  | Unknown | 0.00 | NO
Port Augusta_PA04-Port Augusta Res-BarrySt84_Ground Floor_17.03A _ Linen | PA-PA04-GN-17.03A | PA04-GN-17.03A-Linen | Port Augusta | PA | PA04 | Port Augusta Res-BarrySt84 | GN | Ground Floor | 17.03A | 384 | Medicine | 384 | Adelaide Medical School | 0.54 | Linen | 7 | Residential Accommodation Space Group | 700 | Residential - Specific type not defined |  | Unknown | 0.00 | NO
Port Augusta_PA04-Port Augusta Res-BarrySt84_Ground Floor_17.04 _ Bathroom | PA-PA04-GN-17.04 | PA04-GN-17.04-Bathroom | Port Augusta | PA | PA04 | Port Augusta Res-BarrySt84 | GN | Ground Floor | 17.04 | 384 | Medicine | 384 | Adelaide Medical School | 5.29 | Bathroom | 7 | Residential Accommodation Space Group | 700 | Residential - Specific type not defined |  | Unknown | 0.00 | NO
Port Augusta_PA04-Port Augusta Res-BarrySt84_Ground Floor_17.05 _ Bedroom 2 | PA-PA04-GN-17.05 | PA04-GN-17.05-Bedroom 2 | Port Augusta | PA | PA04 | Port Augusta Res-BarrySt84 | GN | Ground Floor | 17.05 | 384 | Medicine | 384 | Adelaide Medical School | 7.92 | Bedroom 2 | 7 | Residential Accommodation Space Group | 700 | Residential - Specific type not defined |  | Unknown | 0.00 | NO
Port Augusta_PA04-Port Augusta Res-BarrySt84_Ground Floor_17.05A _ BIR | PA-PA04-GN-17.05A | PA04-GN-17.05A-BIR | Port Augusta | PA | PA04 | Port Augusta Res-BarrySt84 | GN | Ground Floor | 17.05A | 384 | Medicine | 384 | Adelaide Medical School | 0.55 | BIR | 7 | Residential Accommodation Space Group | 700 | Residential - Specific type not defined |  | Unknown | 0.00 | NO
Port Augusta_PA04-Port Augusta Res-BarrySt84_Ground Floor_17.06 _ Bedroom 1 | PA-PA04-GN-17.06 | PA04-GN-17.06-Bedroom 1 | Port Augusta | PA | PA04 | Port Augusta Res-BarrySt84 | GN | Ground Floor | 17.06 | 384 | Medicine | 384 | Adelaide Medical School | 11.37 | Bedroom 1 | 7 | Residential Accommodation Space Group | 700 | Residential - Specific type not defined |  | Unknown | 0.00 | NO
Port Augusta_PA04-Port Augusta Res-BarrySt84_Ground Floor_17.06A _ BIR | PA-PA04-GN-17.06A | PA04-GN-17.06A-BIR | Port Augusta | PA | PA04 | Port Augusta Res-BarrySt84 | GN | Ground Floor | 17.06A | 384 | Medicine | 384 | Adelaide Medical School | 0.74 | BIR | 7 | Residential Accommodation Space Group | 700 | Residential - Specific type not defined |  | Unknown | 0.00 | NO
Port Augusta_PA04-Port Augusta Res-BarrySt84_Ground Floor_18.01 _ Lounge | PA-PA04-GN-18.01 | PA04-GN-18.01-Lounge | Port Augusta | PA | PA04 | Port Augusta Res-BarrySt84 | GN | Ground Floor | 18.01 | 384 | Medicine | 384 | Adelaide Medical School | 18 | Lounge | 7 | Residential Accommodation Space Group | 700 | Residential - Specific type not defined |  | Unknown | 0.00 | NO
Port Augusta_PA04-Port Augusta Res-BarrySt84_Ground Floor_18.02 _ Kitchen | PA-PA04-GN-18.02 | PA04-GN-18.02-Kitchen | Port Augusta | PA | PA04 | Port Augusta Res-BarrySt84 | GN | Ground Floor | 18.02 | 384 | Medicine | 384 | Adelaide Medical School | 7.14 | Kitchen | 7 | Residential Accommodation Space Group | 700 | Residential - Specific type not defined |  | Unknown | 0.00 | NO
Port Augusta_PA04-Port Augusta Res-BarrySt84_Ground Floor_18.03 _ Passage | PA-PA04-GN-18.03 | PA04-GN-18.03-Passage | Port Augusta | PA | PA04 | Port Augusta Res-BarrySt84 | GN | Ground Floor | 18.03 | 384 | Medicine | 384 | Adelaide Medical School | 1.53 | Passage | 7 | Residential Accommodation Space Group | 700 | Residential - Specific type not defined |  | Unknown | 0.00 | NO
Port Augusta_PA04-Port Augusta Res-BarrySt84_Ground Floor_18.03A _ Linen | PA-PA04-GN-18.03A | PA04-GN-18.03A-Linen | Port Augusta | PA | PA04 | Port Augusta Res-BarrySt84 | GN | Ground Floor | 18.03A | 384 | Medicine | 384 | Adelaide Medical School | 0.54 | Linen | 7 | Residential Accommodation Space Group | 700 | Residential - Specific type not defined |  | Unknown | 0.00 | NO
Port Augusta_PA04-Port Augusta Res-BarrySt84_Ground Floor_18.04 _ Bedroom 1 | PA-PA04-GN-18.04 | PA04-GN-18.04-Bedroom 1 | Port Augusta | PA | PA04 | Port Augusta Res-BarrySt84 | GN | Ground Floor | 18.04 | 384 | Medicine | 384 | Adelaide Medical School | 11.37 | Bedroom 1 | 7 | Residential Accommodation Space Group | 700 | Residential - Specific type not defined |  | Unknown | 0.00 | NO
Port Augusta_PA04-Port Augusta Res-BarrySt84_Ground Floor_18.04A _ BIR | PA-PA04-GN-18.04A | PA04-GN-18.04A-BIR | Port Augusta | PA | PA04 | Port Augusta Res-BarrySt84 | GN | Ground Floor | 18.04A | 384 | Medicine | 384 | Adelaide Medical School | 0.74 | BIR | 7 | Residential Accommodation Space Group | 700 | Residential - Specific type not defined |  | Unknown | 0.00 | NO
Port Augusta_PA04-Port Augusta Res-BarrySt84_Ground Floor_18.05 _ Bedroom 2 | PA-PA04-GN-18.05 | PA04-GN-18.05-Bedroom 2 | Port Augusta | PA | PA04 | Port Augusta Res-BarrySt84 | GN | Ground Floor | 18.05 | 384 | Medicine | 384 | Adelaide Medical School | 7.92 | Bedroom 2 | 7 | Residential Accommodation Space Group | 700 | Residential - Specific type not defined |  | Unknown | 0.00 | NO
Port Augusta_PA04-Port Augusta Res-BarrySt84_Ground Floor_18.05A _ BIR | PA-PA04-GN-18.05A | PA04-GN-18.05A-BIR | Port Augusta | PA | PA04 | Port Augusta Res-BarrySt84 | GN | Ground Floor | 18.05A | 384 | Medicine | 384 | Adelaide Medical School | 0.55 | BIR | 7 | Residential Accommodation Space Group | 700 | Residential - Specific type not defined |  | Unknown | 0.00 | NO
Port Augusta_PA04-Port Augusta Res-BarrySt84_Ground Floor_18.06 _ Bathroom | PA-PA04-GN-18.06 | PA04-GN-18.06-Bathroom | Port Augusta | PA | PA04 | Port Augusta Res-BarrySt84 | GN | Ground Floor | 18.06 | 384 | Medicine | 384 | Adelaide Medical School | 5.29 | Bathroom | 7 | Residential Accommodation Space Group | 700 | Residential - Specific type not defined |  | Unknown | 0.00 | NO
Port Augusta_PA05-Port Augusta Res-BarrySt88_Ground Floor_10.01 _ Lounge | PA-PA05-GN-10.01 | PA05-GN-10.01-Lounge | Port Augusta | PA | PA05 | Port Augusta Res-BarrySt88 | GN | Ground Floor | 10.01 | 384 | Medicine | 384 | Adelaide Medical School | 18 | Lounge | 7 | Residential Accommodation Space Group | 700 | Residential - Specific type not defined |  | Unknown | 0.00 | NO
Port Augusta_PA05-Port Augusta Res-BarrySt88_Ground Floor_10.02 _ Kitchen | PA-PA05-GN-10.02 | PA05-GN-10.02-Kitchen | Port Augusta | PA | PA05 | Port Augusta Res-BarrySt88 | GN | Ground Floor | 10.02 | 384 | Medicine | 384 | Adelaide Medical School | 7.14 | Kitchen | 7 | Residential Accommodation Space Group | 700 | Residential - Specific type not defined |  | Unknown | 0.00 | NO
Port Augusta_PA05-Port Augusta Res-BarrySt88_Ground Floor_10.03 _ Passage | PA-PA05-GN-10.03 | PA05-GN-10.03-Passage | Port Augusta | PA | PA05 | Port Augusta Res-BarrySt88 | GN | Ground Floor | 10.03 | 384 | Medicine | 384 | Adelaide Medical School | 1.53 | Passage | 7 | Residential Accommodation Space Group | 700 | Residential - Specific type not defined |  | Unknown | 0.00 | NO
Port Augusta_PA05-Port Augusta Res-BarrySt88_Ground Floor_10.03A _ Linen | PA-PA05-GN-10.03A | PA05-GN-10.03A-Linen | Port Augusta | PA | PA05 | Port Augusta Res-BarrySt88 | GN | Ground Floor | 10.03A | 384 | Medicine | 384 | Adelaide Medical School | 0.54 | Linen | 7 | Residential Accommodation Space Group | 700 | Residential - Specific type not defined |  | Unknown | 0.00 | NO
Port Augusta_PA05-Port Augusta Res-BarrySt88_Ground Floor_10.04 _ Bedroom 1 | PA-PA05-GN-10.04 | PA05-GN-10.04-Bedroom 1 | Port Augusta | PA | PA05 | Port Augusta Res-BarrySt88 | GN | Ground Floor | 10.04 | 384 | Medicine | 384 | Adelaide Medical School | 11.37 | Bedroom 1 | 7 | Residential Accommodation Space Group | 700 | Residential - Specific type not defined |  | Unknown | 0.00 | NO
Port Augusta_PA05-Port Augusta Res-BarrySt88_Ground Floor_10.04A _ BIR | PA-PA05-GN-10.04A | PA05-GN-10.04A-BIR | Port Augusta | PA | PA05 | Port Augusta Res-BarrySt88 | GN | Ground Floor | 10.04A | 384 | Medicine | 384 | Adelaide Medical School | 0.74 | BIR | 7 | Residential Accommodation Space Group | 700 | Residential - Specific type not defined |  | Unknown | 0.00 | NO
Port Augusta_PA05-Port Augusta Res-BarrySt88_Ground Floor_10.05 _ Bedroom 2 | PA-PA05-GN-10.05 | PA05-GN-10.05-Bedroom 2 | Port Augusta | PA | PA05 | Port Augusta Res-BarrySt88 | GN | Ground Floor | 10.05 | 384 | Medicine | 384 | Adelaide Medical School | 7.92 | Bedroom 2 | 7 | Residential Accommodation Space Group | 700 | Residential - Specific type not defined |  | Unknown | 0.00 | NO
Port Augusta_PA05-Port Augusta Res-BarrySt88_Ground Floor_10.05A _ BIR | PA-PA05-GN-10.05A | PA05-GN-10.05A-BIR | Port Augusta | PA | PA05 | Port Augusta Res-BarrySt88 | GN | Ground Floor | 10.05A | 384 | Medicine | 384 | Adelaide Medical School | 0.55 | BIR | 7 | Residential Accommodation Space Group | 700 | Residential - Specific type not defined |  | Unknown | 0.00 | NO
Port Augusta_PA05-Port Augusta Res-BarrySt88_Ground Floor_10.06 _ Bathroom | PA-PA05-GN-10.06 | PA05-GN-10.06-Bathroom | Port Augusta | PA | PA05 | Port Augusta Res-BarrySt88 | GN | Ground Floor | 10.06 | 384 | Medicine | 384 | Adelaide Medical School | 5.29 | Bathroom | 7 | Residential Accommodation Space Group | 700 | Residential - Specific type not defined |  | Unknown | 0.00 | NO
Port Augusta_PA05-Port Augusta Res-BarrySt88_Ground Floor_11.01 _ Lounge | PA-PA05-GN-11.01 | PA05-GN-11.01-Lounge | Port Augusta | PA | PA05 | Port Augusta Res-BarrySt88 | GN | Ground Floor | 11.01 | 384 | Medicine | 384 | Adelaide Medical School | 18 | Lounge | 7 | Residential Accommodation Space Group | 700 | Residential - Specific type not defined |  | Unknown | 0.00 | NO
Port Augusta_PA05-Port Augusta Res-BarrySt88_Ground Floor_11.02 _ Kitchen | PA-PA05-GN-11.02 | PA05-GN-11.02-Kitchen | Port Augusta | PA | PA05 | Port Augusta Res-BarrySt88 | GN | Ground Floor | 11.02 | 384 | Medicine | 384 | Adelaide Medical School | 7.14 | Kitchen | 7 | Residential Accommodation Space Group | 700 | Residential - Specific type not defined |  | Unknown | 0.00 | NO
Port Augusta_PA05-Port Augusta Res-BarrySt88_Ground Floor_11.03 _ Passage | PA-PA05-GN-11.03 | PA05-GN-11.03-Passage | Port Augusta | PA | PA05 | Port Augusta Res-BarrySt88 | GN | Ground Floor | 11.03 | 384 | Medicine | 384 | Adelaide Medical School | 1.53 | Passage | 7 | Residential Accommodation Space Group | 700 | Residential - Specific type not defined |  | Unknown | 0.00 | NO
Port Augusta_PA05-Port Augusta Res-BarrySt88_Ground Floor_11.03A _ Linen | PA-PA05-GN-11.03A | PA05-GN-11.03A-Linen | Port Augusta | PA | PA05 | Port Augusta Res-BarrySt88 | GN | Ground Floor | 11.03A | 384 | Medicine | 384 | Adelaide Medical School | 0.54 | Linen | 7 | Residential Accommodation Space Group | 700 | Residential - Specific type not defined |  | Unknown | 0.00 | NO
Port Augusta_PA05-Port Augusta Res-BarrySt88_Ground Floor_11.04 _ Bathroom | PA-PA05-GN-11.04 | PA05-GN-11.04-Bathroom | Port Augusta | PA | PA05 | Port Augusta Res-BarrySt88 | GN | Ground Floor | 11.04 | 384 | Medicine | 384 | Adelaide Medical School | 5.29 | Bathroom | 7 | Residential Accommodation Space Group | 700 | Residential - Specific type not defined |  | Unknown | 0.00 | NO
Port Augusta_PA05-Port Augusta Res-BarrySt88_Ground Floor_11.05 _ Bedroom 2 | PA-PA05-GN-11.05 | PA05-GN-11.05-Bedroom 2 | Port Augusta | PA | PA05 | Port Augusta Res-BarrySt88 | GN | Ground Floor | 11.05 | 384 | Medicine | 384 | Adelaide Medical School | 7.92 | Bedroom 2 | 7 | Residential Accommodation Space Group | 700 | Residential - Specific type not defined |  | Unknown | 0.00 | NO
Port Augusta_PA05-Port Augusta Res-BarrySt88_Ground Floor_11.05A _ BIR | PA-PA05-GN-11.05A | PA05-GN-11.05A-BIR | Port Augusta | PA | PA05 | Port Augusta Res-BarrySt88 | GN | Ground Floor | 11.05A | 384 | Medicine | 384 | Adelaide Medical School | 0.55 | BIR | 7 | Residential Accommodation Space Group | 700 | Residential - Specific type not defined |  | Unknown | 0.00 | NO
Port Augusta_PA05-Port Augusta Res-BarrySt88_Ground Floor_11.06 _ Bedroom 1 | PA-PA05-GN-11.06 | PA05-GN-11.06-Bedroom 1 | Port Augusta | PA | PA05 | Port Augusta Res-BarrySt88 | GN | Ground Floor | 11.06 | 384 | Medicine | 384 | Adelaide Medical School | 11.37 | Bedroom 1 | 7 | Residential Accommodation Space Group | 700 | Residential - Specific type not defined |  | Unknown | 0.00 | NO
Port Augusta_PA05-Port Augusta Res-BarrySt88_Ground Floor_11.06A _ BIR | PA-PA05-GN-11.06A | PA05-GN-11.06A-BIR | Port Augusta | PA | PA05 | Port Augusta Res-BarrySt88 | GN | Ground Floor | 11.06A | 384 | Medicine | 384 | Adelaide Medical School | 0.74 | BIR | 7 | Residential Accommodation Space Group | 700 | Residential - Specific type not defined |  | Unknown | 0.00 | NO
Port Augusta_PA05-Port Augusta Res-BarrySt88_Ground Floor_12.01 _ Lounge | PA-PA05-GN-12.01 | PA05-GN-12.01-Lounge | Port Augusta | PA | PA05 | Port Augusta Res-BarrySt88 | GN | Ground Floor | 12.01 | 384 | Medicine | 384 | Adelaide Medical School | 18 | Lounge | 7 | Residential Accommodation Space Group | 700 | Residential - Specific type not defined |  | Unknown | 0.00 | NO
Port Augusta_PA05-Port Augusta Res-BarrySt88_Ground Floor_12.02 _ Kitchen | PA-PA05-GN-12.02 | PA05-GN-12.02-Kitchen | Port Augusta | PA | PA05 | Port Augusta Res-BarrySt88 | GN | Ground Floor | 12.02 | 384 | Medicine | 384 | Adelaide Medical School | 7.14 | Kitchen | 7 | Residential Accommodation Space Group | 700 | Residential - Specific type not defined |  | Unknown | 0.00 | NO
Port Augusta_PA05-Port Augusta Res-BarrySt88_Ground Floor_12.03 _ Passage | PA-PA05-GN-12.03 | PA05-GN-12.03-Passage | Port Augusta | PA | PA05 | Port Augusta Res-BarrySt88 | GN | Ground Floor | 12.03 | 384 | Medicine | 384 | Adelaide Medical School | 1.53 | Passage | 7 | Residential Accommodation Space Group | 700 | Residential - Specific type not defined |  | Unknown | 0.00 | NO
Port Augusta_PA05-Port Augusta Res-BarrySt88_Ground Floor_12.03A _ Linen | PA-PA05-GN-12.03A | PA05-GN-12.03A-Linen | Port Augusta | PA | PA05 | Port Augusta Res-BarrySt88 | GN | Ground Floor | 12.03A | 384 | Medicine | 384 | Adelaide Medical School | 0.54 | Linen | 7 | Residential Accommodation Space Group | 700 | Residential - Specific type not defined |  | Unknown | 0.00 | NO
Port Augusta_PA05-Port Augusta Res-BarrySt88_Ground Floor_12.04 _ Bedroom 1 | PA-PA05-GN-12.04 | PA05-GN-12.04-Bedroom 1 | Port Augusta | PA | PA05 | Port Augusta Res-BarrySt88 | GN | Ground Floor | 12.04 | 384 | Medicine | 384 | Adelaide Medical School | 11.37 | Bedroom 1 | 7 | Residential Accommodation Space Group | 700 | Residential - Specific type not defined |  | Unknown | 0.00 | NO
Port Augusta_PA05-Port Augusta Res-BarrySt88_Ground Floor_12.04A _ BIR | PA-PA05-GN-12.04A | PA05-GN-12.04A-BIR | Port Augusta | PA | PA05 | Port Augusta Res-BarrySt88 | GN | Ground Floor | 12.04A | 384 | Medicine | 384 | Adelaide Medical School | 0.74 | BIR | 7 | Residential Accommodation Space Group | 700 | Residential - Specific type not defined |  | Unknown | 0.00 | NO
Port Augusta_PA05-Port Augusta Res-BarrySt88_Ground Floor_12.05 _ Bedroom 2 | PA-PA05-GN-12.05 | PA05-GN-12.05-Bedroom 2 | Port Augusta | PA | PA05 | Port Augusta Res-BarrySt88 | GN | Ground Floor | 12.05 | 384 | Medicine | 384 | Adelaide Medical School | 7.92 | Bedroom 2 | 7 | Residential Accommodation Space Group | 700 | Residential - Specific type not defined |  | Unknown | 0.00 | NO
Port Augusta_PA05-Port Augusta Res-BarrySt88_Ground Floor_12.05A _ BIR | PA-PA05-GN-12.05A | PA05-GN-12.05A-BIR | Port Augusta | PA | PA05 | Port Augusta Res-BarrySt88 | GN | Ground Floor | 12.05A | 384 | Medicine | 384 | Adelaide Medical School | 0.55 | BIR | 7 | Residential Accommodation Space Group | 700 | Residential - Specific type not defined |  | Unknown | 0.00 | NO
Port Augusta_PA05-Port Augusta Res-BarrySt88_Ground Floor_12.06 _ Bathroom | PA-PA05-GN-12.06 | PA05-GN-12.06-Bathroom | Port Augusta | PA | PA05 | Port Augusta Res-BarrySt88 | GN | Ground Floor | 12.06 | 384 | Medicine | 384 | Adelaide Medical School | 5.29 | Bathroom | 7 | Residential Accommodation Space Group | 700 | Residential - Specific type not defined |  | Unknown | 0.00 | NO
Port Augusta_PA05-Port Augusta Res-BarrySt88_Ground Floor_7.01 _ Lounge | PA-PA05-GN-7.01 | PA05-GN-7.01-Lounge | Port Augusta | PA | PA05 | Port Augusta Res-BarrySt88 | GN | Ground Floor | 7.01 | 384 | Medicine | 384 | Adelaide Medical School | 18 | Lounge | 7 | Residential Accommodation Space Group | 700 | Residential - Specific type not defined |  | Unknown | 0.00 | NO
Port Augusta_PA05-Port Augusta Res-BarrySt88_Ground Floor_7.02 _ Kitchen | PA-PA05-GN-7.02 | PA05-GN-7.02-Kitchen | Port Augusta | PA | PA05 | Port Augusta Res-BarrySt88 | GN | Ground Floor | 7.02 | 384 | Medicine | 384 | Adelaide Medical School | 7.14 | Kitchen | 7 | Residential Accommodation Space Group | 700 | Residential - Specific type not defined |  | Unknown | 0.00 | NO
Port Augusta_PA05-Port Augusta Res-BarrySt88_Ground Floor_7.03 _ Passage | PA-PA05-GN-7.03 | PA05-GN-7.03-Passage | Port Augusta | PA | PA05 | Port Augusta Res-BarrySt88 | GN | Ground Floor | 7.03 | 384 | Medicine | 384 | Adelaide Medical School | 1.53 | Passage | 7 | Residential Accommodation Space Group | 700 | Residential - Specific type not defined |  | Unknown | 0.00 | NO
Port Augusta_PA05-Port Augusta Res-BarrySt88_Ground Floor_7.03A _ Linen | PA-PA05-GN-7.03A | PA05-GN-7.03A-Linen | Port Augusta | PA | PA05 | Port Augusta Res-BarrySt88 | GN | Ground Floor | 7.03A | 384 | Medicine | 384 | Adelaide Medical School | 0.54 | Linen | 7 | Residential Accommodation Space Group | 700 | Residential - Specific type not defined |  | Unknown | 0.00 | NO
Port Augusta_PA05-Port Augusta Res-BarrySt88_Ground Floor_7.04 _ Bathroom | PA-PA05-GN-7.04 | PA05-GN-7.04-Bathroom | Port Augusta | PA | PA05 | Port Augusta Res-BarrySt88 | GN | Ground Floor | 7.04 | 384 | Medicine | 384 | Adelaide Medical School | 5.29 | Bathroom | 7 | Residential Accommodation Space Group | 700 | Residential - Specific type not defined |  | Unknown | 0.00 | NO
Port Augusta_PA05-Port Augusta Res-BarrySt88_Ground Floor_7.05 _ Bedroom 2 | PA-PA05-GN-7.05 | PA05-GN-7.05-Bedroom 2 | Port Augusta | PA | PA05 | Port Augusta Res-BarrySt88 | GN | Ground Floor | 7.05 | 384 | Medicine | 384 | Adelaide Medical School | 7.92 | Bedroom 2 | 7 | Residential Accommodation Space Group | 700 | Residential - Specific type not defined |  | Unknown | 0.00 | NO
Port Augusta_PA05-Port Augusta Res-BarrySt88_Ground Floor_7.05A _ BIR | PA-PA05-GN-7.05A | PA05-GN-7.05A-BIR | Port Augusta | PA | PA05 | Port Augusta Res-BarrySt88 | GN | Ground Floor | 7.05A | 384 | Medicine | 384 | Adelaide Medical School | 0.55 | BIR | 7 | Residential Accommodation Space Group | 700 | Residential - Specific type not defined |  | Unknown | 0.00 | NO
Port Augusta_PA05-Port Augusta Res-BarrySt88_Ground Floor_7.06 _ Bedroom 1 | PA-PA05-GN-7.06 | PA05-GN-7.06-Bedroom 1 | Port Augusta | PA | PA05 | Port Augusta Res-BarrySt88 | GN | Ground Floor | 7.06 | 384 | Medicine | 384 | Adelaide Medical School | 11.37 | Bedroom 1 | 7 | Residential Accommodation Space Group | 700 | Residential - Specific type not defined |  | Unknown | 0.00 | NO
Port Augusta_PA05-Port Augusta Res-BarrySt88_Ground Floor_7.06A _ BIR | PA-PA05-GN-7.06A | PA05-GN-7.06A-BIR | Port Augusta | PA | PA05 | Port Augusta Res-BarrySt88 | GN | Ground Floor | 7.06A | 384 | Medicine | 384 | Adelaide Medical School | 0.74 | BIR | 7 | Residential Accommodation Space Group | 700 | Residential - Specific type not defined |  | Unknown | 0.00 | NO
Port Augusta_PA05-Port Augusta Res-BarrySt88_Ground Floor_8.01 _ Lounge | PA-PA05-GN-8.01 | PA05-GN-8.01-Lounge | Port Augusta | PA | PA05 | Port Augusta Res-BarrySt88 | GN | Ground Floor | 8.01 | 384 | Medicine | 384 | Adelaide Medical School | 18 | Lounge | 7 | Residential Accommodation Space Group | 700 | Residential - Specific type not defined |  | Unknown | 0.00 | NO
Port Augusta_PA05-Port Augusta Res-BarrySt88_Ground Floor_8.02 _ Kitchen | PA-PA05-GN-8.02 | PA05-GN-8.02-Kitchen | Port Augusta | PA | PA05 | Port Augusta Res-BarrySt88 | GN | Ground Floor | 8.02 | 384 | Medicine | 384 | Adelaide Medical School | 7.14 | Kitchen | 7 | Residential Accommodation Space Group | 700 | Residential - Specific type not defined |  | Unknown | 0.00 | NO
Port Augusta_PA05-Port Augusta Res-BarrySt88_Ground Floor_8.03 _ Passage | PA-PA05-GN-8.03 | PA05-GN-8.03-Passage | Port Augusta | PA | PA05 | Port Augusta Res-BarrySt88 | GN | Ground Floor | 8.03 | 384 | Medicine | 384 | Adelaide Medical School | 1.53 | Passage | 7 | Residential Accommodation Space Group | 700 | Residential - Specific type not defined |  | Unknown | 0.00 | NO
Port Augusta_PA05-Port Augusta Res-BarrySt88_Ground Floor_8.03A _ Linen | PA-PA05-GN-8.03A | PA05-GN-8.03A-Linen | Port Augusta | PA | PA05 | Port Augusta Res-BarrySt88 | GN | Ground Floor | 8.03A | 384 | Medicine | 384 | Adelaide Medical School | 0.54 | Linen | 7 | Residential Accommodation Space Group | 700 | Residential - Specific type not defined |  | Unknown | 0.00 | NO
Port Augusta_PA05-Port Augusta Res-BarrySt88_Ground Floor_8.04 _ Bedroom 1 | PA-PA05-GN-8.04 | PA05-GN-8.04-Bedroom 1 | Port Augusta | PA | PA05 | Port Augusta Res-BarrySt88 | GN | Ground Floor | 8.04 | 384 | Medicine | 384 | Adelaide Medical School | 11.37 | Bedroom 1 | 7 | Residential Accommodation Space Group | 700 | Residential - Specific type not defined |  | Unknown | 0.00 | NO
Port Augusta_PA05-Port Augusta Res-BarrySt88_Ground Floor_8.04A _ BIR | PA-PA05-GN-8.04A | PA05-GN-8.04A-BIR | Port Augusta | PA | PA05 | Port Augusta Res-BarrySt88 | GN | Ground Floor | 8.04A | 384 | Medicine | 384 | Adelaide Medical School | 0.74 | BIR | 7 | Residential Accommodation Space Group | 700 | Residential - Specific type not defined |  | Unknown | 0.00 | NO
Port Augusta_PA05-Port Augusta Res-BarrySt88_Ground Floor_8.05 _ Bedroom 2 | PA-PA05-GN-8.05 | PA05-GN-8.05-Bedroom 2 | Port Augusta | PA | PA05 | Port Augusta Res-BarrySt88 | GN | Ground Floor | 8.05 | 384 | Medicine | 384 | Adelaide Medical School | 7.92 | Bedroom 2 | 7 | Residential Accommodation Space Group | 700 | Residential - Specific type not defined |  | Unknown | 0.00 | NO
Port Augusta_PA05-Port Augusta Res-BarrySt88_Ground Floor_8.05A _ BIR | PA-PA05-GN-8.05A | PA05-GN-8.05A-BIR | Port Augusta | PA | PA05 | Port Augusta Res-BarrySt88 | GN | Ground Floor | 8.05A | 384 | Medicine | 384 | Adelaide Medical School | 0.55 | BIR | 7 | Residential Accommodation Space Group | 700 | Residential - Specific type not defined |  | Unknown | 0.00 | NO
Port Augusta_PA05-Port Augusta Res-BarrySt88_Ground Floor_8.06 _ Bathroom | PA-PA05-GN-8.06 | PA05-GN-8.06-Bathroom | Port Augusta | PA | PA05 | Port Augusta Res-BarrySt88 | GN | Ground Floor | 8.06 | 384 | Medicine | 384 | Adelaide Medical School | 5.29 | Bathroom | 7 | Residential Accommodation Space Group | 700 | Residential - Specific type not defined |  | Unknown | 0.00 | NO
Port Augusta_PA05-Port Augusta Res-BarrySt88_Ground Floor_9.01 _ Lounge | PA-PA05-GN-9.01 | PA05-GN-9.01-Lounge | Port Augusta | PA | PA05 | Port Augusta Res-BarrySt88 | GN | Ground Floor | 9.01 | 384 | Medicine | 384 | Adelaide Medical School | 18 | Lounge | 7 | Residential Accommodation Space Group | 700 | Residential - Specific type not defined |  | Unknown | 0.00 | NO
Port Augusta_PA05-Port Augusta Res-BarrySt88_Ground Floor_9.02 _ Kitchen | PA-PA05-GN-9.02 | PA05-GN-9.02-Kitchen | Port Augusta | PA | PA05 | Port Augusta Res-BarrySt88 | GN | Ground Floor | 9.02 | 384 | Medicine | 384 | Adelaide Medical School | 7.14 | Kitchen | 7 | Residential Accommodation Space Group | 700 | Residential - Specific type not defined |  | Unknown | 0.00 | NO
Port Augusta_PA05-Port Augusta Res-BarrySt88_Ground Floor_9.03 _ Passage | PA-PA05-GN-9.03 | PA05-GN-9.03-Passage | Port Augusta | PA | PA05 | Port Augusta Res-BarrySt88 | GN | Ground Floor | 9.03 | 384 | Medicine | 384 | Adelaide Medical School | 1.53 | Passage | 7 | Residential Accommodation Space Group | 700 | Residential - Specific type not defined |  | Unknown | 0.00 | NO
Port Augusta_PA05-Port Augusta Res-BarrySt88_Ground Floor_9.03A _ Linen | PA-PA05-GN-9.03A | PA05-GN-9.03A-Linen | Port Augusta | PA | PA05 | Port Augusta Res-BarrySt88 | GN | Ground Floor | 9.03A | 384 | Medicine | 384 | Adelaide Medical School | 0.54 | Linen | 7 | Residential Accommodation Space Group | 700 | Residential - Specific type not defined |  | Unknown | 0.00 | NO
Port Augusta_PA05-Port Augusta Res-BarrySt88_Ground Floor_9.04 _ Bathroom | PA-PA05-GN-9.04 | PA05-GN-9.04-Bathroom | Port Augusta | PA | PA05 | Port Augusta Res-BarrySt88 | GN | Ground Floor | 9.04 | 384 | Medicine | 384 | Adelaide Medical School | 5.29 | Bathroom | 7 | Residential Accommodation Space Group | 700 | Residential - Specific type not defined |  | Unknown | 0.00 | NO
Port Augusta_PA05-Port Augusta Res-BarrySt88_Ground Floor_9.05 _ Bedroom 2 | PA-PA05-GN-9.05 | PA05-GN-9.05-Bedroom 2 | Port Augusta | PA | PA05 | Port Augusta Res-BarrySt88 | GN | Ground Floor | 9.05 | 384 | Medicine | 384 | Adelaide Medical School | 7.92 | Bedroom 2 | 7 | Residential Accommodation Space Group | 700 | Residential - Specific type not defined |  | Unknown | 0.00 | NO
Port Augusta_PA05-Port Augusta Res-BarrySt88_Ground Floor_9.05A _ BIR | PA-PA05-GN-9.05A | PA05-GN-9.05A-BIR | Port Augusta | PA | PA05 | Port Augusta Res-BarrySt88 | GN | Ground Floor | 9.05A | 384 | Medicine | 384 | Adelaide Medical School | 0.55 | BIR | 7 | Residential Accommodation Space Group | 700 | Residential - Specific type not defined |  | Unknown | 0.00 | NO
Port Augusta_PA05-Port Augusta Res-BarrySt88_Ground Floor_9.06 _ Bedroom 1 | PA-PA05-GN-9.06 | PA05-GN-9.06-Bedroom 1 | Port Augusta | PA | PA05 | Port Augusta Res-BarrySt88 | GN | Ground Floor | 9.06 | 384 | Medicine | 384 | Adelaide Medical School | 11.37 | Bedroom 1 | 7 | Residential Accommodation Space Group | 700 | Residential - Specific type not defined |  | Unknown | 0.00 | NO
Port Augusta_PA05-Port Augusta Res-BarrySt88_Ground Floor_9.06A _ BIR | PA-PA05-GN-9.06A | PA05-GN-9.06A-BIR | Port Augusta | PA | PA05 | Port Augusta Res-BarrySt88 | GN | Ground Floor | 9.06A | 384 | Medicine | 384 | Adelaide Medical School | 0.74 | BIR | 7 | Residential Accommodation Space Group | 700 | Residential - Specific type not defined |  | Unknown | 0.00 | NO
Playford_PF01-Playford GP Super Clinic_Ground Floor_A01 _ WC - M | PF-PF01-01-A01 | PF01-01-A01-WC - M | Playford | PF | PF01 | Playford GP Super Clinic | 01 | Ground Floor | A01 | 99939 | Unusable Spaces | 99939 | Unusable Spaces | 11.2 | WC - M | 8 | Non Useable Floor Area Space Group | 821 | Non-usable - Toilets/Amenities - Male |  | Unknown | 0.00 | NO
Playford_PF01-Playford GP Super Clinic_Ground Floor_A02 _ WC - F | PF-PF01-01-A02 | PF01-01-A02-WC - F | Playford | PF | PF01 | Playford GP Super Clinic | 01 | Ground Floor | A02 | 99939 | Unusable Spaces | 99939 | Unusable Spaces | 13.53 | WC - F | 8 | Non Useable Floor Area Space Group | 820 | Non-usable - Toilets/Amenities - Female |  | Unknown | 0.00 | NO
Playford_PF01-Playford GP Super Clinic_Ground Floor_A03 _ WC - Access | PF-PF01-01-A03 | PF01-01-A03-WC - Access | Playford | PF | PF01 | Playford GP Super Clinic | 01 | Ground Floor | A03 | 99939 | Unusable Spaces | 99939 | Unusable Spaces | 5.26 | WC - Access | 8 | Non Useable Floor Area Space Group | 818 | Non-usable - Toilets/Amenities - Unisex Accessible |  | Unknown | 0.00 | NO
Playford_PF01-Playford GP Super Clinic_Ground Floor_CS01A _ A/L | PF-PF01-01-CS01A | PF01-01-CS01A-A/L | Playford | PF | PF01 | Playford GP Super Clinic | 01 | Ground Floor | CS01A | 99939 | Unusable Spaces | 99939 | Unusable Spaces | 13.69 | A/L | 8 | Non Useable Floor Area Space Group | 835 | Non-usable - Toilets/Amenities - Other |  | Unknown | 0.00 | NO
Playford_PF01-Playford GP Super Clinic_Ground Floor_CS04 _ Corr. | PF-PF01-01-CS04 | PF01-01-CS04-Corr. | Playford | PF | PF01 | Playford GP Super Clinic | 01 | Ground Floor | CS04 | 99939 | Unusable Spaces | 99939 | Unusable Spaces | 21.98 | Corr. | 8 | Non Useable Floor Area Space Group | 805 | Non-usable - Circulation space |  | Unknown | 0.00 | NO
Playford_PF01-Playford GP Super Clinic_Ground Floor_CS05 _ Corr. | PF-PF01-01-CS05 | PF01-01-CS05-Corr. | Playford | PF | PF01 | Playford GP Super Clinic | 01 | Ground Floor | CS05 | 99939 | Unusable Spaces | 99939 | Unusable Spaces | 72.71 | Corr. | 8 | Non Useable Floor Area Space Group | 805 | Non-usable - Circulation space |  | Unknown | 0.00 | NO
Playford_PF01-Playford GP Super Clinic_Ground Floor_CS05A _ VSR | PF-PF01-01-CS05A | PF01-01-CS05A-VSR | Playford | PF | PF01 | Playford GP Super Clinic | 01 | Ground Floor | CS05A | 99939 | Unusable Spaces | 99939 | Unusable Spaces | 1.97 | VSR | 8 | Non Useable Floor Area Space Group | 840 | Non-usable - Service riser |  | Unknown | 0.00 | NO
Playford_PF01-Playford GP Super Clinic_Ground Floor_CS06 _ Corr. | PF-PF01-01-CS06 | PF01-01-CS06-Corr. | Playford | PF | PF01 | Playford GP Super Clinic | 01 | Ground Floor | CS06 | 99939 | Unusable Spaces | 99939 | Unusable Spaces | 41.68 | Corr. | 8 | Non Useable Floor Area Space Group | 805 | Non-usable - Circulation space |  | Unknown | 0.00 | NO
Playford_PF01-Playford GP Super Clinic_Ground Floor_CS06A _ Services | PF-PF01-01-CS06A | PF01-01-CS06A-Services | Playford | PF | PF01 | Playford GP Super Clinic | 01 | Ground Floor | CS06A | 99939 | Unusable Spaces | 99939 | Unusable Spaces | 0.45 | Services | 8 | Non Useable Floor Area Space Group | 840 | Non-usable - Service riser |  | Unknown | 0.00 | NO
Playford_PF01-Playford GP Super Clinic_Ground Floor_CS14 _ A/L | PF-PF01-01-CS14 | PF01-01-CS14-A/L | Playford | PF | PF01 | Playford GP Super Clinic | 01 | Ground Floor | CS14 | 99939 | Unusable Spaces | 99939 | Unusable Spaces | 12.05 | A/L | 8 | Non Useable Floor Area Space Group | 835 | Non-usable - Toilets/Amenities - Other |  | Unknown | 0.00 | NO
Playford_PF01-Playford GP Super Clinic_Ground Floor_PS01 _ Radiology Area | PF-PF01-01-PS01 | PF01-01-PS01-Radiology Area | Playford | PF | PF01 | Playford GP Super Clinic | 01 | Ground Floor | PS01 | 99985 | Commercial - Adelaide Unicare Pty Ltd | 859 | Infrastructure | 35.11 | Radiology Area | 6 | General Facility Space Group | 615 | General Facility - Medical Centre |  | Good | 0.00 | NO
Playford_PF01-Playford GP Super Clinic_Ground Floor_PS01A _ Radiology Area | PF-PF01-01-PS01A | PF01-01-PS01A-Radiology Area | Playford | PF | PF01 | Playford GP Super Clinic | 01 | Ground Floor | PS01A | 99985 | Commercial - Adelaide Unicare Pty Ltd | 859 | Infrastructure | 6.97 | Radiology Area | 6 | General Facility Space Group | 615 | General Facility - Medical Centre |  | Good | 0.00 | NO
Playford_PF01-Playford GP Super Clinic_Ground Floor_R.01 _ Consulting Room | PF-PF01-01-R.01 | PF01-01-R.01-Consulting Room | Playford | PF | PF01 | Playford GP Super Clinic | 01 | Ground Floor | R.01 | 99985 | Commercial - Adelaide Unicare Pty Ltd | 859 | Infrastructure | 12.22 | Consulting Room | 6 | General Facility Space Group | 615 | General Facility - Medical Centre |  | Good | 0.00 | NO
Playford_PF01-Playford GP Super Clinic_Ground Floor_R.02 _ Consulting Room | PF-PF01-01-R.02 | PF01-01-R.02-Consulting Room | Playford | PF | PF01 | Playford GP Super Clinic | 01 | Ground Floor | R.02 | 99985 | Commercial - Adelaide Unicare Pty Ltd | 859 | Infrastructure | 12.13 | Consulting Room | 6 | General Facility Space Group | 615 | General Facility - Medical Centre |  | Good | 0.00 | NO
Playford_PF01-Playford GP Super Clinic_Ground Floor_R.03 _ Consulting Room | PF-PF01-01-R.03 | PF01-01-R.03-Consulting Room | Playford | PF | PF01 | Playford GP Super Clinic | 01 | Ground Floor | R.03 | 99985 | Commercial - Adelaide Unicare Pty Ltd | 859 | Infrastructure | 12.13 | Consulting Room | 6 | General Facility Space Group | 615 | General Facility - Medical Centre |  | Good | 0.00 | NO
Playford_PF01-Playford GP Super Clinic_Ground Floor_R.04 _ Consulting Room | PF-PF01-01-R.04 | PF01-01-R.04-Consulting Room | Playford | PF | PF01 | Playford GP Super Clinic | 01 | Ground Floor | R.04 | 99985 | Commercial - Adelaide Unicare Pty Ltd | 859 | Infrastructure | 12.2 | Consulting Room | 6 | General Facility Space Group | 615 | General Facility - Medical Centre |  | Good | 0.00 | NO
Playford_PF01-Playford GP Super Clinic_Ground Floor_R.05 _ Mental Health Nutrition | PF-PF01-01-R.05 | PF01-01-R.05-Mental Health Nutrition | Playford | PF | PF01 | Playford GP Super Clinic | 01 | Ground Floor | R.05 | 99985 | Commercial - Adelaide Unicare Pty Ltd | 859 | Infrastructure | 12.2 | Mental Health Nutrition | 6 | General Facility Space Group | 615 | General Facility - Medical Centre |  | Good | 0.00 | NO
Playford_PF01-Playford GP Super Clinic_Ground Floor_R.06 _ Physio / Podiatry | PF-PF01-01-R.06 | PF01-01-R.06-Physio / Podiatry | Playford | PF | PF01 | Playford GP Super Clinic | 01 | Ground Floor | R.06 | 99985 | Commercial - Adelaide Unicare Pty Ltd | 859 | Infrastructure | 12.2 | Physio / Podiatry | 6 | General Facility Space Group | 615 | General Facility - Medical Centre |  | Good | 0.00 | NO
Playford_PF01-Playford GP Super Clinic_Ground Floor_R.07 _ Consulting Room | PF-PF01-01-R.07 | PF01-01-R.07-Consulting Room | Playford | PF | PF01 | Playford GP Super Clinic | 01 | Ground Floor | R.07 | 99985 | Commercial - Adelaide Unicare Pty Ltd | 859 | Infrastructure | 12.19 | Consulting Room | 6 | General Facility Space Group | 615 | General Facility - Medical Centre |  | Good | 0.00 | NO
Playford_PF01-Playford GP Super Clinic_Ground Floor_R.08 _ Consulting Room | PF-PF01-01-R.08 | PF01-01-R.08-Consulting Room | Playford | PF | PF01 | Playford GP Super Clinic | 01 | Ground Floor | R.08 | 99985 | Commercial - Adelaide Unicare Pty Ltd | 859 | Infrastructure | 12.18 | Consulting Room | 6 | General Facility Space Group | 615 | General Facility - Medical Centre |  | Good | 0.00 | NO
Playford_PF01-Playford GP Super Clinic_Ground Floor_R.09 _ Mental Health Pharmacy | PF-PF01-01-R.09 | PF01-01-R.09-Mental Health Pharmacy | Playford | PF | PF01 | Playford GP Super Clinic | 01 | Ground Floor | R.09 | 99985 | Commercial - Adelaide Unicare Pty Ltd | 859 | Infrastructure | 12.19 | Mental Health Pharmacy | 6 | General Facility Space Group | 615 | General Facility - Medical Centre |  | Good | 0.00 | NO
Playford_PF01-Playford GP Super Clinic_Ground Floor_R.10 _ Sterilization | PF-PF01-01-R.10 | PF01-01-R.10-Sterilization | Playford | PF | PF01 | Playford GP Super Clinic | 01 | Ground Floor | R.10 | 99985 | Commercial - Adelaide Unicare Pty Ltd | 859 | Infrastructure | 9.57 | Sterilization | 6 | General Facility Space Group | 615 | General Facility - Medical Centre |  | Good | 0.00 | NO
Playford_PF01-Playford GP Super Clinic_Ground Floor_R.11 _ Sluice Room | PF-PF01-01-R.11 | PF01-01-R.11-Sluice Room | Playford | PF | PF01 | Playford GP Super Clinic | 01 | Ground Floor | R.11 | 99985 | Commercial - Adelaide Unicare Pty Ltd | 859 | Infrastructure | 3.94 | Sluice Room | 6 | General Facility Space Group | 615 | General Facility - Medical Centre |  | Good | 0.00 | NO
Playford_PF01-Playford GP Super Clinic_Ground Floor_R.12 _ Family Psychology | PF-PF01-01-R.12 | PF01-01-R.12-Family Psychology | Playford | PF | PF01 | Playford GP Super Clinic | 01 | Ground Floor | R.12 | 99985 | Commercial - Adelaide Unicare Pty Ltd | 859 | Infrastructure | 17.03 | Family Psychology | 6 | General Facility Space Group | 615 | General Facility - Medical Centre |  | Good | 0.00 | NO
Playford_PF01-Playford GP Super Clinic_Ground Floor_R.13 _ I.T.Room | PF-PF01-01-R.13 | PF01-01-R.13-I.T.Room | Playford | PF | PF01 | Playford GP Super Clinic | 01 | Ground Floor | R.13 | 850 | ITDS Branch Central Costs | 869 | Information Technology and Digital Services | 17.56 | I.T.Room | 8 | Non Useable Floor Area Space Group | 840 | Non-usable - Service riser |  | Good | 0.00 | NO
Playford_PF01-Playford GP Super Clinic_Ground Floor_R.13A _ Store | PF-PF01-01-R.13A | PF01-01-R.13A-Store | Playford | PF | PF01 | Playford GP Super Clinic | 01 | Ground Floor | R.13A | 99985 | Commercial - Adelaide Unicare Pty Ltd | 859 | Infrastructure | 7.91 | Store | 4 | Ancillary Area Space Group | 419 | Ancillary Area - Store Room - Generic |  | Good | 0.00 | NO
Playford_PF01-Playford GP Super Clinic_Ground Floor_R.14 _ Consulting Room | PF-PF01-01-R.14 | PF01-01-R.14-Consulting Room | Playford | PF | PF01 | Playford GP Super Clinic | 01 | Ground Floor | R.14 | 99985 | Commercial - Adelaide Unicare Pty Ltd | 859 | Infrastructure | 15.4 | Consulting Room | 6 | General Facility Space Group | 615 | General Facility - Medical Centre |  | Good | 0.00 | NO
Playford_PF01-Playford GP Super Clinic_Ground Floor_R.15 _ Office - Nurses | PF-PF01-01-R.15 | PF01-01-R.15-Office - Nurses | Playford | PF | PF01 | Playford GP Super Clinic | 01 | Ground Floor | R.15 | 99985 | Commercial - Adelaide Unicare Pty Ltd | 859 | Infrastructure | 12.57 | Office - Nurses | 1 | Office Space Group | 108 | Office - Professional/General Staff |  | Good | 0.00 | NO
Playford_PF01-Playford GP Super Clinic_Ground Floor_R.16 _ Treatment Room | PF-PF01-01-R.16 | PF01-01-R.16-Treatment Room | Playford | PF | PF01 | Playford GP Super Clinic | 01 | Ground Floor | R.16 | 99985 | Commercial - Adelaide Unicare Pty Ltd | 859 | Infrastructure | 15.73 | Treatment Room | 6 | General Facility Space Group | 615 | General Facility - Medical Centre |  | Good | 0.00 | NO
Playford_PF01-Playford GP Super Clinic_Ground Floor_R.17 _ Treatment Room | PF-PF01-01-R.17 | PF01-01-R.17-Treatment Room | Playford | PF | PF01 | Playford GP Super Clinic | 01 | Ground Floor | R.17 | 99985 | Commercial - Adelaide Unicare Pty Ltd | 859 | Infrastructure | 17.29 | Treatment Room | 6 | General Facility Space Group | 615 | General Facility - Medical Centre |  | Good | 0.00 | NO
Playford_PF01-Playford GP Super Clinic_Ground Floor_R.18 _ Consulting Room | PF-PF01-01-R.18 | PF01-01-R.18-Consulting Room | Playford | PF | PF01 | Playford GP Super Clinic | 01 | Ground Floor | R.18 | 99985 | Commercial - Adelaide Unicare Pty Ltd | 859 | Infrastructure | 15.4 | Consulting Room | 6 | General Facility Space Group | 615 | General Facility - Medical Centre |  | Good | 0.00 | NO
Playford_PF01-Playford GP Super Clinic_Ground Floor_R.19 _ Consulting Room | PF-PF01-01-R.19 | PF01-01-R.19-Consulting Room | Playford | PF | PF01 | Playford GP Super Clinic | 01 | Ground Floor | R.19 | 99985 | Commercial - Adelaide Unicare Pty Ltd | 859 | Infrastructure | 15.4 | Consulting Room | 6 | General Facility Space Group | 615 | General Facility - Medical Centre |  | Good | 0.00 | NO
Playford_PF01-Playford GP Super Clinic_Ground Floor_R.20 _ Physio / Podiatry | PF-PF01-01-R.20 | PF01-01-R.20-Physio / Podiatry | Playford | PF | PF01 | Playford GP Super Clinic | 01 | Ground Floor | R.20 | 99985 | Commercial - Adelaide Unicare Pty Ltd | 859 | Infrastructure | 13.73 | Physio / Podiatry | 6 | General Facility Space Group | 615 | General Facility - Medical Centre |  | Good | 0.00 | NO
Playford_PF01-Playford GP Super Clinic_Ground Floor_R.21 _ Physio / Podiatry | PF-PF01-01-R.21 | PF01-01-R.21-Physio / Podiatry | Playford | PF | PF01 | Playford GP Super Clinic | 01 | Ground Floor | R.21 | 99985 | Commercial - Adelaide Unicare Pty Ltd | 859 | Infrastructure | 19.68 | Physio / Podiatry | 6 | General Facility Space Group | 615 | General Facility - Medical Centre |  | Good | 0.00 | NO
Playford_PF01-Playford GP Super Clinic_Ground Floor_R.22 _ Lifestyle Clinic | PF-PF01-01-R.22 | PF01-01-R.22-Lifestyle Clinic | Playford | PF | PF01 | Playford GP Super Clinic | 01 | Ground Floor | R.22 | 99985 | Commercial - Adelaide Unicare Pty Ltd | 859 | Infrastructure | 46.62 | Lifestyle Clinic | 6 | General Facility Space Group | 615 | General Facility - Medical Centre |  | Good | 0.00 | NO
Playford_PF01-Playford GP Super Clinic_Ground Floor_R.23 _ Kitchen | PF-PF01-01-R.23 | PF01-01-R.23-Kitchen | Playford | PF | PF01 | Playford GP Super Clinic | 01 | Ground Floor | R.23 | 99985 | Commercial - Adelaide Unicare Pty Ltd | 859 | Infrastructure | 12.29 | Kitchen | 6 | General Facility Space Group | 608 | General Facility - Kitchen/Servery/Food Storage |  | Good | 0.00 | NO
Playford_PF01-Playford GP Super Clinic_Ground Floor_R.24 _ Meeting / Student Study 1 | PF-PF01-01-R.24 | PF01-01-R.24-Meeting / Student Study 1 | Playford | PF | PF01 | Playford GP Super Clinic | 01 | Ground Floor | R.24 | 99985 | Commercial - Adelaide Unicare Pty Ltd | 859 | Infrastructure | 41.61 | Meeting / Student Study 1 | 6 | General Facility Space Group | 601 | General Facility - Committee/Conference/Meeting room |  | Good | 0.00 | NO
Playford_PF01-Playford GP Super Clinic_Ground Floor_R.25 _ Meeting / student Study 2 | PF-PF01-01-R.25 | PF01-01-R.25-Meeting / student Study 2 | Playford | PF | PF01 | Playford GP Super Clinic | 01 | Ground Floor | R.25 | 99985 | Commercial - Adelaide Unicare Pty Ltd | 859 | Infrastructure | 41.61 | Meeting / student Study 2 | 6 | General Facility Space Group | 601 | General Facility - Committee/Conference/Meeting room |  | Good | 0.00 | NO
Playford_PF01-Playford GP Super Clinic_Ground Floor_R.26 _ Central Waiting Area | PF-PF01-01-R.26 | PF01-01-R.26-Central Waiting Area | Playford | PF | PF01 | Playford GP Super Clinic | 01 | Ground Floor | R.26 | 99939 | Unusable Spaces | 99939 | Unusable Spaces | 128.33 | Central Waiting Area | 6 | General Facility Space Group | 623 | General Facility - Waiting Area/Foyer/Reception Area |  | Good | 0.00 | NO
Playford_PF01-Playford GP Super Clinic_Ground Floor_R.26A _ Courtyard (NUFA) | PF-PF01-01-R.26A | PF01-01-R.26A-Courtyard (NUFA) | Playford | PF | PF01 | Playford GP Super Clinic | 01 | Ground Floor | R.26A | 99939 | Unusable Spaces | 99939 | Unusable Spaces | 78.05 | Courtyard (NUFA) | 8 | Non Useable Floor Area Space Group | 839 | Non-usable - Verandah/Balcony |  | Unknown | 0.00 | NO
Playford_PF01-Playford GP Super Clinic_Ground Floor_R.29 _ Pathology | PF-PF01-01-R.29 | PF01-01-R.29-Pathology | Playford | PF | PF01 | Playford GP Super Clinic | 01 | Ground Floor | R.29 | 99985 | Commercial - Adelaide Unicare Pty Ltd | 859 | Infrastructure | 6.59 | Pathology | 6 | General Facility Space Group | 615 | General Facility - Medical Centre |  | Good | 0.00 | NO
Playford_PF01-Playford GP Super Clinic_Ground Floor_R.29A _ Pathology Consult 1 | PF-PF01-01-R.29A | PF01-01-R.29A-Pathology Consult 1 | Playford | PF | PF01 | Playford GP Super Clinic | 01 | Ground Floor | R.29A | 99985 | Commercial - Adelaide Unicare Pty Ltd | 859 | Infrastructure | 6.64 | Pathology Consult 1 | 6 | General Facility Space Group | 615 | General Facility - Medical Centre |  | Good | 0.00 | NO
Playford_PF01-Playford GP Super Clinic_Ground Floor_R.29B _ Pathology Consult 2 | PF-PF01-01-R.29B | PF01-01-R.29B-Pathology Consult 2 | Playford | PF | PF01 | Playford GP Super Clinic | 01 | Ground Floor | R.29B | 99985 | Commercial - Adelaide Unicare Pty Ltd | 859 | Infrastructure | 6.64 | Pathology Consult 2 | 6 | General Facility Space Group | 615 | General Facility - Medical Centre |  | Good | 0.00 | NO
Playford_PF01-Playford GP Super Clinic_Ground Floor_R.29C _ WC - U | PF-PF01-01-R.29C | PF01-01-R.29C-WC - U | Playford | PF | PF01 | Playford GP Super Clinic | 01 | Ground Floor | R.29C | 99939 | Unusable Spaces | 99939 | Unusable Spaces | 2.36 | WC - U | 8 | Non Useable Floor Area Space Group | 835 | Non-usable - Toilets/Amenities - Other |  | Unknown | 0.00 | NO
Playford_PF01-Playford GP Super Clinic_Ground Floor_R.30 _ Corr. / Waiting Area | PF-PF01-01-R.30 | PF01-01-R.30-Corr. / Waiting Area | Playford | PF | PF01 | Playford GP Super Clinic | 01 | Ground Floor | R.30 | 99939 | Unusable Spaces | 99939 | Unusable Spaces | 25.08 | Corr. / Waiting Area | 8 | Non Useable Floor Area Space Group | 805 | Non-usable - Circulation space |  | Unknown | 0.00 | NO
Playford_PF01-Playford GP Super Clinic_Ground Floor_R.31 _ Reception | PF-PF01-01-R.31 | PF01-01-R.31-Reception | Playford | PF | PF01 | Playford GP Super Clinic | 01 | Ground Floor | R.31 | 99985 | Commercial - Adelaide Unicare Pty Ltd | 859 | Infrastructure | 17.84 | Reception | 1 | Office Space Group | 108 | Office - Professional/General Staff |  | Good | 0.00 | NO
Playford_PF01-Playford GP Super Clinic_Ground Floor_R.32 _ Utility | PF-PF01-01-R.32 | PF01-01-R.32-Utility | Playford | PF | PF01 | Playford GP Super Clinic | 01 | Ground Floor | R.32 | 99985 | Commercial - Adelaide Unicare Pty Ltd | 859 | Infrastructure | 10.56 | Utility | 6 | General Facility Space Group | 603 | General Facility - Resource room |  | Good | 0.00 | NO
Playford_PF01-Playford GP Super Clinic_Ground Floor_R.33 _ Office - Admin | PF-PF01-01-R.33 | PF01-01-R.33-Office - Admin | Playford | PF | PF01 | Playford GP Super Clinic | 01 | Ground Floor | R.33 | 99985 | Commercial - Adelaide Unicare Pty Ltd | 859 | Infrastructure | 17.17 | Office - Admin | 1 | Office Space Group | 108 | Office - Professional/General Staff |  | Good | 0.00 | NO
Playford_PF01-Playford GP Super Clinic_Ground Floor_R.34 _ Office - Admin | PF-PF01-01-R.34 | PF01-01-R.34-Office - Admin | Playford | PF | PF01 | Playford GP Super Clinic | 01 | Ground Floor | R.34 | 99985 | Commercial - Adelaide Unicare Pty Ltd | 859 | Infrastructure | 16.99 | Office - Admin | 1 | Office Space Group | 108 | Office - Professional/General Staff |  | Good | 0.00 | NO
Playford_PF01-Playford GP Super Clinic_Ground Floor_R.35 _ Lockers & Amenities - Staff | PF-PF01-01-R.35 | PF01-01-R.35-Lockers & Amenities - Staff | Playford | PF | PF01 | Playford GP Super Clinic | 01 | Ground Floor | R.35 | 99985 | Commercial - Adelaide Unicare Pty Ltd | 859 | Infrastructure | 18.85 | Lockers & Amenities - Staff | 6 | General Facility Space Group |  |  |  | Unknown | 0.00 | NO
Playford_PF01-Playford GP Super Clinic_Ground Floor_R.36 _ Staff Room | PF-PF01-01-R.36 | PF01-01-R.36-Staff Room | Playford | PF | PF01 | Playford GP Super Clinic | 01 | Ground Floor | R.36 | 99985 | Commercial - Adelaide Unicare Pty Ltd | 859 | Infrastructure | 33.19 | Staff Room | 6 | General Facility Space Group | 609 | General Facility - Recreation Room/Lounge/Bar/Social space |  | Good | 0.00 | NO
Playford_PF01-Playford GP Super Clinic_Ground Floor_R.37 _ Kitchen | PF-PF01-01-R.37 | PF01-01-R.37-Kitchen | Playford | PF | PF01 | Playford GP Super Clinic | 01 | Ground Floor | R.37 | 99985 | Commercial - Adelaide Unicare Pty Ltd | 859 | Infrastructure | 10.58 | Kitchen | 6 | General Facility Space Group | 608 | General Facility - Kitchen/Servery/Food Storage |  | Unknown | 0.00 | NO
Playford_PF01-Playford GP Super Clinic_Ground Floor_R.38 _ Corr. | PF-PF01-01-R.38 | PF01-01-R.38-Corr. | Playford | PF | PF01 | Playford GP Super Clinic | 01 | Ground Floor | R.38 | 99939 | Unusable Spaces | 99939 | Unusable Spaces | 16.84 | Corr. | 8 | Non Useable Floor Area Space Group | 805 | Non-usable - Circulation space |  | Unknown | 0.00 | NO
Playford_PF01-Playford GP Super Clinic_Ground Floor_R.39 _ Bin / Bike Enclosure | PF-PF01-01-R.39 | PF01-01-R.39-Bin / Bike Enclosure | Playford | PF | PF01 | Playford GP Super Clinic | 01 | Ground Floor | R.39 | 99985 | Commercial - Adelaide Unicare Pty Ltd | 859 | Infrastructure | 13.46 | Bin / Bike Enclosure | 8 | Non Useable Floor Area Space Group | 801 | Non-usable - Bicycle storage |  | Unknown | 0.00 | NO
Playford_PF01-Playford GP Super Clinic_Ground Floor_R.39A _ RDNS Store | PF-PF01-01-R.39A | PF01-01-R.39A-RDNS Store | Playford | PF | PF01 | Playford GP Super Clinic | 01 | Ground Floor | R.39A | 99985 | Commercial - Adelaide Unicare Pty Ltd | 859 | Infrastructure | 9.94 | RDNS Store | 4 | Ancillary Area Space Group | 419 | Ancillary Area - Store Room - Generic |  | Good | 0.00 | NO
Playford_PF01-Playford GP Super Clinic_Ground Floor_R.40 _ A/L | PF-PF01-01-R.40 | PF01-01-R.40-A/L | Playford | PF | PF01 | Playford GP Super Clinic | 01 | Ground Floor | R.40 | 99939 | Unusable Spaces | 99939 | Unusable Spaces | 5.67 | A/L | 8 | Non Useable Floor Area Space Group | 805 | Non-usable - Circulation space |  | Unknown | 0.00 | NO
Playford_PF01-Playford GP Super Clinic_Ground Floor_R.40A _ WC - Access | PF-PF01-01-R.40A | PF01-01-R.40A-WC - Access | Playford | PF | PF01 | Playford GP Super Clinic | 01 | Ground Floor | R.40A | 99939 | Unusable Spaces | 99939 | Unusable Spaces | 5.26 | WC - Access | 8 | Non Useable Floor Area Space Group | 818 | Non-usable - Toilets/Amenities - Unisex Accessible |  | Unknown | 0.00 | NO
Playford_PF01-Playford GP Super Clinic_Ground Floor_R.40B _ WC - F | PF-PF01-01-R.40B | PF01-01-R.40B-WC - F | Playford | PF | PF01 | Playford GP Super Clinic | 01 | Ground Floor | R.40B | 99939 | Unusable Spaces | 99939 | Unusable Spaces | 13.53 | WC - F | 8 | Non Useable Floor Area Space Group | 820 | Non-usable - Toilets/Amenities - Female |  | Unknown | 0.00 | NO
Playford_PF01-Playford GP Super Clinic_Ground Floor_R.40C _ WC - M | PF-PF01-01-R.40C | PF01-01-R.40C-WC - M | Playford | PF | PF01 | Playford GP Super Clinic | 01 | Ground Floor | R.40C | 99939 | Unusable Spaces | 99939 | Unusable Spaces | 11.2 | WC - M | 8 | Non Useable Floor Area Space Group | 821 | Non-usable - Toilets/Amenities - Male |  | Unknown | 0.00 | NO
Playford_PF01-Playford GP Super Clinic_Roof Level_RF.01 _ Roof Plant 01 (NUFA) | PF-PF01-RF-RF.01 | PF01-RF-RF.01-Roof Plant 01 (NUFA) | Playford | PF | PF01 | Playford GP Super Clinic | RF | Roof Level | RF.01 | 99939 | Unusable Spaces | 99939 | Unusable Spaces | 69.62 | Roof Plant 01 (NUFA) | 8 | Non Useable Floor Area Space Group | 811 | Non-usable - Plant room other |  | Unknown |  | NO
Playford_PF01-Playford GP Super Clinic_Roof Level_RF.02 _ Roof Plant 01 (NUFA) | PF-PF01-RF-RF.02 | PF01-RF-RF.02-Roof Plant 01 (NUFA) | Playford | PF | PF01 | Playford GP Super Clinic | RF | Roof Level | RF.02 | 99939 | Unusable Spaces | 99939 | Unusable Spaces | 18.13 | Roof Plant 01 (NUFA) | 8 | Non Useable Floor Area Space Group | 811 | Non-usable - Plant room other |  | Unknown |  | NO
Playford_PF01-Playford GP Super Clinic_Roof Level_RF.03 _ Services Zone (NUFA) | PF-PF01-RF-RF.03 | PF01-RF-RF.03-Services Zone (NUFA) | Playford | PF | PF01 | Playford GP Super Clinic | RF | Roof Level | RF.03 | 99939 | Unusable Spaces | 99939 | Unusable Spaces | 79.93 | Services Zone (NUFA) | 8 | Non Useable Floor Area Space Group | 811 | Non-usable - Plant room other |  | Unknown |  | NO
Playford_PF01-Playford GP Super Clinic_Roof Level_RF.04 _ Roof Access (NUFA) | PF-PF01-RF-RF.04 | PF01-RF-RF.04-Roof Access (NUFA) | Playford | PF | PF01 | Playford GP Super Clinic | RF | Roof Level | RF.04 | 99939 | Unusable Spaces | 99939 | Unusable Spaces | 27.2 | Roof Access (NUFA) | 8 | Non Useable Floor Area Space Group | 805 | Non-usable - Circulation space |  | Unknown |  | NO
Playford_PF02-Clinical Teaching Playford_First Floor_1A.01 _ WC - M | PF-PF02-01-1A.01 | PF02-01-1A.01-WC - M | Playford | PF | PF02 | Clinical Teaching Playford | 01 | First Floor | 1A.01 | 99939 | Unusable Spaces | 99939 | Unusable Spaces | 3.77 | WC - M | 8 | Non Useable Floor Area Space Group | 821 | Non-usable - Toilets/Amenities - Male |  | Good | 0.00 | NO
Playford_PF02-Clinical Teaching Playford_First Floor_1A.01A _ WC - M | PF-PF02-01-1A.01A | PF02-01-1A.01A-WC - M | Playford | PF | PF02 | Clinical Teaching Playford | 01 | First Floor | 1A.01A | 99939 | Unusable Spaces | 99939 | Unusable Spaces | 1.5 | WC - M | 8 | Non Useable Floor Area Space Group | 821 | Non-usable - Toilets/Amenities - Male |  | Good | 0.00 | NO
Playford_PF02-Clinical Teaching Playford_First Floor_1A.02 _ WC - F | PF-PF02-01-1A.02 | PF02-01-1A.02-WC - F | Playford | PF | PF02 | Clinical Teaching Playford | 01 | First Floor | 1A.02 | 99939 | Unusable Spaces | 99939 | Unusable Spaces | 4.04 | WC - F | 8 | Non Useable Floor Area Space Group | 820 | Non-usable - Toilets/Amenities - Female |  | Good | 0.00 | NO
Playford_PF02-Clinical Teaching Playford_First Floor_1A.02A _ WC - F | PF-PF02-01-1A.02A | PF02-01-1A.02A-WC - F | Playford | PF | PF02 | Clinical Teaching Playford | 01 | First Floor | 1A.02A | 99939 | Unusable Spaces | 99939 | Unusable Spaces | 1.95 | WC - F | 8 | Non Useable Floor Area Space Group | 820 | Non-usable - Toilets/Amenities - Female |  | Good | 0.00 | NO
Playford_PF02-Clinical Teaching Playford_First Floor_1A.02B _ WC - F | PF-PF02-01-1A.02B | PF02-01-1A.02B-WC - F | Playford | PF | PF02 | Clinical Teaching Playford | 01 | First Floor | 1A.02B | 99939 | Unusable Spaces | 99939 | Unusable Spaces | 2.33 | WC - F | 8 | Non Useable Floor Area Space Group | 820 | Non-usable - Toilets/Amenities - Female |  | Good | 0.00 | NO
Playford_PF02-Clinical Teaching Playford_First Floor_1A.03 _ WC - Access | PF-PF02-01-1A.03 | PF02-01-1A.03-WC - Access | Playford | PF | PF02 | Clinical Teaching Playford | 01 | First Floor | 1A.03 | 99939 | Unusable Spaces | 99939 | Unusable Spaces | 6.26 | WC - Access | 8 | Non Useable Floor Area Space Group | 818 | Non-usable - Toilets/Amenities - Unisex Accessible |  | Good | 0.00 | NO
Playford_PF02-Clinical Teaching Playford_First Floor_1P.01 _ Lift Lobby | PF-PF02-01-1P.01 | PF02-01-1P.01-Lift Lobby | Playford | PF | PF02 | Clinical Teaching Playford | 01 | First Floor | 1P.01 | 99939 | Unusable Spaces | 99939 | Unusable Spaces | 14.26 | Lift Lobby | 8 | Non Useable Floor Area Space Group | 805 | Non-usable - Circulation space |  | Good | 0.00 | NO
Playford_PF02-Clinical Teaching Playford_First Floor_1P.01A _ Stair | PF-PF02-01-1P.01A | PF02-01-1P.01A-Stair | Playford | PF | PF02 | Clinical Teaching Playford | 01 | First Floor | 1P.01A | 99939 | Unusable Spaces | 99939 | Unusable Spaces | 11.88 | Stair | 8 | Non Useable Floor Area Space Group | 805 | Non-usable - Circulation space |  | Good | 0.00 | NO
Playford_PF02-Clinical Teaching Playford_First Floor_1P.01B _ A/L - M | PF-PF02-01-1P.01B | PF02-01-1P.01B-A/L - M | Playford | PF | PF02 | Clinical Teaching Playford | 01 | First Floor | 1P.01B | 99939 | Unusable Spaces | 99939 | Unusable Spaces | 2.19 | A/L - M | 8 | Non Useable Floor Area Space Group | 821 | Non-usable - Toilets/Amenities - Male |  | Good | 0.00 | NO
Playford_PF02-Clinical Teaching Playford_First Floor_1P.01C _ A/L- F | PF-PF02-01-1P.01C | PF02-01-1P.01C-A/L- F | Playford | PF | PF02 | Clinical Teaching Playford | 01 | First Floor | 1P.01C | 99939 | Unusable Spaces | 99939 | Unusable Spaces | 1.89 | A/L- F | 8 | Non Useable Floor Area Space Group | 820 | Non-usable - Toilets/Amenities - Female |  | Good | 0.00 | NO
Playford_PF02-Clinical Teaching Playford_First Floor_1P.01D _ VSR | PF-PF02-01-1P.01D | PF02-01-1P.01D-VSR | Playford | PF | PF02 | Clinical Teaching Playford | 01 | First Floor | 1P.01D | 99939 | Unusable Spaces | 99939 | Unusable Spaces | 0.05 | VSR | 8 | Non Useable Floor Area Space Group | 840 | Non-usable - Service riser |  | Unknown | 0.00 | NO
Playford_PF02-Clinical Teaching Playford_First Floor_1P.02 _ Kitchen / Cafe | PF-PF02-01-1P.02 | PF02-01-1P.02-Kitchen / Cafe | Playford | PF | PF02 | Clinical Teaching Playford | 01 | First Floor | 1P.02 | 99985 | Commercial - Adelaide Unicare Pty Ltd | 859 | Infrastructure | 61.33 | Kitchen / Cafe | 6 | General Facility Space Group | 608 | General Facility - Kitchen/Servery/Food Storage |  | Good | 0.00 | NO
Playford_PF02-Clinical Teaching Playford_First Floor_1P.02A _ VSR | PF-PF02-01-1P.02A | PF02-01-1P.02A-VSR | Playford | PF | PF02 | Clinical Teaching Playford | 01 | First Floor | 1P.02A | 99939 | Unusable Spaces | 99939 | Unusable Spaces | 0.54 | VSR | 8 | Non Useable Floor Area Space Group | 840 | Non-usable - Service riser |  | Unknown | 0.00 | NO
Playford_PF02-Clinical Teaching Playford_First Floor_1P.02B _ VSR | PF-PF02-01-1P.02B | PF02-01-1P.02B-VSR | Playford | PF | PF02 | Clinical Teaching Playford | 01 | First Floor | 1P.02B | 99939 | Unusable Spaces | 99939 | Unusable Spaces | 0.08 | VSR | 8 | Non Useable Floor Area Space Group | 840 | Non-usable - Service riser |  | Unknown | 0.00 | NO
Playford_PF02-Clinical Teaching Playford_First Floor_1P.02C _ VSR | PF-PF02-01-1P.02C | PF02-01-1P.02C-VSR | Playford | PF | PF02 | Clinical Teaching Playford | 01 | First Floor | 1P.02C | 99939 | Unusable Spaces | 99939 | Unusable Spaces | 0.05 | VSR | 8 | Non Useable Floor Area Space Group | 840 | Non-usable - Service riser |  | Unknown | 0.00 | NO
Playford_PF02-Clinical Teaching Playford_First Floor_1P.03 _ Corr. | PF-PF02-01-1P.03 | PF02-01-1P.03-Corr. | Playford | PF | PF02 | Clinical Teaching Playford | 01 | First Floor | 1P.03 | 99939 | Unusable Spaces | 99939 | Unusable Spaces | 25.59 | Corr. | 8 | Non Useable Floor Area Space Group | 805 | Non-usable - Circulation space |  | Good | 0.00 | NO
Playford_PF02-Clinical Teaching Playford_First Floor_1P.04 _ Balcony (UCA) | PF-PF02-01-1P.04 | PF02-01-1P.04-Balcony (UCA) | Playford | PF | PF02 | Clinical Teaching Playford | 01 | First Floor | 1P.04 | 99939 | Unusable Spaces | 99939 | Unusable Spaces | 29.8 | Balcony (UCA) | 8 | Non Useable Floor Area Space Group | 839 | Non-usable - Verandah/Balcony |  | Good | 0.00 | NO
Playford_PF02-Clinical Teaching Playford_First Floor_1R.01A _ Services | PF-PF02-01-1R.01A | PF02-01-1R.01A-Services | Playford | PF | PF02 | Clinical Teaching Playford | 01 | First Floor | 1R.01A | 99939 | Unusable Spaces | 99939 | Unusable Spaces | 3.55 | Services | 8 | Non Useable Floor Area Space Group | 840 | Non-usable - Service riser |  | Unknown | 0.00 | NO
Playford_PF02-Clinical Teaching Playford_First Floor_1R.09A _ Services | PF-PF02-01-1R.09A | PF02-01-1R.09A-Services | Playford | PF | PF02 | Clinical Teaching Playford | 01 | First Floor | 1R.09A | 99939 | Unusable Spaces | 99939 | Unusable Spaces | 3.56 | Services | 8 | Non Useable Floor Area Space Group | 840 | Non-usable - Service riser |  | Unknown | 0.00 | NO
Playford_PF02-Clinical Teaching Playford_First Floor_1R.09B _ VSR | PF-PF02-01-1R.09B | PF02-01-1R.09B-VSR | Playford | PF | PF02 | Clinical Teaching Playford | 01 | First Floor | 1R.09B | 99939 | Unusable Spaces | 99939 | Unusable Spaces | 0.15 | VSR | 8 | Non Useable Floor Area Space Group | 840 | Non-usable - Service riser |  | Unknown | 0.00 | NO
Playford_PF02-Clinical Teaching Playford_First Floor_1S.01 _ Roof - access | PF-PF02-01-1S.01 | PF02-01-1S.01-Roof - access | Playford | PF | PF02 | Clinical Teaching Playford | 01 | First Floor | 1S.01 | 99939 | Unusable Spaces | 99939 | Unusable Spaces | 1.91 | Roof - access | 8 | Non Useable Floor Area Space Group | 805 | Non-usable - Circulation space |  | Unknown | 0.00 | NO
Playford_PF02-Clinical Teaching Playford_First Floor_R.50 _ Open Office | PF-PF02-01-R.50 | PF02-01-R.50-Open Office | Playford | PF | PF02 | Clinical Teaching Playford | 01 | First Floor | R.50 | 99985 | Commercial - Adelaide Unicare Pty Ltd | 859 | Infrastructure | 73.14 | Open Office | 1 | Office Space Group | 108 | Office - Professional/General Staff |  | Good | 0.00 | NO
Playford_PF02-Clinical Teaching Playford_First Floor_R.51 _ Office | PF-PF02-01-R.51 | PF02-01-R.51-Office | Playford | PF | PF02 | Clinical Teaching Playford | 01 | First Floor | R.51 | 99985 | Commercial - Adelaide Unicare Pty Ltd | 859 | Infrastructure | 13.17 | Office | 1 | Office Space Group | 108 | Office - Professional/General Staff |  | Good | 0.00 | NO
Playford_PF02-Clinical Teaching Playford_First Floor_R.52 _ Office | PF-PF02-01-R.52 | PF02-01-R.52-Office | Playford | PF | PF02 | Clinical Teaching Playford | 01 | First Floor | R.52 | 99985 | Commercial - Adelaide Unicare Pty Ltd | 859 | Infrastructure | 13.14 | Office | 1 | Office Space Group | 108 | Office - Professional/General Staff |  | Good | 0.00 | NO
Playford_PF02-Clinical Teaching Playford_First Floor_R.53 _ Office | PF-PF02-01-R.53 | PF02-01-R.53-Office | Playford | PF | PF02 | Clinical Teaching Playford | 01 | First Floor | R.53 | 99985 | Commercial - Adelaide Unicare Pty Ltd | 859 | Infrastructure | 13.14 | Office | 1 | Office Space Group | 108 | Office - Professional/General Staff |  | Good | 0.00 | NO
Playford_PF02-Clinical Teaching Playford_First Floor_R.54 _ Office | PF-PF02-01-R.54 | PF02-01-R.54-Office | Playford | PF | PF02 | Clinical Teaching Playford | 01 | First Floor | R.54 | 99985 | Commercial - Adelaide Unicare Pty Ltd | 859 | Infrastructure | 13.19 | Office | 1 | Office Space Group | 108 | Office - Professional/General Staff |  | Good | 0.00 | NO
Playford_PF02-Clinical Teaching Playford_First Floor_R.55 _ Office | PF-PF02-01-R.55 | PF02-01-R.55-Office | Playford | PF | PF02 | Clinical Teaching Playford | 01 | First Floor | R.55 | 99985 | Commercial - Adelaide Unicare Pty Ltd | 859 | Infrastructure | 13.19 | Office | 1 | Office Space Group | 108 | Office - Professional/General Staff |  | Good | 0.00 | NO
Playford_PF02-Clinical Teaching Playford_First Floor_R.56 _ Office | PF-PF02-01-R.56 | PF02-01-R.56-Office | Playford | PF | PF02 | Clinical Teaching Playford | 01 | First Floor | R.56 | 99985 | Commercial - Adelaide Unicare Pty Ltd | 859 | Infrastructure | 13.16 | Office | 1 | Office Space Group | 108 | Office - Professional/General Staff |  | Good | 0.00 | NO
Playford_PF02-Clinical Teaching Playford_First Floor_R.57 _ Office | PF-PF02-01-R.57 | PF02-01-R.57-Office | Playford | PF | PF02 | Clinical Teaching Playford | 01 | First Floor | R.57 | 99985 | Commercial - Adelaide Unicare Pty Ltd | 859 | Infrastructure | 13 | Office | 1 | Office Space Group | 108 | Office - Professional/General Staff |  | Good | 0.00 | NO
Playford_PF02-Clinical Teaching Playford_First Floor_R.58 _ Open Plan Office - Student | PF-PF02-01-R.58 | PF02-01-R.58-Open Plan Office - Student | Playford | PF | PF02 | Clinical Teaching Playford | 01 | First Floor | R.58 | 99985 | Commercial - Adelaide Unicare Pty Ltd | 859 | Infrastructure | 73.01 | Open Plan Office - Student | 1 | Office Space Group | 101 | Office - Academic Staff |  | Good | 0.00 | NO
Playford_PF02-Clinical Teaching Playford_Ground Floor_GA.01 _ WC - M | PF-PF02-GN-GA.01 | PF02-GN-GA.01-WC - M | Playford | PF | PF02 | Clinical Teaching Playford | GN | Ground Floor | GA.01 | 99939 | Unusable Spaces | 99939 | Unusable Spaces | 3.69 | WC - M | 8 | Non Useable Floor Area Space Group | 821 | Non-usable - Toilets/Amenities - Male |  | Good | 0.00 | NO
Playford_PF02-Clinical Teaching Playford_Ground Floor_GA.01A _ WC - M | PF-PF02-GN-GA.01A | PF02-GN-GA.01A-WC - M | Playford | PF | PF02 | Clinical Teaching Playford | GN | Ground Floor | GA.01A | 99939 | Unusable Spaces | 99939 | Unusable Spaces | 1.49 | WC - M | 8 | Non Useable Floor Area Space Group | 821 | Non-usable - Toilets/Amenities - Male |  | Good | 0.00 | NO
Playford_PF02-Clinical Teaching Playford_Ground Floor_GA.02 _ WC - F | PF-PF02-GN-GA.02 | PF02-GN-GA.02-WC - F | Playford | PF | PF02 | Clinical Teaching Playford | GN | Ground Floor | GA.02 | 99939 | Unusable Spaces | 99939 | Unusable Spaces | 4.49 | WC - F | 8 | Non Useable Floor Area Space Group | 820 | Non-usable - Toilets/Amenities - Female |  | Good | 0.00 | NO
Playford_PF02-Clinical Teaching Playford_Ground Floor_GA.02A _ WC - F | PF-PF02-GN-GA.02A | PF02-GN-GA.02A-WC - F | Playford | PF | PF02 | Clinical Teaching Playford | GN | Ground Floor | GA.02A | 99939 | Unusable Spaces | 99939 | Unusable Spaces | 2.14 | WC - F | 8 | Non Useable Floor Area Space Group | 820 | Non-usable - Toilets/Amenities - Female |  | Good | 0.00 | NO
Playford_PF02-Clinical Teaching Playford_Ground Floor_GA.02B _ WC - F | PF-PF02-GN-GA.02B | PF02-GN-GA.02B-WC - F | Playford | PF | PF02 | Clinical Teaching Playford | GN | Ground Floor | GA.02B | 99939 | Unusable Spaces | 99939 | Unusable Spaces | 2.31 | WC - F | 8 | Non Useable Floor Area Space Group | 820 | Non-usable - Toilets/Amenities - Female |  | Good | 0.00 | NO
Playford_PF02-Clinical Teaching Playford_Ground Floor_GA.03 _ WC - Access | PF-PF02-GN-GA.03 | PF02-GN-GA.03-WC - Access | Playford | PF | PF02 | Clinical Teaching Playford | GN | Ground Floor | GA.03 | 99939 | Unusable Spaces | 99939 | Unusable Spaces | 6.29 | WC - Access | 8 | Non Useable Floor Area Space Group | 818 | Non-usable - Toilets/Amenities - Unisex Accessible |  | Good | 0.00 | NO
Playford_PF02-Clinical Teaching Playford_Ground Floor_GA.04 _ Stair | PF-PF02-GN-GA.04 | PF02-GN-GA.04-Stair | Playford | PF | PF02 | Clinical Teaching Playford | GN | Ground Floor | GA.04 | 99939 | Unusable Spaces | 99939 | Unusable Spaces | 11.64 | Stair | 8 | Non Useable Floor Area Space Group | 805 | Non-usable - Circulation space |  | Good | 0.00 | NO
Playford_PF02-Clinical Teaching Playford_Ground Floor_GA.04A _ Cleaner | PF-PF02-GN-GA.04A | PF02-GN-GA.04A-Cleaner | Playford | PF | PF02 | Clinical Teaching Playford | GN | Ground Floor | GA.04A | 99939 | Unusable Spaces | 99939 | Unusable Spaces | 0.49 | Cleaner | 8 | Non Useable Floor Area Space Group | 806 | Non-usable - Cleaners room |  | Good | 0.00 | NO
Playford_PF02-Clinical Teaching Playford_Ground Floor_GP.01 _ Main Entry | PF-PF02-GN-GP.01 | PF02-GN-GP.01-Main Entry | Playford | PF | PF02 | Clinical Teaching Playford | GN | Ground Floor | GP.01 | 99939 | Unusable Spaces | 99939 | Unusable Spaces | 13.47 | Main Entry | 8 | Non Useable Floor Area Space Group | 805 | Non-usable - Circulation space |  | Good | 0.00 | NO
Playford_PF02-Clinical Teaching Playford_Ground Floor_GP.02 _ Lift Lobby | PF-PF02-GN-GP.02 | PF02-GN-GP.02-Lift Lobby | Playford | PF | PF02 | Clinical Teaching Playford | GN | Ground Floor | GP.02 | 99939 | Unusable Spaces | 99939 | Unusable Spaces | 18.65 | Lift Lobby | 8 | Non Useable Floor Area Space Group | 805 | Non-usable - Circulation space |  | Good | 0.00 | NO
Playford_PF02-Clinical Teaching Playford_Ground Floor_GP.02A _ A/L - M | PF-PF02-GN-GP.02A | PF02-GN-GP.02A-A/L - M | Playford | PF | PF02 | Clinical Teaching Playford | GN | Ground Floor | GP.02A | 99939 | Unusable Spaces | 99939 | Unusable Spaces | 2.1 | A/L - M | 8 | Non Useable Floor Area Space Group | 821 | Non-usable - Toilets/Amenities - Male |  | Good | 0.00 | NO
Playford_PF02-Clinical Teaching Playford_Ground Floor_GP.02B _ A/L- F | PF-PF02-GN-GP.02B | PF02-GN-GP.02B-A/L- F | Playford | PF | PF02 | Clinical Teaching Playford | GN | Ground Floor | GP.02B | 99939 | Unusable Spaces | 99939 | Unusable Spaces | 1.89 | A/L- F | 8 | Non Useable Floor Area Space Group | 820 | Non-usable - Toilets/Amenities - Female |  | Good | 0.00 | NO
Playford_PF02-Clinical Teaching Playford_Ground Floor_GP.02C _ Lift | PF-PF02-GN-GP.02C | PF02-GN-GP.02C-Lift | Playford | PF | PF02 | Clinical Teaching Playford | GN | Ground Floor | GP.02C | 99939 | Unusable Spaces | 99939 | Unusable Spaces | 3.41 | Lift | 8 | Non Useable Floor Area Space Group | 838 | Non-usable - Lift |  | Good | 0.00 | NO
Playford_PF02-Clinical Teaching Playford_Ground Floor_GP.03 _ Lockers | PF-PF02-GN-GP.03 | PF02-GN-GP.03-Lockers | Playford | PF | PF02 | Clinical Teaching Playford | GN | Ground Floor | GP.03 | 99985 | Commercial - Adelaide Unicare Pty Ltd | 859 | Infrastructure | 6.58 | Lockers | 4 | Ancillary Area Space Group | 416 | Ancillary Area - Locker Storage/Room |  | Good | 0.00 | NO
Playford_PF02-Clinical Teaching Playford_Ground Floor_GP.03A _ FHR | PF-PF02-GN-GP.03A | PF02-GN-GP.03A-FHR | Playford | PF | PF02 | Clinical Teaching Playford | GN | Ground Floor | GP.03A | 99939 | Unusable Spaces | 99939 | Unusable Spaces | 0.51 | FHR | 8 | Non Useable Floor Area Space Group | 840 | Non-usable - Service riser |  | Unknown | 0.00 | NO
Playford_PF02-Clinical Teaching Playford_Ground Floor_GP.03B _ VSR | PF-PF02-GN-GP.03B | PF02-GN-GP.03B-VSR | Playford | PF | PF02 | Clinical Teaching Playford | GN | Ground Floor | GP.03B | 99939 | Unusable Spaces | 99939 | Unusable Spaces | 0.32 | VSR | 8 | Non Useable Floor Area Space Group | 840 | Non-usable - Service riser |  | Unknown | 0.00 | NO
Playford_PF02-Clinical Teaching Playford_Ground Floor_GP.04 _ Waiting / Cafe | PF-PF02-GN-GP.04 | PF02-GN-GP.04-Waiting / Cafe | Playford | PF | PF02 | Clinical Teaching Playford | GN | Ground Floor | GP.04 | 99985 | Commercial - Adelaide Unicare Pty Ltd | 859 | Infrastructure | 13.72 | Waiting / Cafe | 6 | General Facility Space Group | 623 | General Facility - Waiting Area/Foyer/Reception Area |  | Good | 0.00 | NO
Playford_PF02-Clinical Teaching Playford_Ground Floor_GP.04A _ VSR | PF-PF02-GN-GP.04A | PF02-GN-GP.04A-VSR | Playford | PF | PF02 | Clinical Teaching Playford | GN | Ground Floor | GP.04A | 99939 | Unusable Spaces | 99939 | Unusable Spaces | 0.2 | VSR | 8 | Non Useable Floor Area Space Group | 840 | Non-usable - Service riser |  | Unknown | 0.00 | NO
Playford_PF02-Clinical Teaching Playford_Ground Floor_GP.05 _ Corr. | PF-PF02-GN-GP.05 | PF02-GN-GP.05-Corr. | Playford | PF | PF02 | Clinical Teaching Playford | GN | Ground Floor | GP.05 | 99939 | Unusable Spaces | 99939 | Unusable Spaces | 36.3 | Corr. | 8 | Non Useable Floor Area Space Group | 805 | Non-usable - Circulation space |  | Good | 0.00 | NO
Playford_PF02-Clinical Teaching Playford_Ground Floor_GP.05A _ Corr. | PF-PF02-GN-GP.05A | PF02-GN-GP.05A-Corr. | Playford | PF | PF02 | Clinical Teaching Playford | GN | Ground Floor | GP.05A | 99939 | Unusable Spaces | 99939 | Unusable Spaces | 7.68 | Corr. | 8 | Non Useable Floor Area Space Group | 805 | Non-usable - Circulation space |  | Good | 0.00 | NO
Playford_PF02-Clinical Teaching Playford_Ground Floor_GP.05B _ Services | PF-PF02-GN-GP.05B | PF02-GN-GP.05B-Services | Playford | PF | PF02 | Clinical Teaching Playford | GN | Ground Floor | GP.05B | 99939 | Unusable Spaces | 99939 | Unusable Spaces | 1.46 | Services | 8 | Non Useable Floor Area Space Group | 811 | Non-usable - Plant room other |  | Unknown | 0.00 | NO
Playford_PF02-Clinical Teaching Playford_Ground Floor_GP.05C _ Corr. | PF-PF02-GN-GP.05C | PF02-GN-GP.05C-Corr. | Playford | PF | PF02 | Clinical Teaching Playford | GN | Ground Floor | GP.05C | 99939 | Unusable Spaces | 99939 | Unusable Spaces | 7.48 | Corr. | 8 | Non Useable Floor Area Space Group | 805 | Non-usable - Circulation space |  | Good | 0.00 | NO
Playford_PF02-Clinical Teaching Playford_Ground Floor_GP.06 _ Courtyard (NUFA) | PF-PF02-GN-GP.06 | PF02-GN-GP.06-Courtyard (NUFA) | Playford | PF | PF02 | Clinical Teaching Playford | GN | Ground Floor | GP.06 | 99985 | Commercial - Adelaide Unicare Pty Ltd | 859 | Infrastructure | 38.45 | Courtyard (NUFA) | 8 | Non Useable Floor Area Space Group | 800 | Non-usable - Specific type not defined |  | Unknown | 0.00 | NO
Playford_PF02-Clinical Teaching Playford_Ground Floor_GP.07 _ Garden Area (NUFA) | PF-PF02-GN-GP.07 | PF02-GN-GP.07-Garden Area (NUFA) | Playford | PF | PF02 | Clinical Teaching Playford | GN | Ground Floor | GP.07 | 99966 | Unknown | 99939 | Unusable Spaces | 15.34 | Garden Area (NUFA) | 8 | Non Useable Floor Area Space Group | 800 | Non-usable - Specific type not defined |  | Unknown | 0.00 | NO
Playford_PF02-Clinical Teaching Playford_Ground Floor_GP.08 _ Garden Area (NUFA) | PF-PF02-GN-GP.08 | PF02-GN-GP.08-Garden Area (NUFA) | Playford | PF | PF02 | Clinical Teaching Playford | GN | Ground Floor | GP.08 | 99966 | Unknown | 99939 | Unusable Spaces | 9.73 | Garden Area (NUFA) | 8 | Non Useable Floor Area Space Group | 800 | Non-usable - Specific type not defined |  | Unknown | 0.00 | NO
Playford_PF02-Clinical Teaching Playford_Ground Floor_GP.09 _ Bin Encloser | PF-PF02-GN-GP.09 | PF02-GN-GP.09-Bin Encloser | Playford | PF | PF02 | Clinical Teaching Playford | GN | Ground Floor | GP.09 | 99939 | Unusable Spaces | 99939 | Unusable Spaces | 6.75 | Bin Encloser | 8 | Non Useable Floor Area Space Group | 841 | Non-usable - Waste management |  | Unknown | 0.00 | NO
Playford_PF02-Clinical Teaching Playford_Ground Floor_R.40 _ Clinical Studies | PF-PF02-GN-R.40 | PF02-GN-R.40-Clinical Studies | Playford | PF | PF02 | Clinical Teaching Playford | GN | Ground Floor | R.40 | 99985 | Commercial - Adelaide Unicare Pty Ltd | 859 | Infrastructure | 21.1 | Clinical Studies | 1 | Office Space Group | 101 | Office - Academic Staff |  | Good | 0.00 | NO
Playford_PF02-Clinical Teaching Playford_Ground Floor_R.40A _ Office | PF-PF02-GN-R.40A | PF02-GN-R.40A-Office | Playford | PF | PF02 | Clinical Teaching Playford | GN | Ground Floor | R.40A | 99985 | Commercial - Adelaide Unicare Pty Ltd | 859 | Infrastructure | 3.8 | Office | 1 | Office Space Group | 101 | Office - Academic Staff |  | Good | 0.00 | NO
Playford_PF02-Clinical Teaching Playford_Ground Floor_R.41 _ Observation Room | PF-PF02-GN-R.41 | PF02-GN-R.41-Observation Room | Playford | PF | PF02 | Clinical Teaching Playford | GN | Ground Floor | R.41 | 99985 | Commercial - Adelaide Unicare Pty Ltd | 859 | Infrastructure | 18.13 | Observation Room | 1 | Office Space Group | 101 | Office - Academic Staff |  | Good | 0.00 | NO
Playford_PF02-Clinical Teaching Playford_Ground Floor_R.42 _ Reception | PF-PF02-GN-R.42 | PF02-GN-R.42-Reception | Playford | PF | PF02 | Clinical Teaching Playford | GN | Ground Floor | R.42 | 99985 | Commercial - Adelaide Unicare Pty Ltd | 859 | Infrastructure | 10.15 | Reception | 1 | Office Space Group | 108 | Office - Professional/General Staff |  | Good | 0.00 | NO
Playford_PF02-Clinical Teaching Playford_Ground Floor_R.43 _ Teaching Consult | PF-PF02-GN-R.43 | PF02-GN-R.43-Teaching Consult | Playford | PF | PF02 | Clinical Teaching Playford | GN | Ground Floor | R.43 | 99985 | Commercial - Adelaide Unicare Pty Ltd | 859 | Infrastructure | 15.77 | Teaching Consult | 1 | Office Space Group | 101 | Office - Academic Staff |  | Good | 0.00 | NO
Playford_PF02-Clinical Teaching Playford_Ground Floor_R.44 _ Teaching Consult | PF-PF02-GN-R.44 | PF02-GN-R.44-Teaching Consult | Playford | PF | PF02 | Clinical Teaching Playford | GN | Ground Floor | R.44 | 99985 | Commercial - Adelaide Unicare Pty Ltd | 859 | Infrastructure | 16.11 | Teaching Consult | 1 | Office Space Group | 101 | Office - Academic Staff |  | Good | 0.00 | NO
Playford_PF02-Clinical Teaching Playford_Ground Floor_R.45 _ Teaching Consult | PF-PF02-GN-R.45 | PF02-GN-R.45-Teaching Consult | Playford | PF | PF02 | Clinical Teaching Playford | GN | Ground Floor | R.45 | 99985 | Commercial - Adelaide Unicare Pty Ltd | 859 | Infrastructure | 15.21 | Teaching Consult | 1 | Office Space Group | 101 | Office - Academic Staff |  | Good | 0.00 | NO
Playford_PF02-Clinical Teaching Playford_Ground Floor_R.46 _ Teaching Consult | PF-PF02-GN-R.46 | PF02-GN-R.46-Teaching Consult | Playford | PF | PF02 | Clinical Teaching Playford | GN | Ground Floor | R.46 | 99985 | Commercial - Adelaide Unicare Pty Ltd | 859 | Infrastructure | 16.73 | Teaching Consult | 1 | Office Space Group | 101 | Office - Academic Staff |  | Good | 0.00 | NO
Playford_PF02-Clinical Teaching Playford_Ground Floor_R.47 _ Store | PF-PF02-GN-R.47 | PF02-GN-R.47-Store | Playford | PF | PF02 | Clinical Teaching Playford | GN | Ground Floor | R.47 | 99985 | Commercial - Adelaide Unicare Pty Ltd | 859 | Infrastructure | 11.27 | Store | 4 | Ancillary Area Space Group | 419 | Ancillary Area - Store Room - Generic |  | Good | 0.00 | NO
Playford_PF02-Clinical Teaching Playford_Ground Floor_R.48 _ Teaching | PF-PF02-GN-R.48 | PF02-GN-R.48-Teaching | Playford | PF | PF02 | Clinical Teaching Playford | GN | Ground Floor | R.48 | 99985 | Commercial - Adelaide Unicare Pty Ltd | 859 | Infrastructure | 22.02 | Teaching | 1 | Office Space Group | 101 | Office - Academic Staff |  | Good | 0.00 | NO
Playford_PF02-Clinical Teaching Playford_Ground Floor_R.49 _ Teaching | PF-PF02-GN-R.49 | PF02-GN-R.49-Teaching | Playford | PF | PF02 | Clinical Teaching Playford | GN | Ground Floor | R.49 | 99985 | Commercial - Adelaide Unicare Pty Ltd | 859 | Infrastructure | 16.51 | Teaching | 1 | Office Space Group | 101 | Office - Academic Staff |  | Good | 0.00 | NO
Playford_PF02-Clinical Teaching Playford_Roof Level_RF.01 _ Roof Plant 01 (NUFA) | PF-PF02-RF-RF.01 | PF02-RF-RF.01-Roof Plant 01 (NUFA) | Playford | PF | PF02 | Clinical Teaching Playford | RF | Roof Level | RF.01 | 99939 | Unusable Spaces | 99939 | Unusable Spaces | 20.44 | Roof Plant 01 (NUFA) | 8 | Non Useable Floor Area Space Group | 811 | Non-usable - Plant room other |  | Unknown | 0.00 | NO
Playford_PF02-Clinical Teaching Playford_Roof Level_RF.02 _ Roof Access (NUFA) | PF-PF02-RF-RF.02 | PF02-RF-RF.02-Roof Access (NUFA) | Playford | PF | PF02 | Clinical Teaching Playford | RF | Roof Level | RF.02 | 99939 | Unusable Spaces | 99939 | Unusable Spaces | 1.69 | Roof Access (NUFA) | 8 | Non Useable Floor Area Space Group | 805 | Non-usable - Circulation space |  | Unknown | 0.00 | NO
Playford_PF02-Clinical Teaching Playford_Roof Level_RF.03 _ Services Zone (NUFA) | PF-PF02-RF-RF.03 | PF02-RF-RF.03-Services Zone (NUFA) | Playford | PF | PF02 | Clinical Teaching Playford | RF | Roof Level | RF.03 | 99939 | Unusable Spaces | 99939 | Unusable Spaces | 78.22 | Services Zone (NUFA) | 8 | Non Useable Floor Area Space Group | 811 | Non-usable - Plant room other |  | Unknown | 0.00 | NO
Playford_PF02-Clinical Teaching Playford_Roof Level_RF.04 _ Services Zone (NUFA) | PF-PF02-RF-RF.04 | PF02-RF-RF.04-Services Zone (NUFA) | Playford | PF | PF02 | Clinical Teaching Playford | RF | Roof Level | RF.04 | 99939 | Unusable Spaces | 99939 | Unusable Spaces | 88.62 | Services Zone (NUFA) | 8 | Non Useable Floor Area Space Group | 811 | Non-usable - Plant room other |  | Unknown | 0.00 | NO
Port Lincoln_PL01-Port Lincoln Centre_Ground Floor_G00 _ Front Porch | PL-PL01-GN-G00 | PL01-GN-G00-Front Porch | Port Lincoln | PL | PL01 | Port Lincoln Centre | GN | Ground Floor | G00 | 99939 | Unusable Spaces | 99939 | Unusable Spaces | 11.71 | Front Porch | 8 | Non Useable Floor Area Space Group | 805 | Non-usable - Circulation space |  | Unknown | 0.00 | NO
Port Lincoln_PL01-Port Lincoln Centre_Ground Floor_G01 _ Reception | PL-PL01-GN-G01 | PL01-GN-G01-Reception | Port Lincoln | PL | PL01 | Port Lincoln Centre | GN | Ground Floor | G01 | 384 | Medicine | 384 | Adelaide Medical School | 20.29 | Reception | 8 | Non Useable Floor Area Space Group | 805 | Non-usable - Circulation space |  | Unknown | 0.00 | NO
Port Lincoln_PL01-Port Lincoln Centre_Ground Floor_G02 _ Computers - Student | PL-PL01-GN-G02 | PL01-GN-G02-Computers - Student | Port Lincoln | PL | PL01 | Port Lincoln Centre | GN | Ground Floor | G02 | 384 | Medicine | 384 | Adelaide Medical School | 15.58 | Computers - Student | 3 | Specialist Teaching or Research Space Group | 310 | Laboratory - Computing - Open Access |  | Unknown | 0.00 | NO
Port Lincoln_PL01-Port Lincoln Centre_Ground Floor_G03 _ Clinical Edu.Cons.Room | PL-PL01-GN-G03 | PL01-GN-G03-Clinical Edu.Cons.Room | Port Lincoln | PL | PL01 | Port Lincoln Centre | GN | Ground Floor | G03 | 384 | Medicine | 384 | Adelaide Medical School | 15.54 | Clinical Edu.Cons.Room | 3 | Specialist Teaching or Research Space Group | 314 | Clinical Areas Teaching Space - Undergraduate/Postgraduate |  | Unknown | 0.00 | NO
Port Lincoln_PL01-Port Lincoln Centre_Ground Floor_G04 _ Corr. | PL-PL01-GN-G04 | PL01-GN-G04-Corr. | Port Lincoln | PL | PL01 | Port Lincoln Centre | GN | Ground Floor | G04 | 99939 | Unusable Spaces | 99939 | Unusable Spaces | 30.31 | Corr. | 8 | Non Useable Floor Area Space Group | 805 | Non-usable - Circulation space |  | Unknown | 0.00 | NO
Port Lincoln_PL01-Port Lincoln Centre_Ground Floor_G05 _ UDRH Research Office | PL-PL01-GN-G05 | PL01-GN-G05-UDRH Research Office | Port Lincoln | PL | PL01 | Port Lincoln Centre | GN | Ground Floor | G05 | 384 | Medicine | 384 | Adelaide Medical School | 15.54 | UDRH Research Office | 3 | Specialist Teaching or Research Space Group | 314 | Clinical Areas Teaching Space - Undergraduate/Postgraduate |  | Unknown | 0.00 | NO
Port Lincoln_PL01-Port Lincoln Centre_Ground Floor_G06 _ Staff Room | PL-PL01-GN-G06 | PL01-GN-G06-Staff Room | Port Lincoln | PL | PL01 | Port Lincoln Centre | GN | Ground Floor | G06 | 384 | Medicine | 384 | Adelaide Medical School | 16.55 | Staff Room | 1 | Office Space Group | 101 | Office - Academic Staff |  | Unknown | 0.00 | NO
Port Lincoln_PL01-Port Lincoln Centre_Ground Floor_G07 _ WC - Access | PL-PL01-GN-G07 | PL01-GN-G07-WC - Access | Port Lincoln | PL | PL01 | Port Lincoln Centre | GN | Ground Floor | G07 | 99939 | Unusable Spaces | 99939 | Unusable Spaces | 5.33 | WC - Access | 8 | Non Useable Floor Area Space Group | 818 | Non-usable - Toilets/Amenities - Unisex Accessible |  | Unknown | 0.00 | NO
Port Lincoln_PL01-Port Lincoln Centre_Ground Floor_G08 _ WC - F | PL-PL01-GN-G08 | PL01-GN-G08-WC - F | Port Lincoln | PL | PL01 | Port Lincoln Centre | GN | Ground Floor | G08 | 99939 | Unusable Spaces | 99939 | Unusable Spaces | 2.91 | WC - F | 8 | Non Useable Floor Area Space Group | 820 | Non-usable - Toilets/Amenities - Female |  | Unknown | 0.00 | NO
Port Lincoln_PL01-Port Lincoln Centre_Ground Floor_G09 _ WC - M | PL-PL01-GN-G09 | PL01-GN-G09-WC - M | Port Lincoln | PL | PL01 | Port Lincoln Centre | GN | Ground Floor | G09 | 99939 | Unusable Spaces | 99939 | Unusable Spaces | 2.91 | WC - M | 8 | Non Useable Floor Area Space Group | 821 | Non-usable - Toilets/Amenities - Male |  | Unknown | 0.00 | NO
Port Lincoln_PL01-Port Lincoln Centre_Ground Floor_G10 _ Tutorial | PL-PL01-GN-G10 | PL01-GN-G10-Tutorial | Port Lincoln | PL | PL01 | Port Lincoln Centre | GN | Ground Floor | G10 | 384 | Medicine | 384 | Adelaide Medical School | 30.04 | Tutorial | 2 | Teaching Space Group | 206 | Lecture/Seminar/Tutorial/Class Room (<30) Flat Floor |  | Unknown | 0.00 | NO
Port Lincoln_PL01-Port Lincoln Centre_Ground Floor_G11 _ Meeting / Conference | PL-PL01-GN-G11 | PL01-GN-G11-Meeting / Conference | Port Lincoln | PL | PL01 | Port Lincoln Centre | GN | Ground Floor | G11 | 384 | Medicine | 384 | Adelaide Medical School | 39.69 | Meeting / Conference | 6 | General Facility Space Group | 601 | General Facility - Committee/Conference/Meeting room |  | Unknown | 0.00 | NO
Port Lincoln_PL01-Port Lincoln Centre_Ground Floor_G12 _ Office - Research Assistants | PL-PL01-GN-G12 | PL01-GN-G12-Office - Research Assistants | Port Lincoln | PL | PL01 | Port Lincoln Centre | GN | Ground Floor | G12 | 384 | Medicine | 384 | Adelaide Medical School | 19.25 | Office - Research Assistants | 1 | Office Space Group | 102 | Office - Research Staff |  | Unknown | 0.00 | NO
Port Lincoln_PL01-Port Lincoln Centre_Ground Floor_G13 _ Office - RCS Research | PL-PL01-GN-G13 | PL01-GN-G13-Office - RCS Research | Port Lincoln | PL | PL01 | Port Lincoln Centre | GN | Ground Floor | G13 | 384 | Medicine | 384 | Adelaide Medical School | 15.05 | Office - RCS Research | 1 | Office Space Group | 102 | Office - Research Staff |  | Unknown | 0.00 | NO
Port Lincoln_PL01-Port Lincoln Centre_Ground Floor_G14 _ Office - Administration | PL-PL01-GN-G14 | PL01-GN-G14-Office - Administration | Port Lincoln | PL | PL01 | Port Lincoln Centre | GN | Ground Floor | G14 | 384 | Medicine | 384 | Adelaide Medical School | 24.12 | Office - Administration | 1 | Office Space Group | 108 | Office - Professional/General Staff |  | Unknown | 0.00 | NO
Port Lincoln_PL01-Port Lincoln Centre_Ground Floor_G15 _ Office - Medical Education | PL-PL01-GN-G15 | PL01-GN-G15-Office - Medical Education | Port Lincoln | PL | PL01 | Port Lincoln Centre | GN | Ground Floor | G15 | 384 | Medicine | 384 | Adelaide Medical School | 13.78 | Office - Medical Education | 1 | Office Space Group | 101 | Office - Academic Staff |  | Unknown | 0.00 | NO
Port Lincoln_PL01-Port Lincoln Centre_Ground Floor_G16 _ Balcony (UCA) | PL-PL01-GN-G16 | PL01-GN-G16-Balcony (UCA) | Port Lincoln | PL | PL01 | Port Lincoln Centre | GN | Ground Floor | G16 | 384 | Medicine | 384 | Adelaide Medical School | 47.58 | Balcony (UCA) | 8 | Non Useable Floor Area Space Group | 839 | Non-usable - Verandah/Balcony |  | Unknown | 0.00 | NO
Port Lincoln_PL02-Port Lincoln Residential 1_Ground Floor_1.01 _ Entry | PL-PL02-GN-1.01 | PL02-GN-1.01-Entry | Port Lincoln | PL | PL02 | Port Lincoln Residential 1 | GN | Ground Floor | 1.01 | 99939 | Unusable Spaces | 99939 | Unusable Spaces | 2.2 | Entry | 8 | Non Useable Floor Area Space Group | 805 | Non-usable - Circulation space |  | Unknown | 0.00 | NO
Port Lincoln_PL02-Port Lincoln Residential 1_Ground Floor_1.02 _ Dining Room | PL-PL02-GN-1.02 | PL02-GN-1.02-Dining Room | Port Lincoln | PL | PL02 | Port Lincoln Residential 1 | GN | Ground Floor | 1.02 | 384 | Medicine | 384 | Adelaide Medical School | 13.95 | Dining Room | 6 | General Facility Space Group | 608 | General Facility - Kitchen/Servery/Food Storage |  | Unknown | 0.00 | NO
Port Lincoln_PL02-Port Lincoln Residential 1_Ground Floor_1.03 _ Garage | PL-PL02-GN-1.03 | PL02-GN-1.03-Garage | Port Lincoln | PL | PL02 | Port Lincoln Residential 1 | GN | Ground Floor | 1.03 | 384 | Medicine | 384 | Adelaide Medical School | 21.68 | Garage | 8 | Non Useable Floor Area Space Group | 807 | Non-usable - Garage/Loading bay |  | Unknown | 0.00 | NO
Port Lincoln_PL02-Port Lincoln Residential 1_Ground Floor_1.04 _ WC | PL-PL02-GN-1.04 | PL02-GN-1.04-WC | Port Lincoln | PL | PL02 | Port Lincoln Residential 1 | GN | Ground Floor | 1.04 | 99939 | Unusable Spaces | 99939 | Unusable Spaces | 1.4 | WC | 7 | Residential Accommodation Space Group | 700 | Residential - Specific type not defined |  | Unknown | 0.00 | NO
Port Lincoln_PL02-Port Lincoln Residential 1_Ground Floor_1.05 _ Ldry | PL-PL02-GN-1.05 | PL02-GN-1.05-Ldry | Port Lincoln | PL | PL02 | Port Lincoln Residential 1 | GN | Ground Floor | 1.05 | 384 | Medicine | 384 | Adelaide Medical School | 1.49 | Ldry | 7 | Residential Accommodation Space Group | 700 | Residential - Specific type not defined |  | Unknown | 0.00 | NO
Port Lincoln_PL02-Port Lincoln Residential 1_Ground Floor_1.06 _ Bedroom 1 | PL-PL02-GN-1.06 | PL02-GN-1.06-Bedroom 1 | Port Lincoln | PL | PL02 | Port Lincoln Residential 1 | GN | Ground Floor | 1.06 | 384 | Medicine | 384 | Adelaide Medical School | 11.95 | Bedroom 1 | 7 | Residential Accommodation Space Group | 700 | Residential - Specific type not defined |  | Unknown | 0.00 | NO
Port Lincoln_PL02-Port Lincoln Residential 1_Ground Floor_1.07 _ Lounge | PL-PL02-GN-1.07 | PL02-GN-1.07-Lounge | Port Lincoln | PL | PL02 | Port Lincoln Residential 1 | GN | Ground Floor | 1.07 | 384 | Medicine | 384 | Adelaide Medical School | 28.88 | Lounge | 7 | Residential Accommodation Space Group | 700 | Residential - Specific type not defined |  | Unknown | 0.00 | NO
Port Lincoln_PL02-Port Lincoln Residential 1_Ground Floor_1.08 _ Passage | PL-PL02-GN-1.08 | PL02-GN-1.08-Passage | Port Lincoln | PL | PL02 | Port Lincoln Residential 1 | GN | Ground Floor | 1.08 | 99939 | Unusable Spaces | 99939 | Unusable Spaces | 3.66 | Passage | 8 | Non Useable Floor Area Space Group | 805 | Non-usable - Circulation space |  | Unknown | 0.00 | NO
Port Lincoln_PL02-Port Lincoln Residential 1_Ground Floor_1.08A _ Linen | PL-PL02-GN-1.08A | PL02-GN-1.08A-Linen | Port Lincoln | PL | PL02 | Port Lincoln Residential 1 | GN | Ground Floor | 1.08A | 384 | Medicine | 384 | Adelaide Medical School | 0.9 | Linen | 4 | Ancillary Area Space Group | 419 | Ancillary Area - Store Room - Generic |  | Unknown | 0.00 | NO
Port Lincoln_PL02-Port Lincoln Residential 1_Ground Floor_1.08B _ A/L | PL-PL02-GN-1.08B | PL02-GN-1.08B-A/L | Port Lincoln | PL | PL02 | Port Lincoln Residential 1 | GN | Ground Floor | 1.08B | 99939 | Unusable Spaces | 99939 | Unusable Spaces | 0.82 | A/L | 8 | Non Useable Floor Area Space Group | 835 | Non-usable - Toilets/Amenities - Other |  | Unknown | 0.00 | NO
Port Lincoln_PL02-Port Lincoln Residential 1_Ground Floor_1.09 _ Bedroom 2 | PL-PL02-GN-1.09 | PL02-GN-1.09-Bedroom 2 | Port Lincoln | PL | PL02 | Port Lincoln Residential 1 | GN | Ground Floor | 1.09 | 384 | Medicine | 384 | Adelaide Medical School | 11.9 | Bedroom 2 | 7 | Residential Accommodation Space Group | 700 | Residential - Specific type not defined |  | Unknown | 0.00 | NO
Port Lincoln_PL02-Port Lincoln Residential 1_Ground Floor_1.10 _ WC | PL-PL02-GN-1.10 | PL02-GN-1.10-WC | Port Lincoln | PL | PL02 | Port Lincoln Residential 1 | GN | Ground Floor | 1.10 | 99939 | Unusable Spaces | 99939 | Unusable Spaces | 1.5 | WC | 7 | Residential Accommodation Space Group | 700 | Residential - Specific type not defined |  | Unknown | 0.00 | NO
Port Lincoln_PL02-Port Lincoln Residential 1_Ground Floor_1.11 _ Bathroom | PL-PL02-GN-1.11 | PL02-GN-1.11-Bathroom | Port Lincoln | PL | PL02 | Port Lincoln Residential 1 | GN | Ground Floor | 1.11 | 99939 | Unusable Spaces | 99939 | Unusable Spaces | 5.1 | Bathroom | 7 | Residential Accommodation Space Group | 700 | Residential - Specific type not defined |  | Unknown | 0.00 | NO
Port Lincoln_PL02-Port Lincoln Residential 1_Ground Floor_1.12 _ Bedroom 3 | PL-PL02-GN-1.12 | PL02-GN-1.12-Bedroom 3 | Port Lincoln | PL | PL02 | Port Lincoln Residential 1 | GN | Ground Floor | 1.12 | 384 | Medicine | 384 | Adelaide Medical School | 11.9 | Bedroom 3 | 7 | Residential Accommodation Space Group | 700 | Residential - Specific type not defined |  | Unknown | 0.00 | NO
Port Lincoln_PL02-Port Lincoln Residential 1_Ground Floor_1.13 _ Kitchen | PL-PL02-GN-1.13 | PL02-GN-1.13-Kitchen | Port Lincoln | PL | PL02 | Port Lincoln Residential 1 | GN | Ground Floor | 1.13 | 384 | Medicine | 384 | Adelaide Medical School | 8.66 | Kitchen | 6 | General Facility Space Group | 608 | General Facility - Kitchen/Servery/Food Storage |  | Unknown | 0.00 | NO
Port Lincoln_PL03-Port Lincoln Residential 3_Ground Floor_B01 _ Cellar Stairs | PL-PL03-GN-B01 | PL03-GN-B01-Cellar Stairs | Port Lincoln | PL | PL03 | Port Lincoln Residential 3 | GN | Ground Floor | B01 | 99939 | Unusable Spaces | 99939 | Unusable Spaces | 2.72 | Cellar Stairs | 8 | Non Useable Floor Area Space Group | 805 | Non-usable - Circulation space |  | Unknown | 0.00 | NO
Port Lincoln_PL03-Port Lincoln Residential 3_Ground Floor_B02 _ Cellar | PL-PL03-GN-B02 | PL03-GN-B02-Cellar | Port Lincoln | PL | PL03 | Port Lincoln Residential 3 | GN | Ground Floor | B02 | 384 | Medicine | 384 | Adelaide Medical School | 6.64 | Cellar | 4 | Ancillary Area Space Group | 419 | Ancillary Area - Store Room - Generic |  | Unknown | 0.00 | NO
Port Lincoln_PL03-Port Lincoln Residential 3_Ground Floor_G01 _ Bedroom 2 | PL-PL03-GN-G01 | PL03-GN-G01-Bedroom 2 | Port Lincoln | PL | PL03 | Port Lincoln Residential 3 | GN | Ground Floor | G01 | 384 | Medicine | 384 | Adelaide Medical School | 16.38 | Bedroom 2 | 7 | Residential Accommodation Space Group | 700 | Residential - Specific type not defined |  | Unknown | 0.00 | NO
Port Lincoln_PL03-Port Lincoln Residential 3_Ground Floor_G02 _ Dining | PL-PL03-GN-G02 | PL03-GN-G02-Dining | Port Lincoln | PL | PL03 | Port Lincoln Residential 3 | GN | Ground Floor | G02 | 384 | Medicine | 384 | Adelaide Medical School | 16.8 | Dining | 7 | Residential Accommodation Space Group | 700 | Residential - Specific type not defined |  | Unknown | 0.00 | NO
Port Lincoln_PL03-Port Lincoln Residential 3_Ground Floor_G03 _ Kitchen | PL-PL03-GN-G03 | PL03-GN-G03-Kitchen | Port Lincoln | PL | PL03 | Port Lincoln Residential 3 | GN | Ground Floor | G03 | 384 | Medicine | 384 | Adelaide Medical School | 10.8 | Kitchen | 7 | Residential Accommodation Space Group | 700 | Residential - Specific type not defined |  | Unknown | 0.00 | NO
Port Lincoln_PL03-Port Lincoln Residential 3_Ground Floor_G04 _ Pantry | PL-PL03-GN-G04 | PL03-GN-G04-Pantry | Port Lincoln | PL | PL03 | Port Lincoln Residential 3 | GN | Ground Floor | G04 | 384 | Medicine | 384 | Adelaide Medical School | 2.4 | Pantry | 4 | Ancillary Area Space Group | 419 | Ancillary Area - Store Room - Generic |  | Unknown | 0.00 | NO
Port Lincoln_PL03-Port Lincoln Residential 3_Ground Floor_G05 _ Corr. | PL-PL03-GN-G05 | PL03-GN-G05-Corr. | Port Lincoln | PL | PL03 | Port Lincoln Residential 3 | GN | Ground Floor | G05 | 99939 | Unusable Spaces | 99939 | Unusable Spaces | 20.23 | Corr. | 8 | Non Useable Floor Area Space Group | 805 | Non-usable - Circulation space |  | Unknown | 0.00 | NO
Port Lincoln_PL03-Port Lincoln Residential 3_Ground Floor_G06 _ Entertaining Area | PL-PL03-GN-G06 | PL03-GN-G06-Entertaining Area | Port Lincoln | PL | PL03 | Port Lincoln Residential 3 | GN | Ground Floor | G06 | 384 | Medicine | 384 | Adelaide Medical School | 35.38 | Entertaining Area | 7 | Residential Accommodation Space Group | 700 | Residential - Specific type not defined |  | Unknown | 0.00 | NO
Port Lincoln_PL03-Port Lincoln Residential 3_Ground Floor_G07 _ Corr. | PL-PL03-GN-G07 | PL03-GN-G07-Corr. | Port Lincoln | PL | PL03 | Port Lincoln Residential 3 | GN | Ground Floor | G07 | 99939 | Unusable Spaces | 99939 | Unusable Spaces | 3.36 | Corr. | 8 | Non Useable Floor Area Space Group | 805 | Non-usable - Circulation space |  | Unknown | 0.00 | NO
Port Lincoln_PL03-Port Lincoln Residential 3_Ground Floor_G08 _ Bathroom | PL-PL03-GN-G08 | PL03-GN-G08-Bathroom | Port Lincoln | PL | PL03 | Port Lincoln Residential 3 | GN | Ground Floor | G08 | 99939 | Unusable Spaces | 99939 | Unusable Spaces | 7.43 | Bathroom | 7 | Residential Accommodation Space Group | 700 | Residential - Specific type not defined |  | Unknown | 0.00 | NO
Port Lincoln_PL03-Port Lincoln Residential 3_Ground Floor_G09 _ WC | PL-PL03-GN-G09 | PL03-GN-G09-WC | Port Lincoln | PL | PL03 | Port Lincoln Residential 3 | GN | Ground Floor | G09 | 99939 | Unusable Spaces | 99939 | Unusable Spaces | 1.85 | WC | 7 | Residential Accommodation Space Group | 700 | Residential - Specific type not defined |  | Unknown | 0.00 | NO
Port Lincoln_PL03-Port Lincoln Residential 3_Ground Floor_G10 _ Ldry | PL-PL03-GN-G10 | PL03-GN-G10-Ldry | Port Lincoln | PL | PL03 | Port Lincoln Residential 3 | GN | Ground Floor | G10 | 384 | Medicine | 384 | Adelaide Medical School | 5.96 | Ldry | 7 | Residential Accommodation Space Group | 700 | Residential - Specific type not defined |  | Unknown | 0.00 | NO
Port Lincoln_PL03-Port Lincoln Residential 3_Ground Floor_G11 _ Study | PL-PL03-GN-G11 | PL03-GN-G11-Study | Port Lincoln | PL | PL03 | Port Lincoln Residential 3 | GN | Ground Floor | G11 | 384 | Medicine | 384 | Adelaide Medical School | 11.52 | Study | 7 | Residential Accommodation Space Group | 700 | Residential - Specific type not defined |  | Unknown | 0.00 | NO
Port Lincoln_PL03-Port Lincoln Residential 3_Ground Floor_G12 _ Bedroom 1 | PL-PL03-GN-G12 | PL03-GN-G12-Bedroom 1 | Port Lincoln | PL | PL03 | Port Lincoln Residential 3 | GN | Ground Floor | G12 | 384 | Medicine | 384 | Adelaide Medical School | 27.3 | Bedroom 1 | 7 | Residential Accommodation Space Group | 700 | Residential - Specific type not defined |  | Unknown | 0.00 | NO
Port Lincoln_PL03-Port Lincoln Residential 3_Ground Floor_G13 _ Bedroom 3 | PL-PL03-GN-G13 | PL03-GN-G13-Bedroom 3 | Port Lincoln | PL | PL03 | Port Lincoln Residential 3 | GN | Ground Floor | G13 | 384 | Medicine | 384 | Adelaide Medical School | 16.38 | Bedroom 3 | 7 | Residential Accommodation Space Group | 700 | Residential - Specific type not defined |  | Unknown | 0.00 | NO
Port Lincoln_PL03-Port Lincoln Residential 3_Ground Floor_G14 _ Garden Shed | PL-PL03-GN-G14 | PL03-GN-G14-Garden Shed | Port Lincoln | PL | PL03 | Port Lincoln Residential 3 | GN | Ground Floor | G14 | 384 | Medicine | 384 | Adelaide Medical School | 21.6 | Garden Shed | 8 | Non Useable Floor Area Space Group | 804 | Non-usable - Car park < 50% of building - Not usable TEFMA |  | Unknown | 0.00 | NO
Port Lincoln_PL03-Port Lincoln Residential 3_Ground Floor_G15 _ Verandah (UCA) | PL-PL03-GN-G15 | PL03-GN-G15-Verandah (UCA) | Port Lincoln | PL | PL03 | Port Lincoln Residential 3 | GN | Ground Floor | G15 | 99939 | Unusable Spaces | 99939 | Unusable Spaces | 17.88 | Verandah (UCA) | 8 | Non Useable Floor Area Space Group | 839 | Non-usable - Verandah/Balcony |  | Unknown | 0.00 | NO
Port Lincoln_PL03-Port Lincoln Residential 3_Ground Floor_G16 _ Verandah (UCA) | PL-PL03-GN-G16 | PL03-GN-G16-Verandah (UCA) | Port Lincoln | PL | PL03 | Port Lincoln Residential 3 | GN | Ground Floor | G16 | 99939 | Unusable Spaces | 99939 | Unusable Spaces | 38.85 | Verandah (UCA) | 8 | Non Useable Floor Area Space Group | 839 | Non-usable - Verandah/Balcony |  | Unknown | 0.00 | NO
Port Lincoln_PL03-Port Lincoln Residential 3_Ground Floor_G17 _ Verandah (UCA) | PL-PL03-GN-G17 | PL03-GN-G17-Verandah (UCA) | Port Lincoln | PL | PL03 | Port Lincoln Residential 3 | GN | Ground Floor | G17 | 99939 | Unusable Spaces | 99939 | Unusable Spaces | 18.94 | Verandah (UCA) | 8 | Non Useable Floor Area Space Group | 839 | Non-usable - Verandah/Balcony |  | Unknown | 0.00 | NO
Port Lincoln_PL04-Port Lincoln Residential 2_Ground Floor_4.01 _ Entry | PL-PL04-GN-4.01 | PL04-GN-4.01-Entry | Port Lincoln | PL | PL04 | Port Lincoln Residential 2 | GN | Ground Floor | 4.01 | 99939 | Unusable Spaces | 99939 | Unusable Spaces | 2.2 | Entry | 8 | Non Useable Floor Area Space Group | 805 | Non-usable - Circulation space |  | Unknown | 0.00 | NO
Port Lincoln_PL04-Port Lincoln Residential 2_Ground Floor_4.02 _ Kitchen | PL-PL04-GN-4.02 | PL04-GN-4.02-Kitchen | Port Lincoln | PL | PL04 | Port Lincoln Residential 2 | GN | Ground Floor | 4.02 | 384 | Medicine | 384 | Adelaide Medical School | 7.75 | Kitchen | 6 | General Facility Space Group | 608 | General Facility - Kitchen/Servery/Food Storage |  | Unknown | 0.00 | NO
Port Lincoln_PL04-Port Lincoln Residential 2_Ground Floor_4.03 _ Dining Room | PL-PL04-GN-4.03 | PL04-GN-4.03-Dining Room | Port Lincoln | PL | PL04 | Port Lincoln Residential 2 | GN | Ground Floor | 4.03 | 384 | Medicine | 384 | Adelaide Medical School | 12.86 | Dining Room | 6 | General Facility Space Group | 608 | General Facility - Kitchen/Servery/Food Storage |  | Unknown | 0.00 | NO
Port Lincoln_PL04-Port Lincoln Residential 2_Ground Floor_4.04 _ Passage | PL-PL04-GN-4.04 | PL04-GN-4.04-Passage | Port Lincoln | PL | PL04 | Port Lincoln Residential 2 | GN | Ground Floor | 4.04 | 99939 | Unusable Spaces | 99939 | Unusable Spaces | 4.36 | Passage | 8 | Non Useable Floor Area Space Group | 805 | Non-usable - Circulation space |  | Unknown | 0.00 | NO
Port Lincoln_PL04-Port Lincoln Residential 2_Ground Floor_4.05 _ Study | PL-PL04-GN-4.05 | PL04-GN-4.05-Study | Port Lincoln | PL | PL04 | Port Lincoln Residential 2 | GN | Ground Floor | 4.05 | 384 | Medicine | 384 | Adelaide Medical School | 8.07 | Study | 7 | Residential Accommodation Space Group | 700 | Residential - Specific type not defined |  | Unknown | 0.00 | NO
Port Lincoln_PL04-Port Lincoln Residential 2_Ground Floor_4.05A _ Linen | PL-PL04-GN-4.05A | PL04-GN-4.05A-Linen | Port Lincoln | PL | PL04 | Port Lincoln Residential 2 | GN | Ground Floor | 4.05A | 384 | Medicine | 384 | Adelaide Medical School | 1.14 | Linen | 4 | Ancillary Area Space Group | 419 | Ancillary Area - Store Room - Generic |  | Unknown | 0.00 | NO
Port Lincoln_PL04-Port Lincoln Residential 2_Ground Floor_4.06 _ Bathroom | PL-PL04-GN-4.06 | PL04-GN-4.06-Bathroom | Port Lincoln | PL | PL04 | Port Lincoln Residential 2 | GN | Ground Floor | 4.06 | 99939 | Unusable Spaces | 99939 | Unusable Spaces | 4.9 | Bathroom | 7 | Residential Accommodation Space Group | 700 | Residential - Specific type not defined |  | Unknown | 0.00 | NO
Port Lincoln_PL04-Port Lincoln Residential 2_Ground Floor_4.07 _ WC | PL-PL04-GN-4.07 | PL04-GN-4.07-WC | Port Lincoln | PL | PL04 | Port Lincoln Residential 2 | GN | Ground Floor | 4.07 | 99939 | Unusable Spaces | 99939 | Unusable Spaces | 1.9 | WC | 7 | Residential Accommodation Space Group | 700 | Residential - Specific type not defined |  | Unknown | 0.00 | NO
Port Lincoln_PL04-Port Lincoln Residential 2_Ground Floor_4.08 _ Bedroom 2 | PL-PL04-GN-4.08 | PL04-GN-4.08-Bedroom 2 | Port Lincoln | PL | PL04 | Port Lincoln Residential 2 | GN | Ground Floor | 4.08 | 384 | Medicine | 384 | Adelaide Medical School | 10.17 | Bedroom 2 | 7 | Residential Accommodation Space Group | 700 | Residential - Specific type not defined |  | Unknown | 0.00 | NO
Port Lincoln_PL04-Port Lincoln Residential 2_Ground Floor_4.09 _ Lounge | PL-PL04-GN-4.09 | PL04-GN-4.09-Lounge | Port Lincoln | PL | PL04 | Port Lincoln Residential 2 | GN | Ground Floor | 4.09 | 384 | Medicine | 384 | Adelaide Medical School | 27.75 | Lounge | 7 | Residential Accommodation Space Group | 700 | Residential - Specific type not defined |  | Unknown | 0.00 | NO
Port Lincoln_PL04-Port Lincoln Residential 2_Ground Floor_4.10 _ Bedroom 1 | PL-PL04-GN-4.10 | PL04-GN-4.10-Bedroom 1 | Port Lincoln | PL | PL04 | Port Lincoln Residential 2 | GN | Ground Floor | 4.10 | 384 | Medicine | 384 | Adelaide Medical School | 11.72 | Bedroom 1 | 7 | Residential Accommodation Space Group | 700 | Residential - Specific type not defined |  | Unknown | 0.00 | NO
Port Lincoln_PL04-Port Lincoln Residential 2_Ground Floor_4.11 _ Ldry | PL-PL04-GN-4.11 | PL04-GN-4.11-Ldry | Port Lincoln | PL | PL04 | Port Lincoln Residential 2 | GN | Ground Floor | 4.11 | 384 | Medicine | 384 | Adelaide Medical School | 1.49 | Ldry | 7 | Residential Accommodation Space Group | 700 | Residential - Specific type not defined |  | Unknown | 0.00 | NO
Port Lincoln_PL04-Port Lincoln Residential 2_Ground Floor_4.12 _ WC | PL-PL04-GN-4.12 | PL04-GN-4.12-WC | Port Lincoln | PL | PL04 | Port Lincoln Residential 2 | GN | Ground Floor | 4.12 | 99939 | Unusable Spaces | 99939 | Unusable Spaces | 1.4 | WC | 7 | Residential Accommodation Space Group | 700 | Residential - Specific type not defined |  | Unknown | 0.00 | NO
Port Lincoln_PL04-Port Lincoln Residential 2_Ground Floor_4.13 _ Garage | PL-PL04-GN-4.13 | PL04-GN-4.13-Garage | Port Lincoln | PL | PL04 | Port Lincoln Residential 2 | GN | Ground Floor | 4.13 | 384 | Medicine | 384 | Adelaide Medical School | 21.68 | Garage | 8 | Non Useable Floor Area Space Group | 807 | Non-usable - Garage/Loading bay |  | Unknown | 0.00 | NO
Port Pirie_PP01-Port Pirie Hospital_Ground Floor_G04 _ Education Room | PP-PP01-GN-G04 | PP01-GN-G04-Education Room | Port Pirie | PP | PP01 | Port Pirie Hospital | GN | Ground Floor | G04 | 384 | Medicine | 384 | Adelaide Medical School | 31.26 | Education Room | 2 | Teaching Space Group | 200 | Teaching - Specific Type Not Defined |  | Unknown | 0.00 | NO
Port Pirie_PP01-Port Pirie Hospital_Ground Floor_G05 _ Office - Kassem | PP-PP01-GN-G05 | PP01-GN-G05-Office - Kassem | Port Pirie | PP | PP01 | Port Pirie Hospital | GN | Ground Floor | G05 | 384 | Medicine | 384 | Adelaide Medical School | 8.88 | Office - Kassem | 1 | Office Space Group | 100 | Office - Specific type not defined |  | Unknown | 0.00 | NO
Port Pirie_PP01-Port Pirie Hospital_Ground Floor_G06 _ Student Area | PP-PP01-GN-G06 | PP01-GN-G06-Student Area | Port Pirie | PP | PP01 | Port Pirie Hospital | GN | Ground Floor | G06 | 384 | Medicine | 384 | Adelaide Medical School | 15.55 | Student Area | 2 | Teaching Space Group | 200 | Teaching - Specific Type Not Defined |  | Unknown | 0.00 | NO
Port Pirie_PP01-Port Pirie Hospital_Ground Floor_G07 _ Student Area | PP-PP01-GN-G07 | PP01-GN-G07-Student Area | Port Pirie | PP | PP01 | Port Pirie Hospital | GN | Ground Floor | G07 | 384 | Medicine | 384 | Adelaide Medical School | 9.63 | Student Area | 2 | Teaching Space Group | 200 | Teaching - Specific Type Not Defined |  | Unknown | 0.00 | NO
Paradise Resthaven_PR01-Paradise Resthaven_Ground Floor_CS.01 _ Waiting | PR-PR01-01-CS.01 | PR01-01-CS.01-Waiting | Paradise Resthaven | PR | PR01 | Paradise Resthaven | 01 | Ground Floor | CS.01 | 99966 | Unknown | 99939 | Unusable Spaces | 12.92 | Waiting | 6 | General Facility Space Group | 623 | General Facility - Waiting Area/Foyer/Reception Area |  | Unknown | 0.00 | NO
Paradise Resthaven_PR01-Paradise Resthaven_Ground Floor_CS.02 _ Corr. 1 | PR-PR01-01-CS.02 | PR01-01-CS.02-Corr. 1 | Paradise Resthaven | PR | PR01 | Paradise Resthaven | 01 | Ground Floor | CS.02 | 99939 | Unusable Spaces | 99939 | Unusable Spaces | 37.69 | Corr. 1 | 8 | Non Useable Floor Area Space Group | 805 | Non-usable - Circulation space |  | Unknown | 0.00 | NO
Paradise Resthaven_PR01-Paradise Resthaven_Ground Floor_CS.03 _ Consult 1 | PR-PR01-01-CS.03 | PR01-01-CS.03-Consult 1 | Paradise Resthaven | PR | PR01 | Paradise Resthaven | 01 | Ground Floor | CS.03 | 99966 | Unknown | 99939 | Unusable Spaces | 13.27 | Consult 1 | 6 | General Facility Space Group | 615 | General Facility - Medical Centre |  | Unknown | 0.00 | NO
Paradise Resthaven_PR01-Paradise Resthaven_Ground Floor_CS.04 _ WC 1 | PR-PR01-01-CS.04 | PR01-01-CS.04-WC 1 | Paradise Resthaven | PR | PR01 | Paradise Resthaven | 01 | Ground Floor | CS.04 | 99939 | Unusable Spaces | 99939 | Unusable Spaces | 2.96 | WC 1 | 8 | Non Useable Floor Area Space Group | 835 | Non-usable - Toilets/Amenities - Other |  | Unknown | 0.00 | NO
Paradise Resthaven_PR01-Paradise Resthaven_Ground Floor_CS.05 _ Consult 1a | PR-PR01-01-CS.05 | PR01-01-CS.05-Consult 1a | Paradise Resthaven | PR | PR01 | Paradise Resthaven | 01 | Ground Floor | CS.05 | 99966 | Unknown | 99939 | Unusable Spaces | 14.08 | Consult 1a | 6 | General Facility Space Group | 615 | General Facility - Medical Centre |  | Unknown | 0.00 | NO
Paradise Resthaven_PR01-Paradise Resthaven_Ground Floor_CS.06 _ CLNR | PR-PR01-01-CS.06 | PR01-01-CS.06-CLNR | Paradise Resthaven | PR | PR01 | Paradise Resthaven | 01 | Ground Floor | CS.06 | 99939 | Unusable Spaces | 99939 | Unusable Spaces | 2.03 | CLNR | 8 | Non Useable Floor Area Space Group | 806 | Non-usable - Cleaners room |  | Unknown | 0.00 | NO
Paradise Resthaven_PR01-Paradise Resthaven_Ground Floor_CS.07 _ Store | PR-PR01-01-CS.07 | PR01-01-CS.07-Store | Paradise Resthaven | PR | PR01 | Paradise Resthaven | 01 | Ground Floor | CS.07 | 99966 | Unknown | 99939 | Unusable Spaces | 2.86 | Store | 4 | Ancillary Area Space Group | 419 | Ancillary Area - Store Room - Generic |  | Unknown | 0.00 | NO
Paradise Resthaven_PR01-Paradise Resthaven_Ground Floor_CS.08 _ Corr. 2 | PR-PR01-01-CS.08 | PR01-01-CS.08-Corr. 2 | Paradise Resthaven | PR | PR01 | Paradise Resthaven | 01 | Ground Floor | CS.08 | 99939 | Unusable Spaces | 99939 | Unusable Spaces | 22.35 | Corr. 2 | 8 | Non Useable Floor Area Space Group | 805 | Non-usable - Circulation space |  | Unknown | 0.00 | NO
Paradise Resthaven_PR01-Paradise Resthaven_Ground Floor_CS.09 _ Store | PR-PR01-01-CS.09 | PR01-01-CS.09-Store | Paradise Resthaven | PR | PR01 | Paradise Resthaven | 01 | Ground Floor | CS.09 | 99966 | Unknown | 99939 | Unusable Spaces | 8.68 | Store | 4 | Ancillary Area Space Group | 419 | Ancillary Area - Store Room - Generic |  | Unknown | 0.00 | NO
Paradise Resthaven_PR01-Paradise Resthaven_Ground Floor_CS.10 _ WC - M | PR-PR01-01-CS.10 | PR01-01-CS.10-WC - M | Paradise Resthaven | PR | PR01 | Paradise Resthaven | 01 | Ground Floor | CS.10 | 99939 | Unusable Spaces | 99939 | Unusable Spaces | 2.25 | WC - M | 8 | Non Useable Floor Area Space Group | 821 | Non-usable - Toilets/Amenities - Male |  | Unknown | 0.00 | NO
Paradise Resthaven_PR01-Paradise Resthaven_Ground Floor_CS.11 _ Consult 2 | PR-PR01-01-CS.11 | PR01-01-CS.11-Consult 2 | Paradise Resthaven | PR | PR01 | Paradise Resthaven | 01 | Ground Floor | CS.11 | 99966 | Unknown | 99939 | Unusable Spaces | 13.9 | Consult 2 | 6 | General Facility Space Group | 615 | General Facility - Medical Centre |  | Unknown | 0.00 | NO
Paradise Resthaven_PR01-Paradise Resthaven_Ground Floor_CS.12 _ WC 2 | PR-PR01-01-CS.12 | PR01-01-CS.12-WC 2 | Paradise Resthaven | PR | PR01 | Paradise Resthaven | 01 | Ground Floor | CS.12 | 99939 | Unusable Spaces | 99939 | Unusable Spaces | 2.82 | WC 2 | 8 | Non Useable Floor Area Space Group | 835 | Non-usable - Toilets/Amenities - Other |  | Unknown | 0.00 | NO
Paradise Resthaven_PR01-Paradise Resthaven_Ground Floor_CS.13 _ Consult 2a | PR-PR01-01-CS.13 | PR01-01-CS.13-Consult 2a | Paradise Resthaven | PR | PR01 | Paradise Resthaven | 01 | Ground Floor | CS.13 | 99966 | Unknown | 99939 | Unusable Spaces | 13.88 | Consult 2a | 6 | General Facility Space Group | 615 | General Facility - Medical Centre |  | Unknown | 0.00 | NO
Paradise Resthaven_PR01-Paradise Resthaven_Ground Floor_CS.14 _ Consult 3 | PR-PR01-01-CS.14 | PR01-01-CS.14-Consult 3 | Paradise Resthaven | PR | PR01 | Paradise Resthaven | 01 | Ground Floor | CS.14 | 99966 | Unknown | 99939 | Unusable Spaces | 13.57 | Consult 3 | 6 | General Facility Space Group | 615 | General Facility - Medical Centre |  | Unknown | 0.00 | NO
Paradise Resthaven_PR01-Paradise Resthaven_Ground Floor_CS.15 _ WC 3 | PR-PR01-01-CS.15 | PR01-01-CS.15-WC 3 | Paradise Resthaven | PR | PR01 | Paradise Resthaven | 01 | Ground Floor | CS.15 | 99939 | Unusable Spaces | 99939 | Unusable Spaces | 2.88 | WC 3 | 8 | Non Useable Floor Area Space Group | 835 | Non-usable - Toilets/Amenities - Other |  | Unknown | 0.00 | NO
Paradise Resthaven_PR01-Paradise Resthaven_Ground Floor_CS.16 _ Consult 3a | PR-PR01-01-CS.16 | PR01-01-CS.16-Consult 3a | Paradise Resthaven | PR | PR01 | Paradise Resthaven | 01 | Ground Floor | CS.16 | 99966 | Unknown | 99939 | Unusable Spaces | 13.51 | Consult 3a | 6 | General Facility Space Group | 615 | General Facility - Medical Centre |  | Unknown | 0.00 | NO
Paradise Resthaven_PR01-Paradise Resthaven_Ground Floor_CS.17 _ WC - Access | PR-PR01-01-CS.17 | PR01-01-CS.17-WC - Access | Paradise Resthaven | PR | PR01 | Paradise Resthaven | 01 | Ground Floor | CS.17 | 99939 | Unusable Spaces | 99939 | Unusable Spaces | 5.79 | WC - Access | 8 | Non Useable Floor Area Space Group | 818 | Non-usable - Toilets/Amenities - Unisex Accessible |  | Unknown | 0.00 | NO
Paradise Resthaven_PR01-Paradise Resthaven_Ground Floor_CS.18 _ WC - F | PR-PR01-01-CS.18 | PR01-01-CS.18-WC - F | Paradise Resthaven | PR | PR01 | Paradise Resthaven | 01 | Ground Floor | CS.18 | 99939 | Unusable Spaces | 99939 | Unusable Spaces | 5.3 | WC - F | 8 | Non Useable Floor Area Space Group | 820 | Non-usable - Toilets/Amenities - Female |  | Unknown | 0.00 | NO
Paradise Resthaven_PR01-Paradise Resthaven_Ground Floor_CS.19 _ Nurse | PR-PR01-01-CS.19 | PR01-01-CS.19-Nurse | Paradise Resthaven | PR | PR01 | Paradise Resthaven | 01 | Ground Floor | CS.19 | 99966 | Unknown | 99939 | Unusable Spaces | 13.44 | Nurse | 6 | General Facility Space Group | 615 | General Facility - Medical Centre |  | Unknown | 0.00 | NO
Paradise Resthaven_PR01-Paradise Resthaven_Ground Floor_CS.20 _ Corr. 3 | PR-PR01-01-CS.20 | PR01-01-CS.20-Corr. 3 | Paradise Resthaven | PR | PR01 | Paradise Resthaven | 01 | Ground Floor | CS.20 | 99939 | Unusable Spaces | 99939 | Unusable Spaces | 8.8 | Corr. 3 | 8 | Non Useable Floor Area Space Group | 805 | Non-usable - Circulation space |  | Unknown | 0.00 | NO
Paradise Resthaven_PR01-Paradise Resthaven_Ground Floor_CS.21 _ Reception | PR-PR01-01-CS.21 | PR01-01-CS.21-Reception | Paradise Resthaven | PR | PR01 | Paradise Resthaven | 01 | Ground Floor | CS.21 | 99966 | Unknown | 99939 | Unusable Spaces | 13.64 | Reception | 1 | Office Space Group | 118 | Open Plan - Reception Area |  | Unknown | 0.00 | NO
Paradise Resthaven_PR01-Paradise Resthaven_Ground Floor_CS.22 _ Store | PR-PR01-01-CS.22 | PR01-01-CS.22-Store | Paradise Resthaven | PR | PR01 | Paradise Resthaven | 01 | Ground Floor | CS.22 | 99966 | Unknown | 99939 | Unusable Spaces | 3.1 | Store | 4 | Ancillary Area Space Group | 419 | Ancillary Area - Store Room - Generic |  | Unknown | 0.00 | NO
Paradise Resthaven_PR01-Paradise Resthaven_Ground Floor_CS.23 _ Office - Academic | PR-PR01-01-CS.23 | PR01-01-CS.23-Office - Academic | Paradise Resthaven | PR | PR01 | Paradise Resthaven | 01 | Ground Floor | CS.23 | 99966 | Unknown | 99939 | Unusable Spaces | 13.57 | Office - Academic | 1 | Office Space Group | 101 | Office - Academic Staff |  | Unknown | 0.00 | NO
Paradise Resthaven_PR01-Paradise Resthaven_Ground Floor_CS.24 _ Comms | PR-PR01-01-CS.24 | PR01-01-CS.24-Comms | Paradise Resthaven | PR | PR01 | Paradise Resthaven | 01 | Ground Floor | CS.24 | 850 | ITDS Branch Central Costs | 869 | Information Technology and Digital Services | 3.64 | Comms | 8 | Non Useable Floor Area Space Group | 840 | Non-usable - Service riser |  | Unknown | 0.00 | NO
Paradise Resthaven_PR01-Paradise Resthaven_Ground Floor_CS.25 _ Tea Room | PR-PR01-01-CS.25 | PR01-01-CS.25-Tea Room | Paradise Resthaven | PR | PR01 | Paradise Resthaven | 01 | Ground Floor | CS.25 | 99966 | Unknown | 99939 | Unusable Spaces | 11.55 | Tea Room | 6 | General Facility Space Group | 608 | General Facility - Kitchen/Servery/Food Storage |  | Unknown | 0.00 | NO
Paradise Resthaven_PR01-Paradise Resthaven_Ground Floor_CS.26 _ Common Room - Student | PR-PR01-01-CS.26 | PR01-01-CS.26-Common Room - Student | Paradise Resthaven | PR | PR01 | Paradise Resthaven | 01 | Ground Floor | CS.26 | 99966 | Unknown | 99939 | Unusable Spaces | 16.78 | Common Room - Student | 6 | General Facility Space Group | 606 | General Facility - Common Room Student access |  | Unknown | 0.00 | NO
Paradise Resthaven_PR01-Paradise Resthaven_Ground Floor_CS.27 _ Seminar Room | PR-PR01-01-CS.27 | PR01-01-CS.27-Seminar Room | Paradise Resthaven | PR | PR01 | Paradise Resthaven | 01 | Ground Floor | CS.27 | 99966 | Unknown | 99939 | Unusable Spaces | 50.98 | Seminar Room | 2 | Teaching Space Group | 206 | Lecture/Seminar/Tutorial/Class Room (<30) Flat Floor |  | Unknown | 0.00 | NO
Queen Elizabeth Hospital_QE01-Animal House_Ground Floor_G03 _ Small Surgey | QE-QE01-01-G03 | QE01-01-G03-Small Surgey | Queen Elizabeth Hospital | QE | QE01 | Animal House | 01 | Ground Floor | G03 | 384 | Medicine | 384 | Adelaide Medical School | 13.39 | Small Surgey | 3 | Specialist Teaching or Research Space Group | 314 | Clinical Areas Teaching Space - Undergraduate/Postgraduate |  | Adequate | 1,684.25 | NO
Queen Elizabeth Hospital_QE01-Animal House_Ground Floor_G04 _ Small Surgery | QE-QE01-01-G04 | QE01-01-G04-Small Surgery | Queen Elizabeth Hospital | QE | QE01 | Animal House | 01 | Ground Floor | G04 | 384 | Medicine | 384 | Adelaide Medical School | 9.37 | Small Surgery | 3 | Specialist Teaching or Research Space Group | 314 | Clinical Areas Teaching Space - Undergraduate/Postgraduate |  | Adequate | 1,178.60 | NO
Queen Elizabeth Hospital_QE01-Animal House_Ground Floor_G12 _ Animal Holding | QE-QE01-01-G12 | QE01-01-G12-Animal Holding | Queen Elizabeth Hospital | QE | QE01 | Animal House | 01 | Ground Floor | G12 | 384 | Medicine | 384 | Adelaide Medical School | 16.89 | Animal Holding | 4 | Ancillary Area Space Group | 404 | Ancillary Area - Animal Holding |  | Adequate | 1,405.68 | NO
Queen Elizabeth Hospital_QE01-Animal House_Ground Floor_G13 _ Animal Holding | QE-QE01-01-G13 | QE01-01-G13-Animal Holding | Queen Elizabeth Hospital | QE | QE01 | Animal House | 01 | Ground Floor | G13 | 384 | Medicine | 384 | Adelaide Medical School | 16.89 | Animal Holding | 4 | Ancillary Area Space Group | 404 | Ancillary Area - Animal Holding |  | Adequate | 1,405.68 | NO
Queen Elizabeth Hospital_QE01-Animal House_Ground Floor_G14 _ Work Room | QE-QE01-01-G14 | QE01-01-G14-Work Room | Queen Elizabeth Hospital | QE | QE01 | Animal House | 01 | Ground Floor | G14 | 384 | Medicine | 384 | Adelaide Medical School | 9.87 | Work Room | 3 | Specialist Teaching or Research Space Group | 300 | Laboratory - Specialist teaching and research - type not defined |  | Adequate | 1,241.49 | NO
Queen Elizabeth Hospital_QE01-Animal House_Ground Floor_G15 _ Food Prep. | QE-QE01-01-G15 | QE01-01-G15-Food Prep. | Queen Elizabeth Hospital | QE | QE01 | Animal House | 01 | Ground Floor | G15 | 384 | Medicine | 384 | Adelaide Medical School | 14.08 | Food Prep. | 6 | General Facility Space Group | 608 | General Facility - Kitchen/Servery/Food Storage |  | Adequate | 1,491.40 | NO
Queen Elizabeth Hospital_QE01-Animal House_Ground Floor_G17 _ Store Room | QE-QE01-01-G17 | QE01-01-G17-Store Room | Queen Elizabeth Hospital | QE | QE01 | Animal House | 01 | Ground Floor | G17 | 384 | Medicine | 384 | Adelaide Medical School | 4.18 | Store Room | 4 | Ancillary Area Space Group | 419 | Ancillary Area - Store Room - Generic |  | Adequate | 347.88 | NO
Queen Elizabeth Hospital_QE01-Animal House_Ground Floor_G18 _ Store Room | QE-QE01-01-G18 | QE01-01-G18-Store Room | Queen Elizabeth Hospital | QE | QE01 | Animal House | 01 | Ground Floor | G18 | 384 | Medicine | 384 | Adelaide Medical School | 6.78 | Store Room | 4 | Ancillary Area Space Group | 419 | Ancillary Area - Store Room - Generic |  | Adequate | 564.27 | NO
Queen Elizabeth Hospital_QE01-Animal House_Ground Floor_G20 _ Case Washing | QE-QE01-01-G20 | QE01-01-G20-Case Washing | Queen Elizabeth Hospital | QE | QE01 | Animal House | 01 | Ground Floor | G20 | 384 | Medicine | 384 | Adelaide Medical School | 22.36 | Case Washing | 4 | Ancillary Area Space Group | 401 | Ancillary Area - Laboratory Service and Preparation |  | Adequate | 1,860.93 | NO
Queen Elizabeth Hospital_QE01-Animal House_Ground Floor_G22 _ Animal Housing | QE-QE01-01-G22 | QE01-01-G22-Animal Housing | Queen Elizabeth Hospital | QE | QE01 | Animal House | 01 | Ground Floor | G22 | 384 | Medicine | 384 | Adelaide Medical School | 15.07 | Animal Housing | 4 | Ancillary Area Space Group | 404 | Ancillary Area - Animal Holding |  | Adequate | 1,254.21 | NO
Queen Elizabeth Hospital_QE01-Animal House_Ground Floor_G23 _ Animal Housing | QE-QE01-01-G23 | QE01-01-G23-Animal Housing | Queen Elizabeth Hospital | QE | QE01 | Animal House | 01 | Ground Floor | G23 | 384 | Medicine | 384 | Adelaide Medical School | 15.07 | Animal Housing | 4 | Ancillary Area Space Group | 404 | Ancillary Area - Animal Holding |  | Adequate | 1,254.21 | NO
Queen Elizabeth Hospital_QE01-Animal House_Ground Floor_G24 _ Animal Room | QE-QE01-01-G24 | QE01-01-G24-Animal Room | Queen Elizabeth Hospital | QE | QE01 | Animal House | 01 | Ground Floor | G24 | 384 | Medicine | 384 | Adelaide Medical School | 14.72 | Animal Room | 4 | Ancillary Area Space Group | 404 | Ancillary Area - Animal Holding |  | Adequate | 1,225.08 | NO
Queen Elizabeth Hospital_QE01-Animal House_Ground Floor_G25 _ Animal Holding | QE-QE01-01-G25 | QE01-01-G25-Animal Holding | Queen Elizabeth Hospital | QE | QE01 | Animal House | 01 | Ground Floor | G25 | 384 | Medicine | 384 | Adelaide Medical School | 14.72 | Animal Holding | 4 | Ancillary Area Space Group | 404 | Ancillary Area - Animal Holding |  | Adequate | 1,225.08 | NO
Queen Elizabeth Hospital_QE01-Animal House_Ground Floor_G26 _ Animal Holding | QE-QE01-01-G26 | QE01-01-G26-Animal Holding | Queen Elizabeth Hospital | QE | QE01 | Animal House | 01 | Ground Floor | G26 | 384 | Medicine | 384 | Adelaide Medical School | 15.28 | Animal Holding | 4 | Ancillary Area Space Group | 404 | Ancillary Area - Animal Holding |  | Adequate | 1,271.69 | NO
Queen Elizabeth Hospital_QE01-Animal House_Ground Floor_G27 _ Animal Holding | QE-QE01-01-G27 | QE01-01-G27-Animal Holding | Queen Elizabeth Hospital | QE | QE01 | Animal House | 01 | Ground Floor | G27 | 384 | Medicine | 384 | Adelaide Medical School | 15.24 | Animal Holding | 4 | Ancillary Area Space Group | 404 | Ancillary Area - Animal Holding |  | Adequate | 1,268.36 | NO
Queen Elizabeth Hospital_QE01-Animal House_Ground Floor_G28 _ Special Animals | QE-QE01-01-G28 | QE01-01-G28-Special Animals | Queen Elizabeth Hospital | QE | QE01 | Animal House | 01 | Ground Floor | G28 | 384 | Medicine | 384 | Adelaide Medical School | 1.57 | Special Animals | 4 | Ancillary Area Space Group | 404 | Ancillary Area - Animal Holding |  | Adequate | 130.66 | NO
Queen Elizabeth Hospital_QE01-Animal House_Ground Floor_G30 _ Cold Room | QE-QE01-01-G30 | QE01-01-G30-Cold Room | Queen Elizabeth Hospital | QE | QE01 | Animal House | 01 | Ground Floor | G30 | 384 | Medicine | 384 | Adelaide Medical School | 5.11 | Cold Room | 4 | Ancillary Area Space Group | 405 | Ancillary Area - Constant Temperature/ Freezer/Cold/Warm Rooms |  | Adequate | 425.28 | NO
Queen Elizabeth Hospital_QE01-Animal House_Ground Floor_G31 _ Small Surgery | QE-QE01-01-G31 | QE01-01-G31-Small Surgery | Queen Elizabeth Hospital | QE | QE01 | Animal House | 01 | Ground Floor | G31 | 384 | Medicine | 384 | Adelaide Medical School | 12.53 | Small Surgery | 3 | Specialist Teaching or Research Space Group | 314 | Clinical Areas Teaching Space - Undergraduate/Postgraduate |  | Adequate | 1,576.08 | NO
Queen Elizabeth Hospital_QE01-Animal House_Ground Floor_G32 _ Staff Room | QE-QE01-01-G32 | QE01-01-G32-Staff Room | Queen Elizabeth Hospital | QE | QE01 | Animal House | 01 | Ground Floor | G32 | 384 | Medicine | 384 | Adelaide Medical School | 12.17 | Staff Room | 6 | General Facility Space Group | 605 | General Facility - Common Room Staff access |  | Adequate | 1,289.09 | NO
Queen Elizabeth Hospital_QE01-Animal House_Ground Floor_G33 _ Office | QE-QE01-01-G33 | QE01-01-G33-Office | Queen Elizabeth Hospital | QE | QE01 | Animal House | 01 | Ground Floor | G33 | 384 | Medicine | 384 | Adelaide Medical School | 12.17 | Office | 1 | Office Space Group | 101 | Office - Academic Staff |  | Adequate | 1,150.97 | NO
Queen Elizabeth Hospital_QE01-Animal House_Ground Floor_G34 _ Recovery | QE-QE01-01-G34 | QE01-01-G34-Recovery | Queen Elizabeth Hospital | QE | QE01 | Animal House | 01 | Ground Floor | G34 | 384 | Medicine | 384 | Adelaide Medical School | 2.91 | Recovery | 3 | Specialist Teaching or Research Space Group | 314 | Clinical Areas Teaching Space - Undergraduate/Postgraduate |  | Adequate | 366.03 | NO
Queen Elizabeth Hospital_QE01-Animal House_Ground Floor_G35 _ Workshop | QE-QE01-01-G35 | QE01-01-G35-Workshop | Queen Elizabeth Hospital | QE | QE01 | Animal House | 01 | Ground Floor | G35 | 384 | Medicine | 384 | Adelaide Medical School | 6.36 | Workshop | 4 | Ancillary Area Space Group | 403 | Ancillary Area - Workshop |  | Adequate | 529.32 | NO
Queen Elizabeth Hospital_QE01-Animal House_Ground Floor_G36 _ Surgery | QE-QE01-01-G36 | QE01-01-G36-Surgery | Queen Elizabeth Hospital | QE | QE01 | Animal House | 01 | Ground Floor | G36 | 384 | Medicine | 384 | Adelaide Medical School | 41.21 | Surgery | 3 | Specialist Teaching or Research Space Group | 314 | Clinical Areas Teaching Space - Undergraduate/Postgraduate |  | Adequate | 5,183.57 | NO
Queen Elizabeth Hospital_QE01-Animal House_Ground Floor_G38 _ Clean Up | QE-QE01-01-G38 | QE01-01-G38-Clean Up | Queen Elizabeth Hospital | QE | QE01 | Animal House | 01 | Ground Floor | G38 | 384 | Medicine | 384 | Adelaide Medical School | 25.09 | Clean Up | 4 | Ancillary Area Space Group | 401 | Ancillary Area - Laboratory Service and Preparation |  | Adequate | 2,088.13 | NO
Queen Elizabeth Hospital_QE01-Animal House_Ground Floor_G41 _ Changeroom | QE-QE01-01-G41 | QE01-01-G41-Changeroom | Queen Elizabeth Hospital | QE | QE01 | Animal House | 01 | Ground Floor | G41 | 384 | Medicine | 384 | Adelaide Medical School | 9.67 | Changeroom | 8 | Non Useable Floor Area Space Group | 835 | Non-usable - Toilets/Amenities - Other |  | Adequate | 0.00 | NO
Queen Elizabeth Hospital_QE01-Animal House_First Floor_102 _ Laboratory | QE-QE01-02-102 | QE01-02-102-Laboratory | Queen Elizabeth Hospital | QE | QE01 | Animal House | 02 | First Floor | 102 | 99967 | University Vacated | 99939 | Unusable Spaces | 24.53 | Laboratory | 3 | Specialist Teaching or Research Space Group | 300 | Laboratory - Specialist teaching and research - type not defined |  | Adequate | 3,085.49 | NO
Queen Elizabeth Hospital_QE01-Animal House_First Floor_103 _ Isotope Room | QE-QE01-02-103 | QE01-02-103-Isotope Room | Queen Elizabeth Hospital | QE | QE01 | Animal House | 02 | First Floor | 103 | 99967 | University Vacated | 99939 | Unusable Spaces | 12.38 | Isotope Room | 3 | Specialist Teaching or Research Space Group | 300 | Laboratory - Specialist teaching and research - type not defined |  | Adequate | 1,557.21 | NO
Queen Elizabeth Hospital_QE01-Animal House_First Floor_104 _ Staff | QE-QE01-02-104 | QE01-02-104-Staff | Queen Elizabeth Hospital | QE | QE01 | Animal House | 02 | First Floor | 104 | 99967 | University Vacated | 99939 | Unusable Spaces | 12.32 | Staff | 6 | General Facility Space Group | 605 | General Facility - Common Room Staff access |  | Adequate | 1,304.98 | NO
Queen Elizabeth Hospital_QE01-Animal House_First Floor_105 _ Laboratory | QE-QE01-02-105 | QE01-02-105-Laboratory | Queen Elizabeth Hospital | QE | QE01 | Animal House | 02 | First Floor | 105 | 99967 | University Vacated | 99939 | Unusable Spaces | 25.7 | Laboratory | 3 | Specialist Teaching or Research Space Group | 300 | Laboratory - Specialist teaching and research - type not defined |  | Adequate | 3,232.66 | NO
Queen Elizabeth Hospital_QE01-Animal House_First Floor_106 _ Laboratory | QE-QE01-02-106 | QE01-02-106-Laboratory | Queen Elizabeth Hospital | QE | QE01 | Animal House | 02 | First Floor | 106 | 99967 | University Vacated | 99939 | Unusable Spaces | 24.48 | Laboratory | 3 | Specialist Teaching or Research Space Group | 300 | Laboratory - Specialist teaching and research - type not defined |  | Adequate | 3,079.20 | NO
Queen Elizabeth Hospital_QE01-Animal House_First Floor_107 _ Office | QE-QE01-02-107 | QE01-02-107-Office | Queen Elizabeth Hospital | QE | QE01 | Animal House | 02 | First Floor | 107 | 99967 | University Vacated | 99939 | Unusable Spaces | 13.02 | Office | 1 | Office Space Group | 101 | Office - Academic Staff |  | Adequate | 1,231.36 | NO
Queen Elizabeth Hospital_QE01-Animal House_First Floor_108 _ Office | QE-QE01-02-108 | QE01-02-108-Office | Queen Elizabeth Hospital | QE | QE01 | Animal House | 02 | First Floor | 108 | 99967 | University Vacated | 99939 | Unusable Spaces | 12.6 | Office | 1 | Office Space Group | 101 | Office - Academic Staff |  | Adequate | 1,191.64 | NO
Queen Elizabeth Hospital_QE01-Animal House_First Floor_109 _ Laboratory | QE-QE01-02-109 | QE01-02-109-Laboratory | Queen Elizabeth Hospital | QE | QE01 | Animal House | 02 | First Floor | 109 | 99967 | University Vacated | 99939 | Unusable Spaces | 25.96 | Laboratory | 3 | Specialist Teaching or Research Space Group | 300 | Laboratory - Specialist teaching and research - type not defined |  | Adequate | 3,265.36 | NO
Queen Elizabeth Hospital_QE03-Institute Building_First Floor_BH1.001 _ Tissue & Cell Culture | QE-QE03-01-BH1.001 | QE03-01-BH1.001-Tissue & Cell Culture | Queen Elizabeth Hospital | QE | QE03 | Institute Building | 01 | First Floor | BH1.001 | 384 | Medicine | 384 | Adelaide Medical School | 60.08 | Tissue & Cell Culture | 3 | Specialist Teaching or Research Space Group | 314 | Clinical Areas Teaching Space - Undergraduate/Postgraduate |  | Excellent | 11,108.97 | NO
Queen Elizabeth Hospital_QE03-Institute Building_First Floor_BH1.002 _ Instrument Room 1 | QE-QE03-01-BH1.002 | QE03-01-BH1.002-Instrument Room 1 | Queen Elizabeth Hospital | QE | QE03 | Institute Building | 01 | First Floor | BH1.002 | 384 | Medicine | 384 | Adelaide Medical School | 27.86 | Instrument Room 1 | 4 | Ancillary Area Space Group | 402 | Ancillary Area - Instrument Room |  | Excellent | 3,408.44 | NO
Queen Elizabeth Hospital_QE03-Institute Building_First Floor_BH1.003 _ Plantroom | QE-QE03-01-BH1.003 | QE03-01-BH1.003-Plantroom | Queen Elizabeth Hospital | QE | QE03 | Institute Building | 01 | First Floor | BH1.003 | 99939 | Unusable Spaces | 99939 | Unusable Spaces | 45.29 | Plantroom | 8 | Non Useable Floor Area Space Group | 811 | Non-usable - Plant room other |  | Unknown | 0.00 | NO
Queen Elizabeth Hospital_QE03-Institute Building_First Floor_BH1.004 _ Instrument Room | QE-QE03-01-BH1.004 | QE03-01-BH1.004-Instrument Room | Queen Elizabeth Hospital | QE | QE03 | Institute Building | 01 | First Floor | BH1.004 | 384 | Medicine | 384 | Adelaide Medical School | 27.46 | Instrument Room | 4 | Ancillary Area Space Group | 402 | Ancillary Area - Instrument Room |  | Excellent | 3,359.51 | NO
Queen Elizabeth Hospital_QE03-Institute Building_First Floor_BH1.005 _ Tissue / Cell Culture 1 | QE-QE03-01-BH1.005 | QE03-01-BH1.005-Tissue / Cell Culture 1 | Queen Elizabeth Hospital | QE | QE03 | Institute Building | 01 | First Floor | BH1.005 | 384 | Medicine | 384 | Adelaide Medical School | 24.6 | Tissue / Cell Culture 1 | 3 | Specialist Teaching or Research Space Group | 314 | Clinical Areas Teaching Space - Undergraduate/Postgraduate |  | Excellent | 4,548.61 | NO
Queen Elizabeth Hospital_QE03-Institute Building_First Floor_BH1.006 _ Gel Room & Radio Isotopes | QE-QE03-01-BH1.006 | QE03-01-BH1.006-Gel Room & Radio Isotopes | Queen Elizabeth Hospital | QE | QE03 | Institute Building | 01 | First Floor | BH1.006 | 384 | Medicine | 384 | Adelaide Medical School | 47.62 | Gel Room & Radio Isotopes | 3 | Specialist Teaching or Research Space Group | 314 | Clinical Areas Teaching Space - Undergraduate/Postgraduate |  | Excellent | 8,805.08 | NO
Queen Elizabeth Hospital_QE03-Institute Building_First Floor_BH1.007A _ Laboratory | QE-QE03-01-BH1.007A | QE03-01-BH1.007A-Laboratory | Queen Elizabeth Hospital | QE | QE03 | Institute Building | 01 | First Floor | BH1.007A | 384 | Medicine | 384 | Adelaide Medical School | 45.2 | Laboratory | 3 | Specialist Teaching or Research Space Group | 314 | Clinical Areas Teaching Space - Undergraduate/Postgraduate |  | Excellent | 8,357.61 | NO
Queen Elizabeth Hospital_QE03-Institute Building_First Floor_BH1.007B _ Laboratory | QE-QE03-01-BH1.007B | QE03-01-BH1.007B-Laboratory | Queen Elizabeth Hospital | QE | QE03 | Institute Building | 01 | First Floor | BH1.007B | 384 | Medicine | 384 | Adelaide Medical School | 24.1 | Laboratory | 3 | Specialist Teaching or Research Space Group | 314 | Clinical Areas Teaching Space - Undergraduate/Postgraduate |  | Excellent | 4,456.16 | NO
Queen Elizabeth Hospital_QE03-Institute Building_First Floor_BH1.007C _ Laboratory | QE-QE03-01-BH1.007C | QE03-01-BH1.007C-Laboratory | Queen Elizabeth Hospital | QE | QE03 | Institute Building | 01 | First Floor | BH1.007C | 384 | Medicine | 384 | Adelaide Medical School | 49.05 | Laboratory | 3 | Specialist Teaching or Research Space Group | 314 | Clinical Areas Teaching Space - Undergraduate/Postgraduate |  | Excellent | 9,069.49 | NO
Queen Elizabeth Hospital_QE03-Institute Building_First Floor_BH1.007D _ Laboratory | QE-QE03-01-BH1.007D | QE03-01-BH1.007D-Laboratory | Queen Elizabeth Hospital | QE | QE03 | Institute Building | 01 | First Floor | BH1.007D | 384 | Medicine | 384 | Adelaide Medical School | 60.05 | Laboratory | 3 | Specialist Teaching or Research Space Group | 314 | Clinical Areas Teaching Space - Undergraduate/Postgraduate |  | Excellent | 11,103.42 | NO
Queen Elizabeth Hospital_QE03-Institute Building_First Floor_BH1.007E _ Corr. | QE-QE03-01-BH1.007E | QE03-01-BH1.007E-Corr. | Queen Elizabeth Hospital | QE | QE03 | Institute Building | 01 | First Floor | BH1.007E | 99939 | Unusable Spaces | 99939 | Unusable Spaces | 17.44 | Corr. | 8 | Non Useable Floor Area Space Group | 805 | Non-usable - Circulation space |  | Unknown | 0.00 | NO
Queen Elizabeth Hospital_QE03-Institute Building_First Floor_BH1.008 _ Wash Up / Media Prep | QE-QE03-01-BH1.008 | QE03-01-BH1.008-Wash Up / Media Prep | Queen Elizabeth Hospital | QE | QE03 | Institute Building | 01 | First Floor | BH1.008 | 384 | Medicine | 384 | Adelaide Medical School | 18.39 | Wash Up / Media Prep | 4 | Ancillary Area Space Group | 401 | Ancillary Area - Laboratory Service and Preparation |  | Excellent | 2,249.87 | NO
Queen Elizabeth Hospital_QE03-Institute Building_First Floor_BH1.009 _ Corr. | QE-QE03-01-BH1.009 | QE03-01-BH1.009-Corr. | Queen Elizabeth Hospital | QE | QE03 | Institute Building | 01 | First Floor | BH1.009 | 99939 | Unusable Spaces | 99939 | Unusable Spaces | 61.16 | Corr. | 8 | Non Useable Floor Area Space Group | 805 | Non-usable - Circulation space |  | Unknown | 0.00 | NO
Queen Elizabeth Hospital_QE03-Institute Building_First Floor_BH1.009A _ Corr. | QE-QE03-01-BH1.009A | QE03-01-BH1.009A-Corr. | Queen Elizabeth Hospital | QE | QE03 | Institute Building | 01 | First Floor | BH1.009A | 99939 | Unusable Spaces | 99939 | Unusable Spaces | 14.04 | Corr. | 8 | Non Useable Floor Area Space Group | 805 | Non-usable - Circulation space |  | Unknown | 0.00 | NO
Queen Elizabeth Hospital_QE03-Institute Building_First Floor_BH1.010 _ Comms | QE-QE03-01-BH1.010 | QE03-01-BH1.010-Comms | Queen Elizabeth Hospital | QE | QE03 | Institute Building | 01 | First Floor | BH1.010 | 99939 | Unusable Spaces | 99939 | Unusable Spaces | 19.85 | Comms | 8 | Non Useable Floor Area Space Group | 812 | Non-usable - Comms/network system/Telephone/PABX |  | Excellent | 0.00 | NO
Queen Elizabeth Hospital_QE03-Institute Building_First Floor_BH1.011 _ Stair | QE-QE03-01-BH1.011 | QE03-01-BH1.011-Stair | Queen Elizabeth Hospital | QE | QE03 | Institute Building | 01 | First Floor | BH1.011 | 99939 | Unusable Spaces | 99939 | Unusable Spaces | 11.59 | Stair | 8 | Non Useable Floor Area Space Group | 805 | Non-usable - Circulation space |  | Unknown | 0.00 | NO
Queen Elizabeth Hospital_QE03-Institute Building_First Floor_BH1.012 _ Slet Trans. Facility | QE-QE03-01-BH1.012 | QE03-01-BH1.012-Slet Trans. Facility | Queen Elizabeth Hospital | QE | QE03 | Institute Building | 01 | First Floor | BH1.012 | 384 | Medicine | 384 | Adelaide Medical School | 16.09 | Slet Trans. Facility | 3 | Specialist Teaching or Research Space Group | 314 | Clinical Areas Teaching Space - Undergraduate/Postgraduate |  | Excellent | 2,975.09 | NO
Queen Elizabeth Hospital_QE03-Institute Building_First Floor_BH1.013 _ A/L | QE-QE03-01-BH1.013 | QE03-01-BH1.013-A/L | Queen Elizabeth Hospital | QE | QE03 | Institute Building | 01 | First Floor | BH1.013 | 384 | Medicine | 384 | Adelaide Medical School | 3.99 | A/L | 8 | Non Useable Floor Area Space Group | 835 | Non-usable - Toilets/Amenities - Other |  | Excellent | 0.00 | NO
Queen Elizabeth Hospital_QE03-Institute Building_First Floor_BH1.014 _ Dark Room | QE-QE03-01-BH1.014 | QE03-01-BH1.014-Dark Room | Queen Elizabeth Hospital | QE | QE03 | Institute Building | 01 | First Floor | BH1.014 | 384 | Medicine | 384 | Adelaide Medical School | 9.1 | Dark Room | 4 | Ancillary Area Space Group | 411 | Ancillary Area - Darkroom |  | Excellent | 1,113.31 | NO
Queen Elizabeth Hospital_QE03-Institute Building_First Floor_BH1.015 _ Chemical Store | QE-QE03-01-BH1.015 | QE03-01-BH1.015-Chemical Store | Queen Elizabeth Hospital | QE | QE03 | Institute Building | 01 | First Floor | BH1.015 | 384 | Medicine | 384 | Adelaide Medical School | 7.09 | Chemical Store | 4 | Ancillary Area Space Group | 418 | Ancillary Area - Dangerous goods storage |  | Excellent | 867.40 | NO
Queen Elizabeth Hospital_QE03-Institute Building_First Floor_BH1.016 _ Cell therapy | QE-QE03-01-BH1.016 | QE03-01-BH1.016-Cell therapy | Queen Elizabeth Hospital | QE | QE03 | Institute Building | 01 | First Floor | BH1.016 | 384 | Medicine | 384 | Adelaide Medical School | 13.55 | Cell therapy | 3 | Specialist Teaching or Research Space Group | 314 | Clinical Areas Teaching Space - Undergraduate/Postgraduate |  | Excellent | 2,505.43 | NO
Queen Elizabeth Hospital_QE03-Institute Building_First Floor_BH1.017 _ Cold Room | QE-QE03-01-BH1.017 | QE03-01-BH1.017-Cold Room | Queen Elizabeth Hospital | QE | QE03 | Institute Building | 01 | First Floor | BH1.017 | 384 | Medicine | 384 | Adelaide Medical School | 8.84 | Cold Room | 4 | Ancillary Area Space Group | 405 | Ancillary Area - Constant Temperature/ Freezer/Cold/Warm Rooms |  | Excellent | 1,081.50 | NO
Queen Elizabeth Hospital_QE03-Institute Building_First Floor_BH1.018A _ Laboratory North | QE-QE03-01-BH1.018A | QE03-01-BH1.018A-Laboratory North | Queen Elizabeth Hospital | QE | QE03 | Institute Building | 01 | First Floor | BH1.018A | 384 | Medicine | 384 | Adelaide Medical School | 21.01 | Laboratory North | 3 | Specialist Teaching or Research Space Group | 314 | Clinical Areas Teaching Space - Undergraduate/Postgraduate |  | Excellent | 3,884.81 | NO
Queen Elizabeth Hospital_QE03-Institute Building_First Floor_BH1.018B _ Laboratory North | QE-QE03-01-BH1.018B | QE03-01-BH1.018B-Laboratory North | Queen Elizabeth Hospital | QE | QE03 | Institute Building | 01 | First Floor | BH1.018B | 384 | Medicine | 384 | Adelaide Medical School | 24.09 | Laboratory North | 3 | Specialist Teaching or Research Space Group | 314 | Clinical Areas Teaching Space - Undergraduate/Postgraduate |  | Excellent | 4,454.31 | NO
Queen Elizabeth Hospital_QE03-Institute Building_First Floor_BH1.018C _ Laboratory North | QE-QE03-01-BH1.018C | QE03-01-BH1.018C-Laboratory North | Queen Elizabeth Hospital | QE | QE03 | Institute Building | 01 | First Floor | BH1.018C | 384 | Medicine | 384 | Adelaide Medical School | 45.2 | Laboratory North | 3 | Specialist Teaching or Research Space Group | 314 | Clinical Areas Teaching Space - Undergraduate/Postgraduate |  | Excellent | 8,357.61 | NO
Queen Elizabeth Hospital_QE03-Institute Building_First Floor_BH1.018D _ Laboratory North | QE-QE03-01-BH1.018D | QE03-01-BH1.018D-Laboratory North | Queen Elizabeth Hospital | QE | QE03 | Institute Building | 01 | First Floor | BH1.018D | 384 | Medicine | 384 | Adelaide Medical School | 55.55 | Laboratory North | 3 | Specialist Teaching or Research Space Group | 314 | Clinical Areas Teaching Space - Undergraduate/Postgraduate |  | Excellent | 10,271.36 | NO
Queen Elizabeth Hospital_QE03-Institute Building_First Floor_BH1.019 _ Balcony (UCA) | QE-QE03-01-BH1.019 | QE03-01-BH1.019-Balcony (UCA) | Queen Elizabeth Hospital | QE | QE03 | Institute Building | 01 | First Floor | BH1.019 | 99939 | Unusable Spaces | 99939 | Unusable Spaces | 26.21 | Balcony (UCA) | 8 | Non Useable Floor Area Space Group | 839 | Non-usable - Verandah/Balcony |  | Unknown | 0.00 | NO
Queen Elizabeth Hospital_QE03-Institute Building_First Floor_BH1.020 _ Corr. | QE-QE03-01-BH1.020 | QE03-01-BH1.020-Corr. | Queen Elizabeth Hospital | QE | QE03 | Institute Building | 01 | First Floor | BH1.020 | 99939 | Unusable Spaces | 99939 | Unusable Spaces | 32.22 | Corr. | 8 | Non Useable Floor Area Space Group | 805 | Non-usable - Circulation space |  | Unknown | 0.00 | NO
Queen Elizabeth Hospital_QE03-Institute Building_First Floor_BH1.021 _ Flow Cytometry | QE-QE03-01-BH1.021 | QE03-01-BH1.021-Flow Cytometry | Queen Elizabeth Hospital | QE | QE03 | Institute Building | 01 | First Floor | BH1.021 | 384 | Medicine | 384 | Adelaide Medical School | 18.83 | Flow Cytometry | 3 | Specialist Teaching or Research Space Group | 314 | Clinical Areas Teaching Space - Undergraduate/Postgraduate |  | Excellent | 3,481.72 | NO
Queen Elizabeth Hospital_QE03-Institute Building_First Floor_BH1.022 _ PC2 Bacterial | QE-QE03-01-BH1.022 | QE03-01-BH1.022-PC2 Bacterial | Queen Elizabeth Hospital | QE | QE03 | Institute Building | 01 | First Floor | BH1.022 | 384 | Medicine | 384 | Adelaide Medical School | 16.93 | PC2 Bacterial | 3 | Specialist Teaching or Research Space Group | 314 | Clinical Areas Teaching Space - Undergraduate/Postgraduate | RATED - PC2 | Excellent | 3,130.41 | NO
Queen Elizabeth Hospital_QE03-Institute Building_First Floor_BH1.023 _ PC2 Viral | QE-QE03-01-BH1.023 | QE03-01-BH1.023-PC2 Viral | Queen Elizabeth Hospital | QE | QE03 | Institute Building | 01 | First Floor | BH1.023 | 384 | Medicine | 384 | Adelaide Medical School | 17.18 | PC2 Viral | 3 | Specialist Teaching or Research Space Group | 314 | Clinical Areas Teaching Space - Undergraduate/Postgraduate | RATED - PC2 | Excellent | 3,176.63 | NO
Queen Elizabeth Hospital_QE03-Institute Building_First Floor_BH1.024 _ PCR Setup Micro-Array | QE-QE03-01-BH1.024 | QE03-01-BH1.024-PCR Setup Micro-Array | Queen Elizabeth Hospital | QE | QE03 | Institute Building | 01 | First Floor | BH1.024 | 384 | Medicine | 384 | Adelaide Medical School | 14.1 | PCR Setup Micro-Array | 4 | Ancillary Area Space Group | 401 | Ancillary Area - Laboratory Service and Preparation |  | Excellent | 1,725.02 | NO
Queen Elizabeth Hospital_QE03-Institute Building_First Floor_BH1.025 _ Balcony 2 (UCA) | QE-QE03-01-BH1.025 | QE03-01-BH1.025-Balcony 2 (UCA) | Queen Elizabeth Hospital | QE | QE03 | Institute Building | 01 | First Floor | BH1.025 | 99939 | Unusable Spaces | 99939 | Unusable Spaces | 26.21 | Balcony 2 (UCA) | 8 | Non Useable Floor Area Space Group | 839 | Non-usable - Verandah/Balcony |  | Unknown | 0.00 | NO
Queen Elizabeth Hospital_QE03-Institute Building_First Floor_BH1.026 _ Stair 1 | QE-QE03-01-BH1.026 | QE03-01-BH1.026-Stair 1 | Queen Elizabeth Hospital | QE | QE03 | Institute Building | 01 | First Floor | BH1.026 | 99939 | Unusable Spaces | 99939 | Unusable Spaces | 10.58 | Stair 1 | 8 | Non Useable Floor Area Space Group | 805 | Non-usable - Circulation space |  | Unknown | 0.00 | NO
Queen Elizabeth Hospital_QE03-Institute Building_First Floor_BH1.027 _ Foyer | QE-QE03-01-BH1.027 | QE03-01-BH1.027-Foyer | Queen Elizabeth Hospital | QE | QE03 | Institute Building | 01 | First Floor | BH1.027 | 99939 | Unusable Spaces | 99939 | Unusable Spaces | 15.69 | Foyer | 8 | Non Useable Floor Area Space Group | 805 | Non-usable - Circulation space |  | Unknown | 0.00 | NO
Queen Elizabeth Hospital_QE03-Institute Building_First Floor_BH1.028 _ Corr. | QE-QE03-01-BH1.028 | QE03-01-BH1.028-Corr. | Queen Elizabeth Hospital | QE | QE03 | Institute Building | 01 | First Floor | BH1.028 | 99939 | Unusable Spaces | 99939 | Unusable Spaces | 7.14 | Corr. | 8 | Non Useable Floor Area Space Group | 805 | Non-usable - Circulation space |  | Unknown | 0.00 | NO
Queen Elizabeth Hospital_QE03-Institute Building_First Floor_BH1.029 _ A/L | QE-QE03-01-BH1.029 | QE03-01-BH1.029-A/L | Queen Elizabeth Hospital | QE | QE03 | Institute Building | 01 | First Floor | BH1.029 | 99939 | Unusable Spaces | 99939 | Unusable Spaces | 3.78 | A/L | 8 | Non Useable Floor Area Space Group | 835 | Non-usable - Toilets/Amenities - Other |  | Unknown | 0.00 | NO
Queen Elizabeth Hospital_QE03-Institute Building_First Floor_BH1.030 _ WC - M | QE-QE03-01-BH1.030 | QE03-01-BH1.030-WC - M | Queen Elizabeth Hospital | QE | QE03 | Institute Building | 01 | First Floor | BH1.030 | 99939 | Unusable Spaces | 99939 | Unusable Spaces | 3.21 | WC - M | 8 | Non Useable Floor Area Space Group | 821 | Non-usable - Toilets/Amenities - Male |  | Unknown | 0.00 | NO
Queen Elizabeth Hospital_QE03-Institute Building_First Floor_BH1.030A _ WC - M | QE-QE03-01-BH1.030A | QE03-01-BH1.030A-WC - M | Queen Elizabeth Hospital | QE | QE03 | Institute Building | 01 | First Floor | BH1.030A | 99939 | Unusable Spaces | 99939 | Unusable Spaces | 1.53 | WC - M | 8 | Non Useable Floor Area Space Group | 821 | Non-usable - Toilets/Amenities - Male |  | Unknown | 0.00 | NO
Queen Elizabeth Hospital_QE03-Institute Building_First Floor_BH1.031 _ WC - Access | QE-QE03-01-BH1.031 | QE03-01-BH1.031-WC - Access | Queen Elizabeth Hospital | QE | QE03 | Institute Building | 01 | First Floor | BH1.031 | 99939 | Unusable Spaces | 99939 | Unusable Spaces | 4.8 | WC - Access | 8 | Non Useable Floor Area Space Group | 818 | Non-usable - Toilets/Amenities - Unisex Accessible |  | Unknown | 0.00 | NO
Queen Elizabeth Hospital_QE03-Institute Building_First Floor_BH1.032 _ A/L | QE-QE03-01-BH1.032 | QE03-01-BH1.032-A/L | Queen Elizabeth Hospital | QE | QE03 | Institute Building | 01 | First Floor | BH1.032 | 99939 | Unusable Spaces | 99939 | Unusable Spaces | 3.78 | A/L | 8 | Non Useable Floor Area Space Group | 835 | Non-usable - Toilets/Amenities - Other |  | Unknown | 0.00 | NO
Queen Elizabeth Hospital_QE03-Institute Building_First Floor_BH1.033 _ WC - F | QE-QE03-01-BH1.033 | QE03-01-BH1.033-WC - F | Queen Elizabeth Hospital | QE | QE03 | Institute Building | 01 | First Floor | BH1.033 | 99939 | Unusable Spaces | 99939 | Unusable Spaces | 5.31 | WC - F | 8 | Non Useable Floor Area Space Group | 820 | Non-usable - Toilets/Amenities - Female |  | Unknown | 0.00 | NO
Queen Elizabeth Hospital_QE03-Institute Building_First Floor_BH1.034 _ Lift | QE-QE03-01-BH1.034 | QE03-01-BH1.034-Lift | Queen Elizabeth Hospital | QE | QE03 | Institute Building | 01 | First Floor | BH1.034 | 99939 | Unusable Spaces | 99939 | Unusable Spaces | 9.54 | Lift | 8 | Non Useable Floor Area Space Group | 838 | Non-usable - Lift |  | Unknown | 0.00 | NO
Queen Elizabeth Hospital_QE03-Institute Building_First Floor_BH1.035 _ Tea Point | QE-QE03-01-BH1.035 | QE03-01-BH1.035-Tea Point | Queen Elizabeth Hospital | QE | QE03 | Institute Building | 01 | First Floor | BH1.035 | 384 | Medicine | 384 | Adelaide Medical School | 5.28 | Tea Point | 6 | General Facility Space Group | 608 | General Facility - Kitchen/Servery/Food Storage |  | Excellent | 822.14 | NO
Queen Elizabeth Hospital_QE03-Institute Building_First Floor_BH1.036 _ Cleaner | QE-QE03-01-BH1.036 | QE03-01-BH1.036-Cleaner | Queen Elizabeth Hospital | QE | QE03 | Institute Building | 01 | First Floor | BH1.036 | 99939 | Unusable Spaces | 99939 | Unusable Spaces | 1.81 | Cleaner | 8 | Non Useable Floor Area Space Group | 806 | Non-usable - Cleaners room |  | Unknown | 0.00 | NO
Queen Elizabeth Hospital_QE03-Institute Building_First Floor_BH1.037 _ Office | QE-QE03-01-BH1.037 | QE03-01-BH1.037-Office | Queen Elizabeth Hospital | QE | QE03 | Institute Building | 01 | First Floor | BH1.037 | 384 | Medicine | 384 | Adelaide Medical School | 13.28 | Office | 1 | Office Space Group | 101 | Office - Academic Staff |  | Excellent | 1,846.25 | NO
Queen Elizabeth Hospital_QE03-Institute Building_First Floor_BH1.038A _ Office - Open Plan | QE-QE03-01-BH1.038A | QE03-01-BH1.038A-Office - Open Plan | Queen Elizabeth Hospital | QE | QE03 | Institute Building | 01 | First Floor | BH1.038A | 384 | Medicine | 384 | Adelaide Medical School | 116.26 | Office - Open Plan | 1 | Office Space Group | 113 | Open Plan - Research Staff |  | Excellent | 16,163.02 | NO
Queen Elizabeth Hospital_QE03-Institute Building_First Floor_BH1.038B _ Office - Open Plan | QE-QE03-01-BH1.038B | QE03-01-BH1.038B-Office - Open Plan | Queen Elizabeth Hospital | QE | QE03 | Institute Building | 01 | First Floor | BH1.038B | 384 | Medicine | 384 | Adelaide Medical School | 45.23 | Office - Open Plan | 1 | Office Space Group | 113 | Open Plan - Research Staff |  | Excellent | 6,288.09 | NO
Queen Elizabeth Hospital_QE03-Institute Building_First Floor_BH1.038C _ Office - Open Plan | QE-QE03-01-BH1.038C | QE03-01-BH1.038C-Office - Open Plan | Queen Elizabeth Hospital | QE | QE03 | Institute Building | 01 | First Floor | BH1.038C | 384 | Medicine | 384 | Adelaide Medical School | 45.23 | Office - Open Plan | 1 | Office Space Group | 113 | Open Plan - Research Staff |  | Excellent | 6,288.09 | NO
Queen Elizabeth Hospital_QE03-Institute Building_First Floor_BH1.038D _ Corr. | QE-QE03-01-BH1.038D | QE03-01-BH1.038D-Corr. | Queen Elizabeth Hospital | QE | QE03 | Institute Building | 01 | First Floor | BH1.038D | 99939 | Unusable Spaces | 99939 | Unusable Spaces | 22.11 | Corr. | 8 | Non Useable Floor Area Space Group | 805 | Non-usable - Circulation space |  | Unknown | 0.00 | NO
Queen Elizabeth Hospital_QE03-Institute Building_First Floor_BH1.039 _ Comms | QE-QE03-01-BH1.039 | QE03-01-BH1.039-Comms | Queen Elizabeth Hospital | QE | QE03 | Institute Building | 01 | First Floor | BH1.039 | 99939 | Unusable Spaces | 99939 | Unusable Spaces | 11.79 | Comms | 8 | Non Useable Floor Area Space Group | 812 | Non-usable - Comms/network system/Telephone/PABX |  | Excellent | 0.00 | NO
Queen Elizabeth Hospital_QE03-Institute Building_First Floor_BH1.039A _ Photocopy | QE-QE03-01-BH1.039A | QE03-01-BH1.039A-Photocopy | Queen Elizabeth Hospital | QE | QE03 | Institute Building | 01 | First Floor | BH1.039A | 384 | Medicine | 384 | Adelaide Medical School | 8.51 | Photocopy | 6 | General Facility Space Group | 603 | General Facility - Resource room |  | Excellent | 1,325.07 | NO
Queen Elizabeth Hospital_QE03-Institute Building_First Floor_BH1.040 _ Office | QE-QE03-01-BH1.040 | QE03-01-BH1.040-Office | Queen Elizabeth Hospital | QE | QE03 | Institute Building | 01 | First Floor | BH1.040 | 384 | Medicine | 384 | Adelaide Medical School | 12.48 | Office | 1 | Office Space Group | 101 | Office - Academic Staff |  | Excellent | 1,735.03 | NO
Queen Elizabeth Hospital_QE03-Institute Building_First Floor_BH1.041 _ Office | QE-QE03-01-BH1.041 | QE03-01-BH1.041-Office | Queen Elizabeth Hospital | QE | QE03 | Institute Building | 01 | First Floor | BH1.041 | 384 | Medicine | 384 | Adelaide Medical School | 11.77 | Office | 1 | Office Space Group | 101 | Office - Academic Staff |  | Excellent | 1,636.32 | NO
Queen Elizabeth Hospital_QE03-Institute Building_First Floor_BH1.042 _ Office | QE-QE03-01-BH1.042 | QE03-01-BH1.042-Office | Queen Elizabeth Hospital | QE | QE03 | Institute Building | 01 | First Floor | BH1.042 | 384 | Medicine | 384 | Adelaide Medical School | 11.88 | Office | 1 | Office Space Group | 101 | Office - Academic Staff |  | Excellent | 1,651.61 | NO
Queen Elizabeth Hospital_QE03-Institute Building_First Floor_BH1.043 _ Plantroom | QE-QE03-01-BH1.043 | QE03-01-BH1.043-Plantroom | Queen Elizabeth Hospital | QE | QE03 | Institute Building | 01 | First Floor | BH1.043 | 99939 | Unusable Spaces | 99939 | Unusable Spaces | 40.85 | Plantroom | 8 | Non Useable Floor Area Space Group | 811 | Non-usable - Plant room other |  | Unknown | 0.00 | NO
Queen Elizabeth Hospital_QE03-Institute Building_First Floor_BH1.044 _ Meeting | QE-QE03-01-BH1.044 | QE03-01-BH1.044-Meeting | Queen Elizabeth Hospital | QE | QE03 | Institute Building | 01 | First Floor | BH1.044 | 384 | Medicine | 384 | Adelaide Medical School | 11.86 | Meeting | 6 | General Facility Space Group | 601 | General Facility - Committee/Conference/Meeting room |  | Excellent | 1,846.69 | NO
Queen Elizabeth Hospital_QE03-Institute Building_First Floor_BH1.045 _ Office | QE-QE03-01-BH1.045 | QE03-01-BH1.045-Office | Queen Elizabeth Hospital | QE | QE03 | Institute Building | 01 | First Floor | BH1.045 | 384 | Medicine | 384 | Adelaide Medical School | 12.47 | Office | 1 | Office Space Group | 101 | Office - Academic Staff |  | Excellent | 1,733.64 | NO
Queen Elizabeth Hospital_QE03-Institute Building_First Floor_BH1.046 _ Office | QE-QE03-01-BH1.046 | QE03-01-BH1.046-Office | Queen Elizabeth Hospital | QE | QE03 | Institute Building | 01 | First Floor | BH1.046 | 384 | Medicine | 384 | Adelaide Medical School | 12.83 | Office | 1 | Office Space Group | 101 | Office - Academic Staff |  | Excellent | 1,783.69 | NO
Queen Elizabeth Hospital_QE03-Institute Building_First Floor_BH1.047 _ Office | QE-QE03-01-BH1.047 | QE03-01-BH1.047-Office | Queen Elizabeth Hospital | QE | QE03 | Institute Building | 01 | First Floor | BH1.047 | 384 | Medicine | 384 | Adelaide Medical School | 12.79 | Office | 1 | Office Space Group | 101 | Office - Academic Staff |  | Excellent | 1,778.13 | NO
Queen Elizabeth Hospital_QE03-Institute Building_First Floor_BH1.048 _ Office - shared | QE-QE03-01-BH1.048 | QE03-01-BH1.048-Office - shared | Queen Elizabeth Hospital | QE | QE03 | Institute Building | 01 | First Floor | BH1.048 | 384 | Medicine | 384 | Adelaide Medical School | 24.74 | Office - shared | 1 | Office Space Group | 101 | Office - Academic Staff |  | Excellent | 3,439.47 | NO
Queen Elizabeth Hospital_QE03-Institute Building_First Floor_BH1.049 _ Office | QE-QE03-01-BH1.049 | QE03-01-BH1.049-Office | Queen Elizabeth Hospital | QE | QE03 | Institute Building | 01 | First Floor | BH1.049 | 384 | Medicine | 384 | Adelaide Medical School | 12.72 | Office | 1 | Office Space Group | 101 | Office - Academic Staff |  | Excellent | 1,768.39 | NO
Queen Elizabeth Hospital_QE03-Institute Building_First Floor_BH1.050 _ Office | QE-QE03-01-BH1.050 | QE03-01-BH1.050-Office | Queen Elizabeth Hospital | QE | QE03 | Institute Building | 01 | First Floor | BH1.050 | 384 | Medicine | 384 | Adelaide Medical School | 12.83 | Office | 1 | Office Space Group | 101 | Office - Academic Staff |  | Excellent | 1,783.69 | NO
Queen Elizabeth Hospital_QE03-Institute Building_First Floor_BH1.051 _ Office | QE-QE03-01-BH1.051 | QE03-01-BH1.051-Office | Queen Elizabeth Hospital | QE | QE03 | Institute Building | 01 | First Floor | BH1.051 | 384 | Medicine | 384 | Adelaide Medical School | 12.54 | Office | 1 | Office Space Group | 101 | Office - Academic Staff |  | Excellent | 1,743.37 | NO
Queen Elizabeth Hospital_QE03-Institute Building_First Floor_BH1.052 _ Meeting | QE-QE03-01-BH1.052 | QE03-01-BH1.052-Meeting | Queen Elizabeth Hospital | QE | QE03 | Institute Building | 01 | First Floor | BH1.052 | 384 | Medicine | 384 | Adelaide Medical School | 11.86 | Meeting | 6 | General Facility Space Group | 601 | General Facility - Committee/Conference/Meeting room |  | Excellent | 1,846.69 | NO
Queen Elizabeth Hospital_QE03-Institute Building_First Floor_BH1.053 _ A/L | QE-QE03-01-BH1.053 | QE03-01-BH1.053-A/L | Queen Elizabeth Hospital | QE | QE03 | Institute Building | 01 | First Floor | BH1.053 | 99939 | Unusable Spaces | 99939 | Unusable Spaces | 9.51 | A/L | 8 | Non Useable Floor Area Space Group | 835 | Non-usable - Toilets/Amenities - Other |  | Unknown | 0.00 | NO
Queen Elizabeth Hospital_QE03-Institute Building_First Floor_BH1.054 _ Bridge | QE-QE03-01-BH1.054 | QE03-01-BH1.054-Bridge | Queen Elizabeth Hospital | QE | QE03 | Institute Building | 01 | First Floor | BH1.054 | 99939 | Unusable Spaces | 99939 | Unusable Spaces | 16.07 | Bridge | 8 | Non Useable Floor Area Space Group | 805 | Non-usable - Circulation space |  | Unknown | 0.00 | NO
Queen Elizabeth Hospital_QE03-Institute Building_First Floor_BH1.055 _ A/L | QE-QE03-01-BH1.055 | QE03-01-BH1.055-A/L | Queen Elizabeth Hospital | QE | QE03 | Institute Building | 01 | First Floor | BH1.055 | 99939 | Unusable Spaces | 99939 | Unusable Spaces | 9.78 | A/L | 8 | Non Useable Floor Area Space Group | 835 | Non-usable - Toilets/Amenities - Other |  | Unknown | 0.00 | NO
Queen Elizabeth Hospital_QE03-Institute Building_First Floor_BH1.056 _ Bridge | QE-QE03-01-BH1.056 | QE03-01-BH1.056-Bridge | Queen Elizabeth Hospital | QE | QE03 | Institute Building | 01 | First Floor | BH1.056 | 99939 | Unusable Spaces | 99939 | Unusable Spaces | 16.07 | Bridge | 8 | Non Useable Floor Area Space Group | 805 | Non-usable - Circulation space |  | Unknown | 0.00 | NO
Queen Elizabeth Hospital_QE03-Institute Building_First Floor_BH1.057 _ Cleaner | QE-QE03-01-BH1.057 | QE03-01-BH1.057-Cleaner | Queen Elizabeth Hospital | QE | QE03 | Institute Building | 01 | First Floor | BH1.057 | 99939 | Unusable Spaces | 99939 | Unusable Spaces | 1.23 | Cleaner | 8 | Non Useable Floor Area Space Group | 806 | Non-usable - Cleaners room |  | Unknown | 0.00 | NO
Queen Elizabeth Hospital_QE03-Institute Building_Second Floor_BH2.001 _ Dissection | QE-QE03-02-BH2.001 | QE03-02-BH2.001-Dissection | Queen Elizabeth Hospital | QE | QE03 | Institute Building | 02 | Second Floor | BH2.001 | 384 | Medicine | 384 | Adelaide Medical School | 11.49 | Dissection | 3 | Specialist Teaching or Research Space Group | 314 | Clinical Areas Teaching Space - Undergraduate/Postgraduate |  | Excellent | 2,124.53 | NO
Queen Elizabeth Hospital_QE03-Institute Building_Second Floor_BH2.001A _ Animal Holding | QE-QE03-02-BH2.001A | QE03-02-BH2.001A-Animal Holding | Queen Elizabeth Hospital | QE | QE03 | Institute Building | 02 | Second Floor | BH2.001A | 384 | Medicine | 384 | Adelaide Medical School | 4.33 | Animal Holding | 4 | Ancillary Area Space Group | 404 | Ancillary Area - Animal Holding |  | Excellent | 529.74 | NO
Queen Elizabeth Hospital_QE03-Institute Building_Second Floor_BH2.002 _ Radio-Isotope Room | QE-QE03-02-BH2.002 | QE03-02-BH2.002-Radio-Isotope Room | Queen Elizabeth Hospital | QE | QE03 | Institute Building | 02 | Second Floor | BH2.002 | 384 | Medicine | 384 | Adelaide Medical School | 35.14 | Radio-Isotope Room | 4 | Ancillary Area Space Group | 401 | Ancillary Area - Laboratory Service and Preparation |  | Excellent | 4,299.09 | NO
Queen Elizabeth Hospital_QE03-Institute Building_Second Floor_BH2.003 _ Instrument Room - North | QE-QE03-02-BH2.003 | QE03-02-BH2.003-Instrument Room - North | Queen Elizabeth Hospital | QE | QE03 | Institute Building | 02 | Second Floor | BH2.003 | 384 | Medicine | 384 | Adelaide Medical School | 28.6 | Instrument Room - North | 4 | Ancillary Area Space Group | 402 | Ancillary Area - Instrument Room |  | Excellent | 3,498.97 | NO
Queen Elizabeth Hospital_QE03-Institute Building_Second Floor_BH2.004 _ Plantroom | QE-QE03-02-BH2.004 | QE03-02-BH2.004-Plantroom | Queen Elizabeth Hospital | QE | QE03 | Institute Building | 02 | Second Floor | BH2.004 | 99939 | Unusable Spaces | 99939 | Unusable Spaces | 45.98 | Plantroom | 8 | Non Useable Floor Area Space Group | 811 | Non-usable - Plant room other |  | Unknown | 0.00 | NO
Queen Elizabeth Hospital_QE03-Institute Building_Second Floor_BH2.005 _ Instrument Room - North | QE-QE03-02-BH2.005 | QE03-02-BH2.005-Instrument Room - North | Queen Elizabeth Hospital | QE | QE03 | Institute Building | 02 | Second Floor | BH2.005 | 384 | Medicine | 384 | Adelaide Medical School | 28.68 | Instrument Room - North | 4 | Ancillary Area Space Group | 402 | Ancillary Area - Instrument Room |  | Excellent | 3,508.76 | NO
Queen Elizabeth Hospital_QE03-Institute Building_Second Floor_BH2.006A _ Microscopy | QE-QE03-02-BH2.006A | QE03-02-BH2.006A-Microscopy | Queen Elizabeth Hospital | QE | QE03 | Institute Building | 02 | Second Floor | BH2.006A | 384 | Medicine | 384 | Adelaide Medical School | 10.34 | Microscopy | 4 | Ancillary Area Space Group | 401 | Ancillary Area - Laboratory Service and Preparation |  | Excellent | 1,265.01 | NO
Queen Elizabeth Hospital_QE03-Institute Building_Second Floor_BH2.006B _ Microscopy | QE-QE03-02-BH2.006B | QE03-02-BH2.006B-Microscopy | Queen Elizabeth Hospital | QE | QE03 | Institute Building | 02 | Second Floor | BH2.006B | 384 | Medicine | 384 | Adelaide Medical School | 6.63 | Microscopy | 4 | Ancillary Area Space Group | 401 | Ancillary Area - Laboratory Service and Preparation |  | Excellent | 811.13 | NO
Queen Elizabeth Hospital_QE03-Institute Building_Second Floor_BH2.006C _ Microscopy | QE-QE03-02-BH2.006C | QE03-02-BH2.006C-Microscopy | Queen Elizabeth Hospital | QE | QE03 | Institute Building | 02 | Second Floor | BH2.006C | 384 | Medicine | 384 | Adelaide Medical School | 9.33 | Microscopy | 4 | Ancillary Area Space Group | 401 | Ancillary Area - Laboratory Service and Preparation |  | Excellent | 1,141.45 | NO
Queen Elizabeth Hospital_QE03-Institute Building_Second Floor_BH2.006D _ Microscopy | QE-QE03-02-BH2.006D | QE03-02-BH2.006D-Microscopy | Queen Elizabeth Hospital | QE | QE03 | Institute Building | 02 | Second Floor | BH2.006D | 384 | Medicine | 384 | Adelaide Medical School | 6.51 | Microscopy | 4 | Ancillary Area Space Group | 401 | Ancillary Area - Laboratory Service and Preparation |  | Excellent | 796.44 | NO
Queen Elizabeth Hospital_QE03-Institute Building_Second Floor_BH2.007A _ Laboratory | QE-QE03-02-BH2.007A | QE03-02-BH2.007A-Laboratory | Queen Elizabeth Hospital | QE | QE03 | Institute Building | 02 | Second Floor | BH2.007A | 384 | Medicine | 384 | Adelaide Medical School | 73.64 | Laboratory | 3 | Specialist Teaching or Research Space Group | 314 | Clinical Areas Teaching Space - Undergraduate/Postgraduate |  | Excellent | 13,616.25 | NO
Queen Elizabeth Hospital_QE03-Institute Building_Second Floor_BH2.007B _ Laboratory | QE-QE03-02-BH2.007B | QE03-02-BH2.007B-Laboratory | Queen Elizabeth Hospital | QE | QE03 | Institute Building | 02 | Second Floor | BH2.007B | 384 | Medicine | 384 | Adelaide Medical School | 24.03 | Laboratory | 3 | Specialist Teaching or Research Space Group | 314 | Clinical Areas Teaching Space - Undergraduate/Postgraduate |  | Excellent | 4,443.22 | NO
Queen Elizabeth Hospital_QE03-Institute Building_Second Floor_BH2.007C _ Laboratory | QE-QE03-02-BH2.007C | QE03-02-BH2.007C-Laboratory | Queen Elizabeth Hospital | QE | QE03 | Institute Building | 02 | Second Floor | BH2.007C | 384 | Medicine | 384 | Adelaide Medical School | 24.7 | Laboratory | 3 | Specialist Teaching or Research Space Group | 314 | Clinical Areas Teaching Space - Undergraduate/Postgraduate |  | Excellent | 4,567.10 | NO
Queen Elizabeth Hospital_QE03-Institute Building_Second Floor_BH2.007D _ Laboratory | QE-QE03-02-BH2.007D | QE03-02-BH2.007D-Laboratory | Queen Elizabeth Hospital | QE | QE03 | Institute Building | 02 | Second Floor | BH2.007D | 384 | Medicine | 384 | Adelaide Medical School | 23.08 | Laboratory | 3 | Specialist Teaching or Research Space Group | 314 | Clinical Areas Teaching Space - Undergraduate/Postgraduate |  | Excellent | 4,267.56 | NO
Queen Elizabeth Hospital_QE03-Institute Building_Second Floor_BH2.007E _ Laboratory | QE-QE03-02-BH2.007E | QE03-02-BH2.007E-Laboratory | Queen Elizabeth Hospital | QE | QE03 | Institute Building | 02 | Second Floor | BH2.007E | 384 | Medicine | 384 | Adelaide Medical School | 60.76 | Laboratory | 3 | Specialist Teaching or Research Space Group | 314 | Clinical Areas Teaching Space - Undergraduate/Postgraduate |  | Excellent | 11,234.70 | NO
Queen Elizabeth Hospital_QE03-Institute Building_Second Floor_BH2.008 _ Wash Up Area | QE-QE03-02-BH2.008 | QE03-02-BH2.008-Wash Up Area | Queen Elizabeth Hospital | QE | QE03 | Institute Building | 02 | Second Floor | BH2.008 | 384 | Medicine | 384 | Adelaide Medical School | 17.73 | Wash Up Area | 4 | Ancillary Area Space Group | 401 | Ancillary Area - Laboratory Service and Preparation |  | Excellent | 2,169.12 | NO
Queen Elizabeth Hospital_QE03-Institute Building_Second Floor_BH2.009 _ Corr. | QE-QE03-02-BH2.009 | QE03-02-BH2.009-Corr. | Queen Elizabeth Hospital | QE | QE03 | Institute Building | 02 | Second Floor | BH2.009 | 99939 | Unusable Spaces | 99939 | Unusable Spaces | 43.06 | Corr. | 8 | Non Useable Floor Area Space Group | 805 | Non-usable - Circulation space |  | Unknown | 0.00 | NO
Queen Elizabeth Hospital_QE03-Institute Building_Second Floor_BH2.010 _ Store | QE-QE03-02-BH2.010 | QE03-02-BH2.010-Store | Queen Elizabeth Hospital | QE | QE03 | Institute Building | 02 | Second Floor | BH2.010 | 384 | Medicine | 384 | Adelaide Medical School | 19.85 | Store | 4 | Ancillary Area Space Group | 419 | Ancillary Area - Store Room - Generic |  | Excellent | 2,428.48 | NO
Queen Elizabeth Hospital_QE03-Institute Building_Second Floor_BH2.011 _ Stair 2 | QE-QE03-02-BH2.011 | QE03-02-BH2.011-Stair 2 | Queen Elizabeth Hospital | QE | QE03 | Institute Building | 02 | Second Floor | BH2.011 | 99939 | Unusable Spaces | 99939 | Unusable Spaces | 11.59 | Stair 2 | 8 | Non Useable Floor Area Space Group | 805 | Non-usable - Circulation space |  | Unknown | 0.00 | NO
Queen Elizabeth Hospital_QE03-Institute Building_Second Floor_BH2.012 _ Solvent Drying | QE-QE03-02-BH2.012 | QE03-02-BH2.012-Solvent Drying | Queen Elizabeth Hospital | QE | QE03 | Institute Building | 02 | Second Floor | BH2.012 | 384 | Medicine | 384 | Adelaide Medical School | 7.05 | Solvent Drying | 4 | Ancillary Area Space Group | 401 | Ancillary Area - Laboratory Service and Preparation |  | Excellent | 862.51 | NO
Queen Elizabeth Hospital_QE03-Institute Building_Second Floor_BH2.013 _ Balance Chemical Store | QE-QE03-02-BH2.013 | QE03-02-BH2.013-Balance Chemical Store | Queen Elizabeth Hospital | QE | QE03 | Institute Building | 02 | Second Floor | BH2.013 | 384 | Medicine | 384 | Adelaide Medical School | 8.69 | Balance Chemical Store | 4 | Ancillary Area Space Group | 418 | Ancillary Area - Dangerous goods storage |  | Excellent | 1,063.15 | NO
Queen Elizabeth Hospital_QE03-Institute Building_Second Floor_BH2.014 _ Histology | QE-QE03-02-BH2.014 | QE03-02-BH2.014-Histology | Queen Elizabeth Hospital | QE | QE03 | Institute Building | 02 | Second Floor | BH2.014 | 384 | Medicine | 384 | Adelaide Medical School | 20.51 | Histology | 3 | Specialist Teaching or Research Space Group | 314 | Clinical Areas Teaching Space - Undergraduate/Postgraduate |  | Excellent | 3,792.36 | NO
Queen Elizabeth Hospital_QE03-Institute Building_Second Floor_BH2.015 _ PCR Setup | QE-QE03-02-BH2.015 | QE03-02-BH2.015-PCR Setup | Queen Elizabeth Hospital | QE | QE03 | Institute Building | 02 | Second Floor | BH2.015 | 384 | Medicine | 384 | Adelaide Medical School | 13.85 | PCR Setup | 4 | Ancillary Area Space Group | 401 | Ancillary Area - Laboratory Service and Preparation |  | Excellent | 1,694.43 | NO
Queen Elizabeth Hospital_QE03-Institute Building_Second Floor_BH2.016 _ Cold Room | QE-QE03-02-BH2.016 | QE03-02-BH2.016-Cold Room | Queen Elizabeth Hospital | QE | QE03 | Institute Building | 02 | Second Floor | BH2.016 | 384 | Medicine | 384 | Adelaide Medical School | 9.51 | Cold Room | 4 | Ancillary Area Space Group | 405 | Ancillary Area - Constant Temperature/ Freezer/Cold/Warm Rooms |  | Excellent | 1,163.47 | NO
Queen Elizabeth Hospital_QE03-Institute Building_Second Floor_BH2.017A _ Laboratory | QE-QE03-02-BH2.017A | QE03-02-BH2.017A-Laboratory | Queen Elizabeth Hospital | QE | QE03 | Institute Building | 02 | Second Floor | BH2.017A | 384 | Medicine | 384 | Adelaide Medical School | 20.87 | Laboratory | 3 | Specialist Teaching or Research Space Group | 314 | Clinical Areas Teaching Space - Undergraduate/Postgraduate |  | Excellent | 3,858.92 | NO
Queen Elizabeth Hospital_QE03-Institute Building_Second Floor_BH2.017B _ Laboratory | QE-QE03-02-BH2.017B | QE03-02-BH2.017B-Laboratory | Queen Elizabeth Hospital | QE | QE03 | Institute Building | 02 | Second Floor | BH2.017B | 384 | Medicine | 384 | Adelaide Medical School | 24.03 | Laboratory | 3 | Specialist Teaching or Research Space Group | 314 | Clinical Areas Teaching Space - Undergraduate/Postgraduate |  | Excellent | 4,443.22 | NO
Queen Elizabeth Hospital_QE03-Institute Building_Second Floor_BH2.017C _ Laboratory | QE-QE03-02-BH2.017C | QE03-02-BH2.017C-Laboratory | Queen Elizabeth Hospital | QE | QE03 | Institute Building | 02 | Second Floor | BH2.017C | 384 | Medicine | 384 | Adelaide Medical School | 91.83 | Laboratory | 3 | Specialist Teaching or Research Space Group | 314 | Clinical Areas Teaching Space - Undergraduate/Postgraduate |  | Excellent | 16,979.63 | NO
Queen Elizabeth Hospital_QE03-Institute Building_Second Floor_BH2.017D _ Laboratory | QE-QE03-02-BH2.017D | QE03-02-BH2.017D-Laboratory | Queen Elizabeth Hospital | QE | QE03 | Institute Building | 02 | Second Floor | BH2.017D | 384 | Medicine | 384 | Adelaide Medical School | 41.92 | Laboratory | 3 | Specialist Teaching or Research Space Group | 314 | Clinical Areas Teaching Space - Undergraduate/Postgraduate |  | Excellent | 7,751.13 | NO
Queen Elizabeth Hospital_QE03-Institute Building_Second Floor_BH2.018 _ Balcony (UCA) | QE-QE03-02-BH2.018 | QE03-02-BH2.018-Balcony (UCA) | Queen Elizabeth Hospital | QE | QE03 | Institute Building | 02 | Second Floor | BH2.018 | 99939 | Unusable Spaces | 99939 | Unusable Spaces | 24.2 | Balcony (UCA) | 8 | Non Useable Floor Area Space Group | 839 | Non-usable - Verandah/Balcony |  | Unknown | 0.00 | NO
Queen Elizabeth Hospital_QE03-Institute Building_Second Floor_BH2.019 _ Corr. | QE-QE03-02-BH2.019 | QE03-02-BH2.019-Corr. | Queen Elizabeth Hospital | QE | QE03 | Institute Building | 02 | Second Floor | BH2.019 | 99939 | Unusable Spaces | 99939 | Unusable Spaces | 51.51 | Corr. | 8 | Non Useable Floor Area Space Group | 805 | Non-usable - Circulation space |  | Unknown | 0.00 | NO
Queen Elizabeth Hospital_QE03-Institute Building_Second Floor_BH2.020 _ Tissue / Cell Culture | QE-QE03-02-BH2.020 | QE03-02-BH2.020-Tissue / Cell Culture | Queen Elizabeth Hospital | QE | QE03 | Institute Building | 02 | Second Floor | BH2.020 | 384 | Medicine | 384 | Adelaide Medical School | 57.7 | Tissue / Cell Culture | 3 | Specialist Teaching or Research Space Group | 314 | Clinical Areas Teaching Space - Undergraduate/Postgraduate |  | Excellent | 10,668.90 | NO
Queen Elizabeth Hospital_QE03-Institute Building_Second Floor_BH2.021 _ Electroph Room | QE-QE03-02-BH2.021 | QE03-02-BH2.021-Electroph Room | Queen Elizabeth Hospital | QE | QE03 | Institute Building | 02 | Second Floor | BH2.021 | 384 | Medicine | 384 | Adelaide Medical School | 19.42 | Electroph Room | 4 | Ancillary Area Space Group | 401 | Ancillary Area - Laboratory Service and Preparation |  | Excellent | 2,375.88 | NO
Queen Elizabeth Hospital_QE03-Institute Building_Second Floor_BH2.022 _ Balcony (UCA) | QE-QE03-02-BH2.022 | QE03-02-BH2.022-Balcony (UCA) | Queen Elizabeth Hospital | QE | QE03 | Institute Building | 02 | Second Floor | BH2.022 | 99939 | Unusable Spaces | 99939 | Unusable Spaces | 24.93 | Balcony (UCA) | 8 | Non Useable Floor Area Space Group | 839 | Non-usable - Verandah/Balcony |  | Unknown | 0.00 | NO
Queen Elizabeth Hospital_QE03-Institute Building_Second Floor_BH2.023 _ Stair 3 | QE-QE03-02-BH2.023 | QE03-02-BH2.023-Stair 3 | Queen Elizabeth Hospital | QE | QE03 | Institute Building | 02 | Second Floor | BH2.023 | 99939 | Unusable Spaces | 99939 | Unusable Spaces | 10.22 | Stair 3 | 8 | Non Useable Floor Area Space Group | 805 | Non-usable - Circulation space |  | Unknown | 0.00 | NO
Queen Elizabeth Hospital_QE03-Institute Building_Second Floor_BH2.024 _ Foyer | QE-QE03-02-BH2.024 | QE03-02-BH2.024-Foyer | Queen Elizabeth Hospital | QE | QE03 | Institute Building | 02 | Second Floor | BH2.024 | 99939 | Unusable Spaces | 99939 | Unusable Spaces | 15.48 | Foyer | 8 | Non Useable Floor Area Space Group | 805 | Non-usable - Circulation space |  | Unknown | 0.00 | NO
Queen Elizabeth Hospital_QE03-Institute Building_Second Floor_BH2.025 _ Corr. | QE-QE03-02-BH2.025 | QE03-02-BH2.025-Corr. | Queen Elizabeth Hospital | QE | QE03 | Institute Building | 02 | Second Floor | BH2.025 | 99939 | Unusable Spaces | 99939 | Unusable Spaces | 6.95 | Corr. | 8 | Non Useable Floor Area Space Group | 805 | Non-usable - Circulation space |  | Unknown | 0.00 | NO
Queen Elizabeth Hospital_QE03-Institute Building_Second Floor_BH2.026 _ A/L | QE-QE03-02-BH2.026 | QE03-02-BH2.026-A/L | Queen Elizabeth Hospital | QE | QE03 | Institute Building | 02 | Second Floor | BH2.026 | 99939 | Unusable Spaces | 99939 | Unusable Spaces | 3.68 | A/L | 8 | Non Useable Floor Area Space Group | 835 | Non-usable - Toilets/Amenities - Other |  | Unknown | 0.00 | NO
Queen Elizabeth Hospital_QE03-Institute Building_Second Floor_BH2.027 _ WC - M | QE-QE03-02-BH2.027 | QE03-02-BH2.027-WC - M | Queen Elizabeth Hospital | QE | QE03 | Institute Building | 02 | Second Floor | BH2.027 | 99939 | Unusable Spaces | 99939 | Unusable Spaces | 4.64 | WC - M | 8 | Non Useable Floor Area Space Group | 821 | Non-usable - Toilets/Amenities - Male |  | Unknown | 0.00 | NO
Queen Elizabeth Hospital_QE03-Institute Building_Second Floor_BH2.028 _ WC - Access | QE-QE03-02-BH2.028 | QE03-02-BH2.028-WC - Access | Queen Elizabeth Hospital | QE | QE03 | Institute Building | 02 | Second Floor | BH2.028 | 99939 | Unusable Spaces | 99939 | Unusable Spaces | 4.69 | WC - Access | 8 | Non Useable Floor Area Space Group | 818 | Non-usable - Toilets/Amenities - Unisex Accessible |  | Unknown | 0.00 | NO
Queen Elizabeth Hospital_QE03-Institute Building_Second Floor_BH2.029 _ A/L | QE-QE03-02-BH2.029 | QE03-02-BH2.029-A/L | Queen Elizabeth Hospital | QE | QE03 | Institute Building | 02 | Second Floor | BH2.029 | 99939 | Unusable Spaces | 99939 | Unusable Spaces | 3.68 | A/L | 8 | Non Useable Floor Area Space Group | 835 | Non-usable - Toilets/Amenities - Other |  | Unknown | 0.00 | NO
Queen Elizabeth Hospital_QE03-Institute Building_Second Floor_BH2.030 _ WC - F | QE-QE03-02-BH2.030 | QE03-02-BH2.030-WC - F | Queen Elizabeth Hospital | QE | QE03 | Institute Building | 02 | Second Floor | BH2.030 | 99939 | Unusable Spaces | 99939 | Unusable Spaces | 5.19 | WC - F | 8 | Non Useable Floor Area Space Group | 820 | Non-usable - Toilets/Amenities - Female |  | Unknown | 0.00 | NO
Queen Elizabeth Hospital_QE03-Institute Building_Second Floor_BH2.031 _ Lift | QE-QE03-02-BH2.031 | QE03-02-BH2.031-Lift | Queen Elizabeth Hospital | QE | QE03 | Institute Building | 02 | Second Floor | BH2.031 | 99939 | Unusable Spaces | 99939 | Unusable Spaces | 9.54 | Lift | 8 | Non Useable Floor Area Space Group | 838 | Non-usable - Lift |  | Unknown | 0.00 | NO
Queen Elizabeth Hospital_QE03-Institute Building_Second Floor_BH2.032 _ Tea Point | QE-QE03-02-BH2.032 | QE03-02-BH2.032-Tea Point | Queen Elizabeth Hospital | QE | QE03 | Institute Building | 02 | Second Floor | BH2.032 | 384 | Medicine | 384 | Adelaide Medical School | 5.31 | Tea Point | 6 | General Facility Space Group | 608 | General Facility - Kitchen/Servery/Food Storage |  | Excellent | 826.81 | NO
Queen Elizabeth Hospital_QE03-Institute Building_Second Floor_BH2.033 _ Cleaners Room | QE-QE03-02-BH2.033 | QE03-02-BH2.033-Cleaners Room | Queen Elizabeth Hospital | QE | QE03 | Institute Building | 02 | Second Floor | BH2.033 | 99939 | Unusable Spaces | 99939 | Unusable Spaces | 1.85 | Cleaners Room | 8 | Non Useable Floor Area Space Group | 806 | Non-usable - Cleaners room |  | Unknown | 0.00 | NO
Queen Elizabeth Hospital_QE03-Institute Building_Second Floor_BH2.034 _ Office | QE-QE03-02-BH2.034 | QE03-02-BH2.034-Office | Queen Elizabeth Hospital | QE | QE03 | Institute Building | 02 | Second Floor | BH2.034 | 384 | Medicine | 384 | Adelaide Medical School | 13.15 | Office | 1 | Office Space Group | 101 | Office - Academic Staff |  | Excellent | 1,828.18 | NO
Queen Elizabeth Hospital_QE03-Institute Building_Second Floor_BH2.035A _ Office - Open Plan | QE-QE03-02-BH2.035A | QE03-02-BH2.035A-Office - Open Plan | Queen Elizabeth Hospital | QE | QE03 | Institute Building | 02 | Second Floor | BH2.035A | 384 | Medicine | 384 | Adelaide Medical School | 60.16 | Office - Open Plan | 1 | Office Space Group | 113 | Open Plan - Research Staff |  | Excellent | 8,363.73 | NO
Queen Elizabeth Hospital_QE03-Institute Building_Second Floor_BH2.035B _ Foyer | QE-QE03-02-BH2.035B | QE03-02-BH2.035B-Foyer | Queen Elizabeth Hospital | QE | QE03 | Institute Building | 02 | Second Floor | BH2.035B | 99939 | Unusable Spaces | 99939 | Unusable Spaces | 12.39 | Foyer | 8 | Non Useable Floor Area Space Group | 805 | Non-usable - Circulation space |  | Unknown | 0.00 | NO
Queen Elizabeth Hospital_QE03-Institute Building_Second Floor_BH2.035C _ Corr. | QE-QE03-02-BH2.035C | QE03-02-BH2.035C-Corr. | Queen Elizabeth Hospital | QE | QE03 | Institute Building | 02 | Second Floor | BH2.035C | 99939 | Unusable Spaces | 99939 | Unusable Spaces | 44.38 | Corr. | 8 | Non Useable Floor Area Space Group | 805 | Non-usable - Circulation space |  | Unknown | 0.00 | NO
Queen Elizabeth Hospital_QE03-Institute Building_Second Floor_BH2.035D _ Office - Open Plan | QE-QE03-02-BH2.035D | QE03-02-BH2.035D-Office - Open Plan | Queen Elizabeth Hospital | QE | QE03 | Institute Building | 02 | Second Floor | BH2.035D | 384 | Medicine | 384 | Adelaide Medical School | 96.99 | Office - Open Plan | 1 | Office Space Group | 113 | Open Plan - Research Staff |  | Excellent | 13,484.01 | NO
Queen Elizabeth Hospital_QE03-Institute Building_Second Floor_BH2.035E _ Corr. | QE-QE03-02-BH2.035E | QE03-02-BH2.035E-Corr. | Queen Elizabeth Hospital | QE | QE03 | Institute Building | 02 | Second Floor | BH2.035E | 99939 | Unusable Spaces | 99939 | Unusable Spaces | 21.86 | Corr. | 8 | Non Useable Floor Area Space Group | 805 | Non-usable - Circulation space |  | Unknown | 0.00 | NO
Queen Elizabeth Hospital_QE03-Institute Building_Second Floor_BH2.036 _ Photocopy | QE-QE03-02-BH2.036 | QE03-02-BH2.036-Photocopy | Queen Elizabeth Hospital | QE | QE03 | Institute Building | 02 | Second Floor | BH2.036 | 384 | Medicine | 384 | Adelaide Medical School | 13.17 | Photocopy | 6 | General Facility Space Group | 603 | General Facility - Resource room |  | Excellent | 2,050.67 | NO
Queen Elizabeth Hospital_QE03-Institute Building_Second Floor_BH2.037 _ Office | QE-QE03-02-BH2.037 | QE03-02-BH2.037-Office | Queen Elizabeth Hospital | QE | QE03 | Institute Building | 02 | Second Floor | BH2.037 | 384 | Medicine | 384 | Adelaide Medical School | 12.33 | Office | 1 | Office Space Group | 101 | Office - Academic Staff |  | Excellent | 1,714.18 | NO
Queen Elizabeth Hospital_QE03-Institute Building_Second Floor_BH2.038 _ Office | QE-QE03-02-BH2.038 | QE03-02-BH2.038-Office | Queen Elizabeth Hospital | QE | QE03 | Institute Building | 02 | Second Floor | BH2.038 | 384 | Medicine | 384 | Adelaide Medical School | 11.95 | Office | 1 | Office Space Group | 101 | Office - Academic Staff |  | Excellent | 1,661.35 | NO
Queen Elizabeth Hospital_QE03-Institute Building_Second Floor_BH2.039 _ Office | QE-QE03-02-BH2.039 | QE03-02-BH2.039-Office | Queen Elizabeth Hospital | QE | QE03 | Institute Building | 02 | Second Floor | BH2.039 | 384 | Medicine | 384 | Adelaide Medical School | 11.91 | Office | 1 | Office Space Group | 101 | Office - Academic Staff |  | Excellent | 1,655.78 | NO
Queen Elizabeth Hospital_QE03-Institute Building_Second Floor_BH2.040 _ Plantroom | QE-QE03-02-BH2.040 | QE03-02-BH2.040-Plantroom | Queen Elizabeth Hospital | QE | QE03 | Institute Building | 02 | Second Floor | BH2.040 | 99939 | Unusable Spaces | 99939 | Unusable Spaces | 41.07 | Plantroom | 8 | Non Useable Floor Area Space Group | 811 | Non-usable - Plant room other |  | Unknown | 0.00 | NO
Queen Elizabeth Hospital_QE03-Institute Building_Second Floor_BH2.041 _ Meeting | QE-QE03-02-BH2.041 | QE03-02-BH2.041-Meeting | Queen Elizabeth Hospital | QE | QE03 | Institute Building | 02 | Second Floor | BH2.041 | 384 | Medicine | 384 | Adelaide Medical School | 11.87 | Meeting | 6 | General Facility Space Group | 601 | General Facility - Committee/Conference/Meeting room |  | Excellent | 1,848.25 | NO
Queen Elizabeth Hospital_QE03-Institute Building_Second Floor_BH2.042 _ Office | QE-QE03-02-BH2.042 | QE03-02-BH2.042-Office | Queen Elizabeth Hospital | QE | QE03 | Institute Building | 02 | Second Floor | BH2.042 | 384 | Medicine | 384 | Adelaide Medical School | 12.37 | Office | 1 | Office Space Group | 101 | Office - Academic Staff |  | Excellent | 1,719.74 | NO
Queen Elizabeth Hospital_QE03-Institute Building_Second Floor_BH2.043 _ Office | QE-QE03-02-BH2.043 | QE03-02-BH2.043-Office | Queen Elizabeth Hospital | QE | QE03 | Institute Building | 02 | Second Floor | BH2.043 | 384 | Medicine | 384 | Adelaide Medical School | 12.69 | Office | 1 | Office Space Group | 101 | Office - Academic Staff |  | Excellent | 1,764.22 | NO
Queen Elizabeth Hospital_QE03-Institute Building_Second Floor_BH2.044 _ Office | QE-QE03-02-BH2.044 | QE03-02-BH2.044-Office | Queen Elizabeth Hospital | QE | QE03 | Institute Building | 02 | Second Floor | BH2.044 | 384 | Medicine | 384 | Adelaide Medical School | 12.58 | Office | 1 | Office Space Group | 101 | Office - Academic Staff |  | Excellent | 1,748.93 | NO
Queen Elizabeth Hospital_QE03-Institute Building_Second Floor_BH2.045 _ Office - shared | QE-QE03-02-BH2.045 | QE03-02-BH2.045-Office - shared | Queen Elizabeth Hospital | QE | QE03 | Institute Building | 02 | Second Floor | BH2.045 | 384 | Medicine | 384 | Adelaide Medical School | 25.54 | Office - shared | 1 | Office Space Group | 101 | Office - Academic Staff |  | Excellent | 3,550.69 | NO
Queen Elizabeth Hospital_QE03-Institute Building_Second Floor_BH2.046 _ Office | QE-QE03-02-BH2.046 | QE03-02-BH2.046-Office | Queen Elizabeth Hospital | QE | QE03 | Institute Building | 02 | Second Floor | BH2.046 | 384 | Medicine | 384 | Adelaide Medical School | 12.56 | Office | 1 | Office Space Group | 101 | Office - Academic Staff |  | Excellent | 1,746.15 | NO
Queen Elizabeth Hospital_QE03-Institute Building_Second Floor_BH2.047 _ Office | QE-QE03-02-BH2.047 | QE03-02-BH2.047-Office | Queen Elizabeth Hospital | QE | QE03 | Institute Building | 02 | Second Floor | BH2.047 | 384 | Medicine | 384 | Adelaide Medical School | 12.68 | Office | 1 | Office Space Group | 101 | Office - Academic Staff |  | Excellent | 1,762.83 | NO
Queen Elizabeth Hospital_QE03-Institute Building_Second Floor_BH2.048 _ Office | QE-QE03-02-BH2.048 | QE03-02-BH2.048-Office | Queen Elizabeth Hospital | QE | QE03 | Institute Building | 02 | Second Floor | BH2.048 | 384 | Medicine | 384 | Adelaide Medical School | 12.44 | Office | 1 | Office Space Group | 101 | Office - Academic Staff |  | Excellent | 1,729.47 | NO
Queen Elizabeth Hospital_QE03-Institute Building_Second Floor_BH2.049 _ Meeting | QE-QE03-02-BH2.049 | QE03-02-BH2.049-Meeting | Queen Elizabeth Hospital | QE | QE03 | Institute Building | 02 | Second Floor | BH2.049 | 384 | Medicine | 384 | Adelaide Medical School | 11.86 | Meeting | 6 | General Facility Space Group | 601 | General Facility - Committee/Conference/Meeting room |  | Excellent | 1,846.69 | NO
Queen Elizabeth Hospital_QE03-Institute Building_Second Floor_BH2.050 _ A/L | QE-QE03-02-BH2.050 | QE03-02-BH2.050-A/L | Queen Elizabeth Hospital | QE | QE03 | Institute Building | 02 | Second Floor | BH2.050 | 99939 | Unusable Spaces | 99939 | Unusable Spaces | 9.57 | A/L | 8 | Non Useable Floor Area Space Group | 835 | Non-usable - Toilets/Amenities - Other |  | Unknown | 0.00 | NO
Queen Elizabeth Hospital_QE03-Institute Building_Second Floor_BH2.051 _ Bridge 1 | QE-QE03-02-BH2.051 | QE03-02-BH2.051-Bridge 1 | Queen Elizabeth Hospital | QE | QE03 | Institute Building | 02 | Second Floor | BH2.051 | 99939 | Unusable Spaces | 99939 | Unusable Spaces | 16.1 | Bridge 1 | 8 | Non Useable Floor Area Space Group | 805 | Non-usable - Circulation space |  | Unknown | 0.00 | NO
Queen Elizabeth Hospital_QE03-Institute Building_Second Floor_BH2.052 _ A/L | QE-QE03-02-BH2.052 | QE03-02-BH2.052-A/L | Queen Elizabeth Hospital | QE | QE03 | Institute Building | 02 | Second Floor | BH2.052 | 99939 | Unusable Spaces | 99939 | Unusable Spaces | 9.57 | A/L | 8 | Non Useable Floor Area Space Group | 835 | Non-usable - Toilets/Amenities - Other |  | Unknown | 0.00 | NO
Queen Elizabeth Hospital_QE03-Institute Building_Second Floor_BH2.053 _ Bridge 2 | QE-QE03-02-BH2.053 | QE03-02-BH2.053-Bridge 2 | Queen Elizabeth Hospital | QE | QE03 | Institute Building | 02 | Second Floor | BH2.053 | 99939 | Unusable Spaces | 99939 | Unusable Spaces | 16.1 | Bridge 2 | 8 | Non Useable Floor Area Space Group | 805 | Non-usable - Circulation space |  | Unknown | 0.00 | NO
Queen Elizabeth Hospital_QE03-Institute Building_Second Floor_BH2.054 _ Cleaner | QE-QE03-02-BH2.054 | QE03-02-BH2.054-Cleaner | Queen Elizabeth Hospital | QE | QE03 | Institute Building | 02 | Second Floor | BH2.054 | 99939 | Unusable Spaces | 99939 | Unusable Spaces | 1.19 | Cleaner | 8 | Non Useable Floor Area Space Group | 806 | Non-usable - Cleaners room |  | Unknown | 0.00 | NO
Queen Elizabeth Hospital_QE03-Institute Building_Ground Floor_BHG.001 _ MSB | QE-QE03-GN-BHG.001 | QE03-GN-BHG.001-MSB | Queen Elizabeth Hospital | QE | QE03 | Institute Building | GN | Ground Floor | BHG.001 | 99939 | Unusable Spaces | 99939 | Unusable Spaces | 8.61 | MSB | 8 | Non Useable Floor Area Space Group | 815 | Non-usable - Switch room |  | Unknown | 0.00 | NO
Queen Elizabeth Hospital_QE03-Institute Building_Ground Floor_BHG.002 _ Bicycle Parking | QE-QE03-GN-BHG.002 | QE03-GN-BHG.002-Bicycle Parking | Queen Elizabeth Hospital | QE | QE03 | Institute Building | GN | Ground Floor | BHG.002 | 99997 | Parking Spaces | 99939 | Unusable Spaces | 12.52 | Bicycle Parking | 8 | Non Useable Floor Area Space Group | 801 | Non-usable - Bicycle storage |  | Unknown | 0.00 | NO
Queen Elizabeth Hospital_QE03-Institute Building_Ground Floor_BHG.003 _ Stair 2 | QE-QE03-GN-BHG.003 | QE03-GN-BHG.003-Stair 2 | Queen Elizabeth Hospital | QE | QE03 | Institute Building | GN | Ground Floor | BHG.003 | 99939 | Unusable Spaces | 99939 | Unusable Spaces | 11.59 | Stair 2 | 8 | Non Useable Floor Area Space Group | 805 | Non-usable - Circulation space |  | Unknown | 0.00 | NO
Queen Elizabeth Hospital_QE03-Institute Building_Ground Floor_BHG.004 _ A/L | QE-QE03-GN-BHG.004 | QE03-GN-BHG.004-A/L | Queen Elizabeth Hospital | QE | QE03 | Institute Building | GN | Ground Floor | BHG.004 | 99939 | Unusable Spaces | 99939 | Unusable Spaces | 12.06 | A/L | 8 | Non Useable Floor Area Space Group | 835 | Non-usable - Toilets/Amenities - Other |  | Unknown | 0.00 | NO
Queen Elizabeth Hospital_QE03-Institute Building_Ground Floor_BHG.005 _ Entry | QE-QE03-GN-BHG.005 | QE03-GN-BHG.005-Entry | Queen Elizabeth Hospital | QE | QE03 | Institute Building | GN | Ground Floor | BHG.005 | 99939 | Unusable Spaces | 99939 | Unusable Spaces | 57.41 | Entry | 8 | Non Useable Floor Area Space Group | 805 | Non-usable - Circulation space |  | Unknown | 0.00 | NO
Queen Elizabeth Hospital_QE03-Institute Building_Ground Floor_BHG.006 _ Reception | QE-QE03-GN-BHG.006 | QE03-GN-BHG.006-Reception | Queen Elizabeth Hospital | QE | QE03 | Institute Building | GN | Ground Floor | BHG.006 | 99967 | University Vacated | 99939 | Unusable Spaces | 13.49 | Reception | 6 | General Facility Space Group | 623 | General Facility - Waiting Area/Foyer/Reception Area |  | Excellent | 2,100.50 | NO
Queen Elizabeth Hospital_QE03-Institute Building_Ground Floor_BHG.007 _ Waiting | QE-QE03-GN-BHG.007 | QE03-GN-BHG.007-Waiting | Queen Elizabeth Hospital | QE | QE03 | Institute Building | GN | Ground Floor | BHG.007 | 384 | Medicine | 384 | Adelaide Medical School | 72.37 | Waiting | 6 | General Facility Space Group | 623 | General Facility - Waiting Area/Foyer/Reception Area |  | Excellent | 11,268.57 | NO
Queen Elizabeth Hospital_QE03-Institute Building_Ground Floor_BHG.008 _ Corr. - Clinical Trials | QE-QE03-GN-BHG.008 | QE03-GN-BHG.008-Corr. - Clinical Trials | Queen Elizabeth Hospital | QE | QE03 | Institute Building | GN | Ground Floor | BHG.008 | 384 | Medicine | 384 | Adelaide Medical School | 9.12 | Corr. - Clinical Trials | 8 | Non Useable Floor Area Space Group | 805 | Non-usable - Circulation space |  | Excellent | 0.00 | NO
Queen Elizabeth Hospital_QE03-Institute Building_Ground Floor_BHG.009 _ Clinical Trials 1 | QE-QE03-GN-BHG.009 | QE03-GN-BHG.009-Clinical Trials 1 | Queen Elizabeth Hospital | QE | QE03 | Institute Building | GN | Ground Floor | BHG.009 | 384 | Medicine | 384 | Adelaide Medical School | 15.11 | Clinical Trials 1 | 3 | Specialist Teaching or Research Space Group | 314 | Clinical Areas Teaching Space - Undergraduate/Postgraduate |  | Excellent | 2,793.88 | NO
Queen Elizabeth Hospital_QE03-Institute Building_Ground Floor_BHG.010 _ Scales | QE-QE03-GN-BHG.010 | QE03-GN-BHG.010-Scales | Queen Elizabeth Hospital | QE | QE03 | Institute Building | GN | Ground Floor | BHG.010 | 384 | Medicine | 384 | Adelaide Medical School | 3.63 | Scales | 4 | Ancillary Area Space Group | 401 | Ancillary Area - Laboratory Service and Preparation |  | Excellent | 444.10 | NO
Queen Elizabeth Hospital_QE03-Institute Building_Ground Floor_BHG.011 _ Clinical Trials 2 | QE-QE03-GN-BHG.011 | QE03-GN-BHG.011-Clinical Trials 2 | Queen Elizabeth Hospital | QE | QE03 | Institute Building | GN | Ground Floor | BHG.011 | 384 | Medicine | 384 | Adelaide Medical School | 13.05 | Clinical Trials 2 | 3 | Specialist Teaching or Research Space Group | 314 | Clinical Areas Teaching Space - Undergraduate/Postgraduate |  | Excellent | 2,412.98 | NO
Queen Elizabeth Hospital_QE03-Institute Building_Ground Floor_BHG.012 _ Clinical Trials | QE-QE03-GN-BHG.012 | QE03-GN-BHG.012-Clinical Trials | Queen Elizabeth Hospital | QE | QE03 | Institute Building | GN | Ground Floor | BHG.012 | 384 | Medicine | 384 | Adelaide Medical School | 13.27 | Clinical Trials | 3 | Specialist Teaching or Research Space Group | 314 | Clinical Areas Teaching Space - Undergraduate/Postgraduate |  | Excellent | 2,453.66 | NO
Queen Elizabeth Hospital_QE03-Institute Building_Ground Floor_BHG.014 _ Seminar | QE-QE03-GN-BHG.014 | QE03-GN-BHG.014-Seminar | Queen Elizabeth Hospital | QE | QE03 | Institute Building | GN | Ground Floor | BHG.014 | 384 | Medicine | 384 | Adelaide Medical School | 81.42 | Seminar | 2 | Teaching Space Group | 206 | Lecture/Seminar/Tutorial/Class Room (<30) Flat Floor |  | Excellent | 13,809.66 | NO
Queen Elizabeth Hospital_QE03-Institute Building_Ground Floor_BHG.015 _ Office - Open Plan | QE-QE03-GN-BHG.015 | QE03-GN-BHG.015-Office - Open Plan | Queen Elizabeth Hospital | QE | QE03 | Institute Building | GN | Ground Floor | BHG.015 | 384 | Medicine | 384 | Adelaide Medical School | 87.42 | Office - Open Plan | 1 | Office Space Group | 113 | Open Plan - Research Staff |  | Excellent | 12,153.54 | NO
Queen Elizabeth Hospital_QE03-Institute Building_Ground Floor_BHG.015A _ Corr. | QE-QE03-GN-BHG.015A | QE03-GN-BHG.015A-Corr. | Queen Elizabeth Hospital | QE | QE03 | Institute Building | GN | Ground Floor | BHG.015A | 384 | Medicine | 384 | Adelaide Medical School | 11.62 | Corr. | 8 | Non Useable Floor Area Space Group | 805 | Non-usable - Circulation space |  | Excellent | 0.00 | NO
Queen Elizabeth Hospital_QE03-Institute Building_Ground Floor_BHG.016 _ Plantroom | QE-QE03-GN-BHG.016 | QE03-GN-BHG.016-Plantroom | Queen Elizabeth Hospital | QE | QE03 | Institute Building | GN | Ground Floor | BHG.016 | 99939 | Unusable Spaces | 99939 | Unusable Spaces | 40.56 | Plantroom | 8 | Non Useable Floor Area Space Group | 811 | Non-usable - Plant room other |  | Unknown | 0.00 | NO
Queen Elizabeth Hospital_QE03-Institute Building_Ground Floor_BHG.017 _ Office | QE-QE03-GN-BHG.017 | QE03-GN-BHG.017-Office | Queen Elizabeth Hospital | QE | QE03 | Institute Building | GN | Ground Floor | BHG.017 | 384 | Medicine | 384 | Adelaide Medical School | 11.16 | Office | 1 | Office Space Group | 101 | Office - Academic Staff |  | Excellent | 1,551.52 | NO
Queen Elizabeth Hospital_QE03-Institute Building_Ground Floor_BHG.018 _ Office | QE-QE03-GN-BHG.018 | QE03-GN-BHG.018-Office | Queen Elizabeth Hospital | QE | QE03 | Institute Building | GN | Ground Floor | BHG.018 | 384 | Medicine | 384 | Adelaide Medical School | 11.07 | Office | 1 | Office Space Group | 101 | Office - Academic Staff |  | Excellent | 1,539.00 | NO
Queen Elizabeth Hospital_QE03-Institute Building_Ground Floor_BHG.019 _ Photocopy | QE-QE03-GN-BHG.019 | QE03-GN-BHG.019-Photocopy | Queen Elizabeth Hospital | QE | QE03 | Institute Building | GN | Ground Floor | BHG.019 | 384 | Medicine | 384 | Adelaide Medical School | 17.09 | Photocopy | 6 | General Facility Space Group | 603 | General Facility - Resource room |  | Excellent | 2,661.04 | NO
Queen Elizabeth Hospital_QE03-Institute Building_Ground Floor_BHG.020 _ Office | QE-QE03-GN-BHG.020 | QE03-GN-BHG.020-Office | Queen Elizabeth Hospital | QE | QE03 | Institute Building | GN | Ground Floor | BHG.020 | 384 | Medicine | 384 | Adelaide Medical School | 11.64 | Office | 1 | Office Space Group | 101 | Office - Academic Staff |  | Excellent | 1,618.25 | NO
Queen Elizabeth Hospital_QE03-Institute Building_Ground Floor_BHG.021 _ Office | QE-QE03-GN-BHG.021 | QE03-GN-BHG.021-Office | Queen Elizabeth Hospital | QE | QE03 | Institute Building | GN | Ground Floor | BHG.021 | 384 | Medicine | 384 | Adelaide Medical School | 11.85 | Office | 1 | Office Space Group | 101 | Office - Academic Staff |  | Excellent | 1,647.44 | NO
Queen Elizabeth Hospital_QE03-Institute Building_Ground Floor_BHG.022 _ Office - Open Plan | QE-QE03-GN-BHG.022 | QE03-GN-BHG.022-Office - Open Plan | Queen Elizabeth Hospital | QE | QE03 | Institute Building | GN | Ground Floor | BHG.022 | 384 | Medicine | 384 | Adelaide Medical School | 54.64 | Office - Open Plan | 1 | Office Space Group | 113 | Open Plan - Research Staff |  | Excellent | 7,596.31 | NO
Queen Elizabeth Hospital_QE03-Institute Building_Ground Floor_BHG.024 _ Cleaner | QE-QE03-GN-BHG.024 | QE03-GN-BHG.024-Cleaner | Queen Elizabeth Hospital | QE | QE03 | Institute Building | GN | Ground Floor | BHG.024 | 99939 | Unusable Spaces | 99939 | Unusable Spaces | 1.81 | Cleaner | 8 | Non Useable Floor Area Space Group | 806 | Non-usable - Cleaners room |  | Unknown | 0.00 | NO
Queen Elizabeth Hospital_QE03-Institute Building_Ground Floor_BHG.025 _ Trolleys | QE-QE03-GN-BHG.025 | QE03-GN-BHG.025-Trolleys | Queen Elizabeth Hospital | QE | QE03 | Institute Building | GN | Ground Floor | BHG.025 | 99939 | Unusable Spaces | 99939 | Unusable Spaces | 2.37 | Trolleys | 8 | Non Useable Floor Area Space Group | 811 | Non-usable - Plant room other |  | Unknown | 0.00 | NO
Queen Elizabeth Hospital_QE03-Institute Building_Ground Floor_BHG.026 _ Corr. | QE-QE03-GN-BHG.026 | QE03-GN-BHG.026-Corr. | Queen Elizabeth Hospital | QE | QE03 | Institute Building | GN | Ground Floor | BHG.026 | 99939 | Unusable Spaces | 99939 | Unusable Spaces | 22.67 | Corr. | 8 | Non Useable Floor Area Space Group | 805 | Non-usable - Circulation space |  | Unknown | 0.00 | NO
Queen Elizabeth Hospital_QE03-Institute Building_Ground Floor_BHG.026A _ Corr. | QE-QE03-GN-BHG.026A | QE03-GN-BHG.026A-Corr. | Queen Elizabeth Hospital | QE | QE03 | Institute Building | GN | Ground Floor | BHG.026A | 99939 | Unusable Spaces | 99939 | Unusable Spaces | 8.99 | Corr. | 8 | Non Useable Floor Area Space Group | 805 | Non-usable - Circulation space |  | Unknown | 0.00 | NO
Queen Elizabeth Hospital_QE03-Institute Building_Ground Floor_BHG.027 _ Compactus Store | QE-QE03-GN-BHG.027 | QE03-GN-BHG.027-Compactus Store | Queen Elizabeth Hospital | QE | QE03 | Institute Building | GN | Ground Floor | BHG.027 | 384 | Medicine | 384 | Adelaide Medical School | 23.4 | Compactus Store | 4 | Ancillary Area Space Group | 419 | Ancillary Area - Store Room - Generic |  | Excellent | 2,862.80 | NO
Queen Elizabeth Hospital_QE03-Institute Building_Ground Floor_BHG.028 _ Waste | QE-QE03-GN-BHG.028 | QE03-GN-BHG.028-Waste | Queen Elizabeth Hospital | QE | QE03 | Institute Building | GN | Ground Floor | BHG.028 | 384 | Medicine | 384 | Adelaide Medical School | 13.24 | Waste | 4 | Ancillary Area Space Group | 418 | Ancillary Area - Dangerous goods storage |  | Excellent | 1,619.81 | NO
Queen Elizabeth Hospital_QE03-Institute Building_Ground Floor_BHG.029 _ Radio Waste | QE-QE03-GN-BHG.029 | QE03-GN-BHG.029-Radio Waste | Queen Elizabeth Hospital | QE | QE03 | Institute Building | GN | Ground Floor | BHG.029 | 384 | Medicine | 384 | Adelaide Medical School | 2.59 | Radio Waste | 4 | Ancillary Area Space Group | 418 | Ancillary Area - Dangerous goods storage |  | Excellent | 316.87 | NO
Queen Elizabeth Hospital_QE03-Institute Building_Ground Floor_BHG.030 _ Loading Dock | QE-QE03-GN-BHG.030 | QE03-GN-BHG.030-Loading Dock | Queen Elizabeth Hospital | QE | QE03 | Institute Building | GN | Ground Floor | BHG.030 | 99939 | Unusable Spaces | 99939 | Unusable Spaces | 22.62 | Loading Dock | 8 | Non Useable Floor Area Space Group | 807 | Non-usable - Garage/Loading bay |  | Unknown | 0.00 | NO
Queen Elizabeth Hospital_QE03-Institute Building_Ground Floor_BHG.032 _ Liquid Nitrogen Store | QE-QE03-GN-BHG.032 | QE03-GN-BHG.032-Liquid Nitrogen Store | Queen Elizabeth Hospital | QE | QE03 | Institute Building | GN | Ground Floor | BHG.032 | 384 | Medicine | 384 | Adelaide Medical School | 10.46 | Liquid Nitrogen Store | 4 | Ancillary Area Space Group | 418 | Ancillary Area - Dangerous goods storage |  | Excellent | 1,279.69 | NO
Queen Elizabeth Hospital_QE03-Institute Building_Ground Floor_BHG.033 _ Flamable Store | QE-QE03-GN-BHG.033 | QE03-GN-BHG.033-Flamable Store | Queen Elizabeth Hospital | QE | QE03 | Institute Building | GN | Ground Floor | BHG.033 | 384 | Medicine | 384 | Adelaide Medical School | 6.63 | Flamable Store | 4 | Ancillary Area Space Group | 418 | Ancillary Area - Dangerous goods storage |  | Excellent | 811.13 | NO
Queen Elizabeth Hospital_QE03-Institute Building_Ground Floor_BHG.034 _ Consumerable Store | QE-QE03-GN-BHG.034 | QE03-GN-BHG.034-Consumerable Store | Queen Elizabeth Hospital | QE | QE03 | Institute Building | GN | Ground Floor | BHG.034 | 384 | Medicine | 384 | Adelaide Medical School | 25.59 | Consumerable Store | 4 | Ancillary Area Space Group | 419 | Ancillary Area - Store Room - Generic |  | Excellent | 3,130.73 | NO
Queen Elizabeth Hospital_QE03-Institute Building_Ground Floor_BHG.035 _ Biomedical Workroom | QE-QE03-GN-BHG.035 | QE03-GN-BHG.035-Biomedical Workroom | Queen Elizabeth Hospital | QE | QE03 | Institute Building | GN | Ground Floor | BHG.035 | 384 | Medicine | 384 | Adelaide Medical School | 18.38 | Biomedical Workroom | 3 | Specialist Teaching or Research Space Group | 314 | Clinical Areas Teaching Space - Undergraduate/Postgraduate |  | Excellent | 3,398.52 | NO
Queen Elizabeth Hospital_QE03-Institute Building_Ground Floor_BHG.036 _ Office | QE-QE03-GN-BHG.036 | QE03-GN-BHG.036-Office | Queen Elizabeth Hospital | QE | QE03 | Institute Building | GN | Ground Floor | BHG.036 | 384 | Medicine | 384 | Adelaide Medical School | 9.95 | Office | 1 | Office Space Group | 101 | Office - Academic Staff |  | Excellent | 1,383.30 | NO
Queen Elizabeth Hospital_QE03-Institute Building_Ground Floor_BHG.037 _ Office | QE-QE03-GN-BHG.037 | QE03-GN-BHG.037-Office | Queen Elizabeth Hospital | QE | QE03 | Institute Building | GN | Ground Floor | BHG.037 | 384 | Medicine | 384 | Adelaide Medical School | 25.59 | Office | 1 | Office Space Group | 101 | Office - Academic Staff |  | Excellent | 3,557.64 | NO
Queen Elizabeth Hospital_QE03-Institute Building_Ground Floor_BHG.038 _ Office | QE-QE03-GN-BHG.038 | QE03-GN-BHG.038-Office | Queen Elizabeth Hospital | QE | QE03 | Institute Building | GN | Ground Floor | BHG.038 | 384 | Medicine | 384 | Adelaide Medical School | 10.33 | Office | 1 | Office Space Group | 101 | Office - Academic Staff |  | Excellent | 1,436.13 | NO
Queen Elizabeth Hospital_QE03-Institute Building_Ground Floor_BHG.039 _ Office | QE-QE03-GN-BHG.039 | QE03-GN-BHG.039-Office | Queen Elizabeth Hospital | QE | QE03 | Institute Building | GN | Ground Floor | BHG.039 | 384 | Medicine | 384 | Adelaide Medical School | 10.49 | Office | 1 | Office Space Group | 101 | Office - Academic Staff |  | Excellent | 1,458.37 | NO
Queen Elizabeth Hospital_QE03-Institute Building_Ground Floor_BHG.040 _ Office - Facility Manager | QE-QE03-GN-BHG.040 | QE03-GN-BHG.040-Office - Facility Manager | Queen Elizabeth Hospital | QE | QE03 | Institute Building | GN | Ground Floor | BHG.040 | 99967 | University Vacated | 99939 | Unusable Spaces | 11.69 | Office - Facility Manager | 1 | Office Space Group | 101 | Office - Academic Staff |  | Excellent | 1,625.20 | NO
Queen Elizabeth Hospital_QE03-Institute Building_Ground Floor_BHG.041 _ Utility | QE-QE03-GN-BHG.041 | QE03-GN-BHG.041-Utility | Queen Elizabeth Hospital | QE | QE03 | Institute Building | GN | Ground Floor | BHG.041 | 384 | Medicine | 384 | Adelaide Medical School | 8.92 | Utility | 6 | General Facility Space Group | 603 | General Facility - Resource room |  | Excellent | 1,388.91 | NO
Queen Elizabeth Hospital_QE03-Institute Building_Ground Floor_BHG.042 _ Lift | QE-QE03-GN-BHG.042 | QE03-GN-BHG.042-Lift | Queen Elizabeth Hospital | QE | QE03 | Institute Building | GN | Ground Floor | BHG.042 | 99939 | Unusable Spaces | 99939 | Unusable Spaces | 9.54 | Lift | 8 | Non Useable Floor Area Space Group | 838 | Non-usable - Lift |  | Unknown | 0.00 | NO
Queen Elizabeth Hospital_QE03-Institute Building_Ground Floor_BHG.043 _ A/L | QE-QE03-GN-BHG.043 | QE03-GN-BHG.043-A/L | Queen Elizabeth Hospital | QE | QE03 | Institute Building | GN | Ground Floor | BHG.043 | 99939 | Unusable Spaces | 99939 | Unusable Spaces | 3.68 | A/L | 8 | Non Useable Floor Area Space Group | 805 | Non-usable - Circulation space |  | Unknown | 0.00 | NO
Queen Elizabeth Hospital_QE03-Institute Building_Ground Floor_BHG.044 _ WC - F | QE-QE03-GN-BHG.044 | QE03-GN-BHG.044-WC - F | Queen Elizabeth Hospital | QE | QE03 | Institute Building | GN | Ground Floor | BHG.044 | 99939 | Unusable Spaces | 99939 | Unusable Spaces | 5.19 | WC - F | 8 | Non Useable Floor Area Space Group | 820 | Non-usable - Toilets/Amenities - Female |  | Unknown | 0.00 | NO
Queen Elizabeth Hospital_QE03-Institute Building_Ground Floor_BHG.045 _ WC - Access | QE-QE03-GN-BHG.045 | QE03-GN-BHG.045-WC - Access | Queen Elizabeth Hospital | QE | QE03 | Institute Building | GN | Ground Floor | BHG.045 | 99939 | Unusable Spaces | 99939 | Unusable Spaces | 4.69 | WC - Access | 8 | Non Useable Floor Area Space Group | 818 | Non-usable - Toilets/Amenities - Unisex Accessible |  | Unknown | 0.00 | NO
Queen Elizabeth Hospital_QE03-Institute Building_Ground Floor_BHG.046 _ A/L | QE-QE03-GN-BHG.046 | QE03-GN-BHG.046-A/L | Queen Elizabeth Hospital | QE | QE03 | Institute Building | GN | Ground Floor | BHG.046 | 99939 | Unusable Spaces | 99939 | Unusable Spaces | 3.68 | A/L | 8 | Non Useable Floor Area Space Group | 835 | Non-usable - Toilets/Amenities - Other |  | Unknown | 0.00 | NO
Queen Elizabeth Hospital_QE03-Institute Building_Ground Floor_BHG.047 _ WC - M | QE-QE03-GN-BHG.047 | QE03-GN-BHG.047-WC - M | Queen Elizabeth Hospital | QE | QE03 | Institute Building | GN | Ground Floor | BHG.047 | 99939 | Unusable Spaces | 99939 | Unusable Spaces | 4.64 | WC - M | 8 | Non Useable Floor Area Space Group | 821 | Non-usable - Toilets/Amenities - Male |  | Unknown | 0.00 | NO
Queen Elizabeth Hospital_QE03-Institute Building_Ground Floor_BHG.048 _ Corr. | QE-QE03-GN-BHG.048 | QE03-GN-BHG.048-Corr. | Queen Elizabeth Hospital | QE | QE03 | Institute Building | GN | Ground Floor | BHG.048 | 99939 | Unusable Spaces | 99939 | Unusable Spaces | 6.96 | Corr. | 8 | Non Useable Floor Area Space Group | 805 | Non-usable - Circulation space |  | Unknown | 0.00 | NO
Queen Elizabeth Hospital_QE03-Institute Building_Ground Floor_BHG.049 _ Foyer | QE-QE03-GN-BHG.049 | QE03-GN-BHG.049-Foyer | Queen Elizabeth Hospital | QE | QE03 | Institute Building | GN | Ground Floor | BHG.049 | 99939 | Unusable Spaces | 99939 | Unusable Spaces | 39.1 | Foyer | 8 | Non Useable Floor Area Space Group | 805 | Non-usable - Circulation space |  | Unknown | 0.00 | NO
Queen Elizabeth Hospital_QE03-Institute Building_Ground Floor_BHG.050 _ Stair 1 | QE-QE03-GN-BHG.050 | QE03-GN-BHG.050-Stair 1 | Queen Elizabeth Hospital | QE | QE03 | Institute Building | GN | Ground Floor | BHG.050 | 99939 | Unusable Spaces | 99939 | Unusable Spaces | 10.46 | Stair 1 | 8 | Non Useable Floor Area Space Group | 805 | Non-usable - Circulation space |  | Unknown | 0.00 | NO
Queen Elizabeth Hospital_QE04-Main Building_Ward 2D_S216 _ Computer Resources Room | QE-QE04-2D-S216 | QE04-2D-S216-Computer Resources Room | Queen Elizabeth Hospital | QE | QE04 | Main Building | 2D | Ward 2D | S216 | 384 | Medicine | 384 | Adelaide Medical School | 34.25 | Computer Resources Room | 3 | Specialist Teaching or Research Space Group | 310 | Laboratory - Computing - Open Access |  | Adequate | 4,308.11 | NO
Queen Elizabeth Hospital_QE04-Main Building_Ward 2D_S217 _ Office - Medical Education | QE-QE04-2D-S217 | QE04-2D-S217-Office - Medical Education | Queen Elizabeth Hospital | QE | QE04 | Main Building | 2D | Ward 2D | S217 | 384 | Medicine | 384 | Adelaide Medical School | 17.07 | Office - Medical Education | 1 | Office Space Group | 101 | Office - Academic Staff |  | Adequate | 1,614.39 | NO
Queen Elizabeth Hospital_QE04-Main Building_Ward 2D_S218 _ Store - Clinical | QE-QE04-2D-S218 | QE04-2D-S218-Store - Clinical | Queen Elizabeth Hospital | QE | QE04 | Main Building | 2D | Ward 2D | S218 | 99967 | University Vacated | 99939 | Unusable Spaces | 8.76 | Store - Clinical | 4 | Ancillary Area Space Group | 419 | Ancillary Area - Store Room - Generic |  | Adequate | 729.06 | NO
Queen Elizabeth Hospital_QE04-Main Building_Ward 2D_S225 _ Clinical Education - Medicine Of | QE-QE04-2D-S225 | QE04-2D-S225-Clinical Education - Medicine Of | Queen Elizabeth Hospital | QE | QE04 | Main Building | 2D | Ward 2D | S225 | 384 | Medicine | 384 | Adelaide Medical School | 7.85 | Clinical Education - Medicine Of | 1 | Office Space Group | 101 | Office - Academic Staff |  | Adequate | 742.41 | NO
Queen Elizabeth Hospital_QE04-Main Building_Ward 2D_S228 _ Store | QE-QE04-2D-S228 | QE04-2D-S228-Store | Queen Elizabeth Hospital | QE | QE04 | Main Building | 2D | Ward 2D | S228 | 99967 | University Vacated | 99939 | Unusable Spaces | 14.12 | Store | 4 | Ancillary Area Space Group | 419 | Ancillary Area - Store Room - Generic |  | Adequate | 1,175.15 | NO
Queen Elizabeth Hospital_QE04-Main Building_Ward 2D_S240 _ Store | QE-QE04-2D-S240 | QE04-2D-S240-Store | Queen Elizabeth Hospital | QE | QE04 | Main Building | 2D | Ward 2D | S240 | 384 | Medicine | 384 | Adelaide Medical School | 3.99 | Store | 4 | Ancillary Area Space Group | 419 | Ancillary Area - Store Room - Generic |  | Adequate | 332.07 | NO
Queen Elizabeth Hospital_QE04-Main Building_Ward 3D_S319 _ Lockers | QE-QE04-3D-S319 | QE04-3D-S319-Lockers | Queen Elizabeth Hospital | QE | QE04 | Main Building | 3D | Ward 3D | S319 | 99967 | University Vacated | 99939 | Unusable Spaces | 15.07 | Lockers | 4 | Ancillary Area Space Group | 416 | Ancillary Area - Locker Storage/Room |  | Adequate | 1,254.21 | NO
Queen Elizabeth Hospital_QE04-Main Building_Ward 3D_S320 _ Common Room - Student | QE-QE04-3D-S320 | QE04-3D-S320-Common Room - Student | Queen Elizabeth Hospital | QE | QE04 | Main Building | 3D | Ward 3D | S320 | 99967 | University Vacated | 99939 | Unusable Spaces | 35.73 | Common Room - Student | 6 | General Facility Space Group | 606 | General Facility - Common Room Student access |  | Adequate | 3,784.65 | NO
Queen Elizabeth Hospital_QE04-Main Building_Ward 5B_501 _ Unknown | QE-QE04-5B-501 | QE04-5B-501-Unknown | Queen Elizabeth Hospital | QE | QE04 | Main Building | 5B | Ward 5B | 501 | 99967 | University Vacated | 99939 | Unusable Spaces | 21.95 | Unknown | 1 | Office Space Group | 100 | Office - Specific type not defined |  | Adequate | 2,075.91 | NO
Queen Elizabeth Hospital_QE04-Main Building_Ward 5B_514 _ Office - Secretary | QE-QE04-5B-514 | QE04-5B-514-Office - Secretary | Queen Elizabeth Hospital | QE | QE04 | Main Building | 5B | Ward 5B | 514 | 384 | Medicine | 384 | Adelaide Medical School | 14.22 | Office - Secretary | 1 | Office Space Group | 108 | Office - Professional/General Staff |  | Adequate | 1,344.85 | NO
Queen Elizabeth Hospital_QE04-Main Building_Ward 5B_516 _ Office - Research Office | QE-QE04-5B-516 | QE04-5B-516-Office - Research Office | Queen Elizabeth Hospital | QE | QE04 | Main Building | 5B | Ward 5B | 516 | 99967 | University Vacated | 99939 | Unusable Spaces | 7.67 | Office - Research Office | 1 | Office Space Group | 102 | Office - Research Staff |  | Adequate | 725.39 | NO
Queen Elizabeth Hospital_QE04-Main Building_Ward 5B_517 _ Office | QE-QE04-5B-517 | QE04-5B-517-Office | Queen Elizabeth Hospital | QE | QE04 | Main Building | 5B | Ward 5B | 517 | 384 | Medicine | 384 | Adelaide Medical School | 13.37 | Office | 1 | Office Space Group | 101 | Office - Academic Staff |  | Adequate | 1,264.46 | NO
Queen Elizabeth Hospital_QE04-Main Building_Ward 5B_518 _ Office | QE-QE04-5B-518 | QE04-5B-518-Office | Queen Elizabeth Hospital | QE | QE04 | Main Building | 5B | Ward 5B | 518 | 384 | Medicine | 384 | Adelaide Medical School | 13.15 | Office | 1 | Office Space Group | 101 | Office - Academic Staff |  | Adequate | 1,243.66 | NO
Queen Elizabeth Hospital_QE04-Main Building_Ward 5B_519 _ Office | QE-QE04-5B-519 | QE04-5B-519-Office | Queen Elizabeth Hospital | QE | QE04 | Main Building | 5B | Ward 5B | 519 | 384 | Medicine | 384 | Adelaide Medical School | 7.49 | Office | 1 | Office Space Group | 101 | Office - Academic Staff |  | Adequate | 708.36 | NO
Queen Elizabeth Hospital_QE04-Main Building_Ward 5B_520 _ Copier Room | QE-QE04-5B-520 | QE04-5B-520-Copier Room | Queen Elizabeth Hospital | QE | QE04 | Main Building | 5B | Ward 5B | 520 | 384 | Medicine | 384 | Adelaide Medical School | 9.34 | Copier Room | 6 | General Facility Space Group | 603 | General Facility - Resource room |  | Adequate | 989.33 | NO
Queen Elizabeth Hospital_QE04-Main Building_Ward 5B_521 _ Office - Professor | QE-QE04-5B-521 | QE04-5B-521-Office - Professor | Queen Elizabeth Hospital | QE | QE04 | Main Building | 5B | Ward 5B | 521 | 384 | Medicine | 384 | Adelaide Medical School | 51.64 | Office - Professor | 1 | Office Space Group | 101 | Office - Academic Staff |  | Adequate | 4,883.84 | NO
Queen Elizabeth Hospital_QE04-Main Building_Ward 5B_522 _ Waiting (1/2 share) | QE-QE04-5B-522 | QE04-5B-522-Waiting (1/2 share) | Queen Elizabeth Hospital | QE | QE04 | Main Building | 5B | Ward 5B | 522 | 384 | Medicine | 384 | Adelaide Medical School | 3.83 | Waiting (1/2 share) | 6 | General Facility Space Group | 623 | General Facility - Waiting Area/Foyer/Reception Area |  | Adequate | 405.69 | NO
Queen Elizabeth Hospital_QE04-Main Building_Ward 5B_525 _ Patient Room | QE-QE04-5B-525 | QE04-5B-525-Patient Room | Queen Elizabeth Hospital | QE | QE04 | Main Building | 5B | Ward 5B | 525 | 384 | Medicine | 384 | Adelaide Medical School | 7.49 | Patient Room | 6 | General Facility Space Group | 623 | General Facility - Waiting Area/Foyer/Reception Area |  | Adequate | 793.37 | NO
Queen Elizabeth Hospital_QE04-Main Building_Ward 5B_526 _ Office - Secretary | QE-QE04-5B-526 | QE04-5B-526-Office - Secretary | Queen Elizabeth Hospital | QE | QE04 | Main Building | 5B | Ward 5B | 526 | 384 | Medicine | 384 | Adelaide Medical School | 21.4 | Office - Secretary | 1 | Office Space Group | 108 | Office - Professional/General Staff |  | Adequate | 2,023.90 | NO
Queen Elizabeth Hospital_QE04-Main Building_Ward 5B_528 _ Conference Room (1/2 share) | QE-QE04-5B-528 | QE04-5B-528-Conference Room (1/2 share) | Queen Elizabeth Hospital | QE | QE04 | Main Building | 5B | Ward 5B | 528 | 384 | Medicine | 384 | Adelaide Medical School | 23.86 | Conference Room (1/2 share) | 6 | General Facility Space Group | 601 | General Facility - Committee/Conference/Meeting room |  | Adequate | 2,527.34 | NO
Queen Elizabeth Hospital_QE04-Main Building_Ward 6A_603 _ Office | QE-QE04-6A-603 | QE04-6A-603-Office | Queen Elizabeth Hospital | QE | QE04 | Main Building | 6A | Ward 6A | 603 | 99967 | University Vacated | 99939 | Unusable Spaces | 12.75 | Office | 1 | Office Space Group | 101 | Office - Academic Staff |  | Adequate | 1,205.83 | NO
Queen Elizabeth Hospital_QE04-Main Building_Ward 6A_604 _ Office - Professor | QE-QE04-6A-604 | QE04-6A-604-Office - Professor | Queen Elizabeth Hospital | QE | QE04 | Main Building | 6A | Ward 6A | 604 | 384 | Medicine | 384 | Adelaide Medical School | 25.87 | Office - Professor | 1 | Office Space Group | 101 | Office - Academic Staff |  | Adequate | 2,446.65 | NO
Queen Elizabeth Hospital_QE04-Main Building_Ward 6A_605 _ Office - Professor | QE-QE04-6A-605 | QE04-6A-605-Office - Professor | Queen Elizabeth Hospital | QE | QE04 | Main Building | 6A | Ward 6A | 605 | 384 | Medicine | 384 | Adelaide Medical School | 51.05 | Office - Professor | 1 | Office Space Group | 101 | Office - Academic Staff |  | Adequate | 4,828.04 | NO
Queen Elizabeth Hospital_QE04-Main Building_Ward 6A_605A _ Office | QE-QE04-6A-605A | QE04-6A-605A-Office | Queen Elizabeth Hospital | QE | QE04 | Main Building | 6A | Ward 6A | 605A | 99967 | University Vacated | 99939 | Unusable Spaces | 7.21 | Office | 1 | Office Space Group | 101 | Office - Academic Staff |  | Adequate | 681.88 | NO
Queen Elizabeth Hospital_QE04-Main Building_Ward 6A_606 _ Office - Professor | QE-QE04-6A-606 | QE04-6A-606-Office - Professor | Queen Elizabeth Hospital | QE | QE04 | Main Building | 6A | Ward 6A | 606 | 99967 | University Vacated | 99939 | Unusable Spaces | 51.05 | Office - Professor | 1 | Office Space Group | 101 | Office - Academic Staff |  | Adequate | 4,828.04 | NO
Queen Elizabeth Hospital_QE04-Main Building_Ward 6A_614 _ Office - Lecturer | QE-QE04-6A-614 | QE04-6A-614-Office - Lecturer | Queen Elizabeth Hospital | QE | QE04 | Main Building | 6A | Ward 6A | 614 | 99967 | University Vacated | 99939 | Unusable Spaces | 30.1 | Office - Lecturer | 1 | Office Space Group | 101 | Office - Academic Staff |  | Adequate | 2,846.70 | NO
Queen Elizabeth Hospital_QE04-Main Building_Ward 6A_615 _ Office - Assoc. Prof. | QE-QE04-6A-615 | QE04-6A-615-Office - Assoc. Prof. | Queen Elizabeth Hospital | QE | QE04 | Main Building | 6A | Ward 6A | 615 | 384 | Medicine | 384 | Adelaide Medical School | 21.8 | Office - Assoc. Prof. | 1 | Office Space Group | 101 | Office - Academic Staff |  | Adequate | 2,061.73 | NO
Queen Elizabeth Hospital_QE04-Main Building_Ward 6A_616 _ Office - Sen. Lect. | QE-QE04-6A-616 | QE04-6A-616-Office - Sen. Lect. | Queen Elizabeth Hospital | QE | QE04 | Main Building | 6A | Ward 6A | 616 | 384 | Medicine | 384 | Adelaide Medical School | 11.18 | Office - Sen. Lect. | 1 | Office Space Group | 101 | Office - Academic Staff |  | Adequate | 1,057.34 | NO
Queen Elizabeth Hospital_QE05-Maternity Building_First Floor_PS1.00 _ Entrance | QE-QE05-01-PS1.00 | QE05-01-PS1.00-Entrance | Queen Elizabeth Hospital | QE | QE05 | Maternity Building | 01 | First Floor | PS1.00 | 384 | Medicine | 384 | Adelaide Medical School | 2.5 | Entrance | 8 | Non Useable Floor Area Space Group | 805 | Non-usable - Circulation space |  | Adequate | 0.00 | NO
Queen Elizabeth Hospital_QE05-Maternity Building_First Floor_PS1.01 _ Waiting / Entrance | QE-QE05-01-PS1.01 | QE05-01-PS1.01-Waiting / Entrance | Queen Elizabeth Hospital | QE | QE05 | Maternity Building | 01 | First Floor | PS1.01 | 99967 | University Vacated | 99939 | Unusable Spaces | 31.99 | Waiting / Entrance | 6 | General Facility Space Group | 623 | General Facility - Waiting Area/Foyer/Reception Area |  | Adequate | 3,388.50 | NO
Queen Elizabeth Hospital_QE05-Maternity Building_First Floor_PS1.02 _ Office | QE-QE05-01-PS1.02 | QE05-01-PS1.02-Office | Queen Elizabeth Hospital | QE | QE05 | Maternity Building | 01 | First Floor | PS1.02 | 99967 | University Vacated | 99939 | Unusable Spaces | 20.73 | Office | 1 | Office Space Group | 101 | Office - Academic Staff |  | Adequate | 1,960.53 | NO
Queen Elizabeth Hospital_QE05-Maternity Building_First Floor_PS1.03 _ Utitlity | QE-QE05-01-PS1.03 | QE05-01-PS1.03-Utitlity | Queen Elizabeth Hospital | QE | QE05 | Maternity Building | 01 | First Floor | PS1.03 | 384 | Medicine | 384 | Adelaide Medical School | 19.03 | Utitlity | 6 | General Facility Space Group | 603 | General Facility - Resource room |  | Adequate | 2,015.73 | NO
Queen Elizabeth Hospital_QE05-Maternity Building_First Floor_PS1.04 _ Office - Clinical Assements | QE-QE05-01-PS1.04 | QE05-01-PS1.04-Office - Clinical Assements | Queen Elizabeth Hospital | QE | QE05 | Maternity Building | 01 | First Floor | PS1.04 | 384 | Medicine | 384 | Adelaide Medical School | 8.78 | Office - Clinical Assements | 1 | Office Space Group | 101 | Office - Academic Staff |  | Adequate | 830.37 | NO
Queen Elizabeth Hospital_QE05-Maternity Building_First Floor_PS1.05 _ Office - Clinical Assements | QE-QE05-01-PS1.05 | QE05-01-PS1.05-Office - Clinical Assements | Queen Elizabeth Hospital | QE | QE05 | Maternity Building | 01 | First Floor | PS1.05 | 384 | Medicine | 384 | Adelaide Medical School | 8.78 | Office - Clinical Assements | 1 | Office Space Group | 101 | Office - Academic Staff |  | Adequate | 830.37 | NO
Queen Elizabeth Hospital_QE05-Maternity Building_First Floor_PS1.06 _ Office - Student computers | QE-QE05-01-PS1.06 | QE05-01-PS1.06-Office - Student computers | Queen Elizabeth Hospital | QE | QE05 | Maternity Building | 01 | First Floor | PS1.06 | 384 | Medicine | 384 | Adelaide Medical School | 20.43 | Office - Student computers | 1 | Office Space Group | 101 | Office - Academic Staff |  | Adequate | 1,932.16 | NO
Queen Elizabeth Hospital_QE05-Maternity Building_First Floor_PS1.07 _ Office | QE-QE05-01-PS1.07 | QE05-01-PS1.07-Office | Queen Elizabeth Hospital | QE | QE05 | Maternity Building | 01 | First Floor | PS1.07 | 384 | Medicine | 384 | Adelaide Medical School | 16.74 | Office | 1 | Office Space Group | 101 | Office - Academic Staff |  | Adequate | 1,583.18 | NO
Queen Elizabeth Hospital_QE05-Maternity Building_First Floor_PS1.08 _ Office | QE-QE05-01-PS1.08 | QE05-01-PS1.08-Office | Queen Elizabeth Hospital | QE | QE05 | Maternity Building | 01 | First Floor | PS1.08 | 384 | Medicine | 384 | Adelaide Medical School | 14.76 | Office | 1 | Office Space Group | 101 | Office - Academic Staff |  | Adequate | 1,395.92 | NO
Queen Elizabeth Hospital_QE05-Maternity Building_First Floor_PS1.09 _ Store | QE-QE05-01-PS1.09 | QE05-01-PS1.09-Store | Queen Elizabeth Hospital | QE | QE05 | Maternity Building | 01 | First Floor | PS1.09 | 384 | Medicine | 384 | Adelaide Medical School | 17.73 | Store | 6 | General Facility Space Group | 603 | General Facility - Resource room |  | Adequate | 1,878.03 | NO
Lot 14_RA01-Bice Building_Fourth Floor_4.02 _ Library | RA-RA01-04-4.02 | RA01-04-4.02-Library | Lot 14 | RA | RA01 | Bice Building | 04 | Fourth Floor | 4.02 | 99967 | University Vacated | 99939 | Unusable Spaces | 35.04 | Library | 5 | Library, IT and Learning Space Group | 509 | Library and Learning - Department reference library |  | Barely Adequate | 6,389.01 | NO
Lot 14_RA01-Bice Building_Fourth Floor_4.05 _ Meeting / Lecture | RA-RA01-04-4.05 | RA01-04-4.05-Meeting / Lecture | Lot 14 | RA | RA01 | Bice Building | 04 | Fourth Floor | 4.05 | 99967 | University Vacated | 99939 | Unusable Spaces | 43.56 | Meeting / Lecture | 6 | General Facility Space Group | 601 | General Facility - Committee/Conference/Meeting room |  | Barely Adequate | 7,942.50 | NO
Lot 14_RA01-Bice Building_Fourth Floor_4.07 _ Store | RA-RA01-04-4.07 | RA01-04-4.07-Store | Lot 14 | RA | RA01 | Bice Building | 04 | Fourth Floor | 4.07 | 99967 | University Vacated | 99939 | Unusable Spaces | 5.78 | Store | 4 | Ancillary Area Space Group | 419 | Ancillary Area - Store Room - Generic |  | Barely Adequate | 828.06 | NO
Lot 14_RA01-Bice Building_Fourth Floor_4.08 _ Office | RA-RA01-04-4.08 | RA01-04-4.08-Office | Lot 14 | RA | RA01 | Bice Building | 04 | Fourth Floor | 4.08 | 99967 | University Vacated | 99939 | Unusable Spaces | 18.17 | Office | 1 | Office Space Group | 101 | Office - Academic Staff |  | Barely Adequate | 2,958.06 | NO
Lot 14_RA01-Bice Building_Fourth Floor_4.09 _ Conference / Kitchen | RA-RA01-04-4.09 | RA01-04-4.09-Conference / Kitchen | Lot 14 | RA | RA01 | Bice Building | 04 | Fourth Floor | 4.09 | 99967 | University Vacated | 99939 | Unusable Spaces | 18.96 | Conference / Kitchen | 6 | General Facility Space Group | 601 | General Facility - Committee/Conference/Meeting room |  | Barely Adequate | 3,457.07 | NO
Lot 14_RA01-Bice Building_Fourth Floor_4.17 _ Office | RA-RA01-04-4.17 | RA01-04-4.17-Office | Lot 14 | RA | RA01 | Bice Building | 04 | Fourth Floor | 4.17 | 99967 | University Vacated | 99939 | Unusable Spaces | 16.59 | Office | 1 | Office Space Group | 101 | Office - Academic Staff |  | Barely Adequate | 2,700.83 | NO
Lot 14_RA01-Bice Building_Fourth Floor_4.24 _ Office | RA-RA01-04-4.24 | RA01-04-4.24-Office | Lot 14 | RA | RA01 | Bice Building | 04 | Fourth Floor | 4.24 | 99967 | University Vacated | 99939 | Unusable Spaces | 11.68 | Office | 1 | Office Space Group | 101 | Office - Academic Staff |  | Barely Adequate | 1,901.49 | NO
Lot 14_RA01-Bice Building_Fourth Floor_4.31 _ Office | RA-RA01-04-4.31 | RA01-04-4.31-Office | Lot 14 | RA | RA01 | Bice Building | 04 | Fourth Floor | 4.31 | 99967 | University Vacated | 99939 | Unusable Spaces | 13.14 | Office | 1 | Office Space Group | 101 | Office - Academic Staff |  | Barely Adequate | 2,139.18 | NO
Lot 14_RA01-Bice Building_Fourth Floor_4.32 _ Office - Professor | RA-RA01-04-4.32 | RA01-04-4.32-Office - Professor | Lot 14 | RA | RA01 | Bice Building | 04 | Fourth Floor | 4.32 | 99967 | University Vacated | 99939 | Unusable Spaces | 28.72 | Office - Professor | 1 | Office Space Group | 101 | Office - Academic Staff |  | Barely Adequate | 4,675.58 | NO
Lot 14_RA01-Bice Building_Sixth Floor_1 _ Office - Open Plan | RA-RA01-06-1 | RA01-06-1-Office - Open Plan | Lot 14 | RA | RA01 | Bice Building | 06 | Sixth Floor | 1 | 99967 | University Vacated | 99939 | Unusable Spaces | 37.02 | Office - Open Plan | 1 | Office Space Group | 112 | Open Plan - Academic Staff |  | Barely Adequate | 6,026.81 | NO
Lot 14_RA01-Bice Building_Sixth Floor_10 _ Office | RA-RA01-06-10 | RA01-06-10-Office | Lot 14 | RA | RA01 | Bice Building | 06 | Sixth Floor | 10 | 99967 | University Vacated | 99939 | Unusable Spaces | 9.12 | Office | 1 | Office Space Group | 101 | Office - Academic Staff |  | Barely Adequate | 1,484.73 | NO
Lot 14_RA01-Bice Building_Sixth Floor_11 _ Office | RA-RA01-06-11 | RA01-06-11-Office | Lot 14 | RA | RA01 | Bice Building | 06 | Sixth Floor | 11 | 99967 | University Vacated | 99939 | Unusable Spaces | 9.28 | Office | 1 | Office Space Group | 101 | Office - Academic Staff |  | Barely Adequate | 1,510.77 | NO
Lot 14_RA01-Bice Building_Sixth Floor_12 _ Office | RA-RA01-06-12 | RA01-06-12-Office | Lot 14 | RA | RA01 | Bice Building | 06 | Sixth Floor | 12 | 99967 | University Vacated | 99939 | Unusable Spaces | 6.97 | Office | 1 | Office Space Group | 101 | Office - Academic Staff |  | Barely Adequate | 1,134.71 | NO
Lot 14_RA01-Bice Building_Sixth Floor_12A _ Store | RA-RA01-06-12A | RA01-06-12A-Store | Lot 14 | RA | RA01 | Bice Building | 06 | Sixth Floor | 12A | 99967 | University Vacated | 99939 | Unusable Spaces | 8.13 | Store | 4 | Ancillary Area Space Group | 419 | Ancillary Area - Store Room - Generic |  | Barely Adequate | 1,164.73 | NO
Lot 14_RA01-Bice Building_Sixth Floor_13 _ Office | RA-RA01-06-13 | RA01-06-13-Office | Lot 14 | RA | RA01 | Bice Building | 06 | Sixth Floor | 13 | 99967 | University Vacated | 99939 | Unusable Spaces | 11.57 | Office | 1 | Office Space Group | 101 | Office - Academic Staff |  | Barely Adequate | 1,883.58 | NO
Lot 14_RA01-Bice Building_Sixth Floor_14 _ Office | RA-RA01-06-14 | RA01-06-14-Office | Lot 14 | RA | RA01 | Bice Building | 06 | Sixth Floor | 14 | 99967 | University Vacated | 99939 | Unusable Spaces | 20.92 | Office | 1 | Office Space Group | 101 | Office - Academic Staff |  | Barely Adequate | 3,405.75 | NO
Lot 14_RA01-Bice Building_Sixth Floor_15 _ Office | RA-RA01-06-15 | RA01-06-15-Office | Lot 14 | RA | RA01 | Bice Building | 06 | Sixth Floor | 15 | 99967 | University Vacated | 99939 | Unusable Spaces | 11.2 | Office | 1 | Office Space Group | 101 | Office - Academic Staff |  | Barely Adequate | 1,823.35 | NO
Lot 14_RA01-Bice Building_Sixth Floor_16 _ Office | RA-RA01-06-16 | RA01-06-16-Office | Lot 14 | RA | RA01 | Bice Building | 06 | Sixth Floor | 16 | 99967 | University Vacated | 99939 | Unusable Spaces | 18.59 | Office | 1 | Office Space Group | 101 | Office - Academic Staff |  | Barely Adequate | 3,026.43 | NO
Lot 14_RA01-Bice Building_Sixth Floor_17 _ Meeting | RA-RA01-06-17 | RA01-06-17-Meeting | Lot 14 | RA | RA01 | Bice Building | 06 | Sixth Floor | 17 | 99967 | University Vacated | 99939 | Unusable Spaces | 17.44 | Meeting | 6 | General Facility Space Group | 601 | General Facility - Committee/Conference/Meeting room |  | Barely Adequate | 3,179.92 | NO
Lot 14_RA01-Bice Building_Sixth Floor_17A _ Utility / File | RA-RA01-06-17A | RA01-06-17A-Utility / File | Lot 14 | RA | RA01 | Bice Building | 06 | Sixth Floor | 17A | 99967 | University Vacated | 99939 | Unusable Spaces | 41.49 | Utility / File | 6 | General Facility Space Group | 603 | General Facility - Resource room |  | Barely Adequate | 7,565.07 | NO
Lot 14_RA01-Bice Building_Sixth Floor_18 _ Office | RA-RA01-06-18 | RA01-06-18-Office | Lot 14 | RA | RA01 | Bice Building | 06 | Sixth Floor | 18 | 99967 | University Vacated | 99939 | Unusable Spaces | 13.13 | Office | 1 | Office Space Group | 101 | Office - Academic Staff |  | Barely Adequate | 2,137.55 | NO
Lot 14_RA01-Bice Building_Sixth Floor_19 _ Office | RA-RA01-06-19 | RA01-06-19-Office | Lot 14 | RA | RA01 | Bice Building | 06 | Sixth Floor | 19 | 99967 | University Vacated | 99939 | Unusable Spaces | 12.88 | Office | 1 | Office Space Group | 101 | Office - Academic Staff |  | Barely Adequate | 2,096.85 | NO
Lot 14_RA01-Bice Building_Sixth Floor_20 _ Office | RA-RA01-06-20 | RA01-06-20-Office | Lot 14 | RA | RA01 | Bice Building | 06 | Sixth Floor | 20 | 99967 | University Vacated | 99939 | Unusable Spaces | 13.89 | Office | 1 | Office Space Group | 101 | Office - Academic Staff |  | Barely Adequate | 2,261.28 | NO
Lot 14_RA01-Bice Building_Sixth Floor_21 _ Office | RA-RA01-06-21 | RA01-06-21-Office | Lot 14 | RA | RA01 | Bice Building | 06 | Sixth Floor | 21 | 99967 | University Vacated | 99939 | Unusable Spaces | 20.45 | Office | 1 | Office Space Group | 101 | Office - Academic Staff |  | Barely Adequate | 3,329.24 | NO
Lot 14_RA01-Bice Building_Sixth Floor_22 _ Meeting | RA-RA01-06-22 | RA01-06-22-Meeting | Lot 14 | RA | RA01 | Bice Building | 06 | Sixth Floor | 22 | 99967 | University Vacated | 99939 | Unusable Spaces | 16.41 | Meeting | 6 | General Facility Space Group | 601 | General Facility - Committee/Conference/Meeting room |  | Barely Adequate | 2,992.11 | NO
Lot 14_RA01-Bice Building_Sixth Floor_23 _ Computing Room | RA-RA01-06-23 | RA01-06-23-Computing Room | Lot 14 | RA | RA01 | Bice Building | 06 | Sixth Floor | 23 | 99967 | University Vacated | 99939 | Unusable Spaces | 15.6 | Computing Room | 3 | Specialist Teaching or Research Space Group | 310 | Laboratory - Computing - Open Access |  | Barely Adequate | 3,377.75 | NO
Lot 14_RA01-Bice Building_Sixth Floor_24 _ Reception | RA-RA01-06-24 | RA01-06-24-Reception | Lot 14 | RA | RA01 | Bice Building | 06 | Sixth Floor | 24 | 99967 | University Vacated | 99939 | Unusable Spaces | 19.69 | Reception | 6 | General Facility Space Group | 623 | General Facility - Waiting Area/Foyer/Reception Area |  | Barely Adequate | 3,590.17 | NO
Lot 14_RA01-Bice Building_Sixth Floor_25 _ Office | RA-RA01-06-25 | RA01-06-25-Office | Lot 14 | RA | RA01 | Bice Building | 06 | Sixth Floor | 25 | 99967 | University Vacated | 99939 | Unusable Spaces | 14.4 | Office | 1 | Office Space Group | 101 | Office - Academic Staff |  | Barely Adequate | 2,344.30 | NO
Lot 14_RA01-Bice Building_Sixth Floor_26 _ Office | RA-RA01-06-26 | RA01-06-26-Office | Lot 14 | RA | RA01 | Bice Building | 06 | Sixth Floor | 26 | 99967 | University Vacated | 99939 | Unusable Spaces | 11.52 | Office | 1 | Office Space Group | 101 | Office - Academic Staff |  | Barely Adequate | 1,875.44 | NO
Lot 14_RA01-Bice Building_Sixth Floor_27 _ Office | RA-RA01-06-27 | RA01-06-27-Office | Lot 14 | RA | RA01 | Bice Building | 06 | Sixth Floor | 27 | 99967 | University Vacated | 99939 | Unusable Spaces | 12 | Office | 1 | Office Space Group | 101 | Office - Academic Staff |  | Barely Adequate | 1,953.59 | NO
Lot 14_RA01-Bice Building_Sixth Floor_3 _ Utility | RA-RA01-06-3 | RA01-06-3-Utility | Lot 14 | RA | RA01 | Bice Building | 06 | Sixth Floor | 3 | 99967 | University Vacated | 99939 | Unusable Spaces | 6.08 | Utility | 6 | General Facility Space Group | 603 | General Facility - Resource room |  | Barely Adequate | 1,108.60 | NO
Lot 14_RA01-Bice Building_Sixth Floor_31 _ Conservatory / Staff Room | RA-RA01-06-31 | RA01-06-31-Conservatory / Staff Room | Lot 14 | RA | RA01 | Bice Building | 06 | Sixth Floor | 31 | 99967 | University Vacated | 99939 | Unusable Spaces | 25.57 | Conservatory / Staff Room | 6 | General Facility Space Group | 608 | General Facility - Kitchen/Servery/Food Storage |  | Barely Adequate | 4,662.30 | NO
Lot 14_RA01-Bice Building_Sixth Floor_31A _ Office | RA-RA01-06-31A | RA01-06-31A-Office | Lot 14 | RA | RA01 | Bice Building | 06 | Sixth Floor | 31A | 99967 | University Vacated | 99939 | Unusable Spaces | 10.25 | Office | 1 | Office Space Group | 101 | Office - Academic Staff |  | Barely Adequate | 1,668.69 | NO
Lot 14_RA01-Bice Building_Sixth Floor_32 _ Kitchen | RA-RA01-06-32 | RA01-06-32-Kitchen | Lot 14 | RA | RA01 | Bice Building | 06 | Sixth Floor | 32 | 99967 | University Vacated | 99939 | Unusable Spaces | 7.98 | Kitchen | 6 | General Facility Space Group | 608 | General Facility - Kitchen/Servery/Food Storage |  | Barely Adequate | 1,455.03 | NO
Lot 14_RA01-Bice Building_Sixth Floor_32A _ Cleaners Store | RA-RA01-06-32A | RA01-06-32A-Cleaners Store | Lot 14 | RA | RA01 | Bice Building | 06 | Sixth Floor | 32A | 99967 | University Vacated | 99939 | Unusable Spaces | 2.2 | Cleaners Store | 8 | Non Useable Floor Area Space Group | 806 | Non-usable - Cleaners room |  | Barely Adequate | 0.00 | NO
Lot 14_RA01-Bice Building_Sixth Floor_4 _ Office | RA-RA01-06-4 | RA01-06-4-Office | Lot 14 | RA | RA01 | Bice Building | 06 | Sixth Floor | 4 | 99967 | University Vacated | 99939 | Unusable Spaces | 14.44 | Office | 1 | Office Space Group | 101 | Office - Academic Staff |  | Barely Adequate | 2,350.82 | NO
Lot 14_RA01-Bice Building_Sixth Floor_6 _ Office - Open Plan | RA-RA01-06-6 | RA01-06-6-Office - Open Plan | Lot 14 | RA | RA01 | Bice Building | 06 | Sixth Floor | 6 | 99967 | University Vacated | 99939 | Unusable Spaces | 17.89 | Office - Open Plan | 1 | Office Space Group | 112 | Open Plan - Academic Staff |  | Barely Adequate | 2,912.47 | NO
Lot 14_RA01-Bice Building_Sixth Floor_7 _ Office | RA-RA01-06-7 | RA01-06-7-Office | Lot 14 | RA | RA01 | Bice Building | 06 | Sixth Floor | 7 | 99967 | University Vacated | 99939 | Unusable Spaces | 8.78 | Office | 1 | Office Space Group | 101 | Office - Academic Staff |  | Barely Adequate | 1,429.37 | NO
Lot 14_RA01-Bice Building_Sixth Floor_8 _ Office | RA-RA01-06-8 | RA01-06-8-Office | Lot 14 | RA | RA01 | Bice Building | 06 | Sixth Floor | 8 | 99967 | University Vacated | 99939 | Unusable Spaces | 9.52 | Office | 1 | Office Space Group | 101 | Office - Academic Staff |  | Barely Adequate | 1,549.85 | NO
Lot 14_RA01-Bice Building_Sixth Floor_9 _ Office | RA-RA01-06-9 | RA01-06-9-Office | Lot 14 | RA | RA01 | Bice Building | 06 | Sixth Floor | 9 | 99967 | University Vacated | 99939 | Unusable Spaces | 8.48 | Office | 1 | Office Space Group | 101 | Office - Academic Staff |  | Barely Adequate | 1,380.53 | NO
Lot 14_RA01-Bice Building_Seventh Floor_28 _ Server Room 1 | RA-RA01-07-28 | RA01-07-28-Server Room 1 | Lot 14 | RA | RA01 | Bice Building | 07 | Seventh Floor | 28 | 99939 | Unusable Spaces | 99939 | Unusable Spaces | 5.8 | Server Room 1 | 8 | Non Useable Floor Area Space Group | 812 | Non-usable - Comms/network system/Telephone/PABX |  | Barely Adequate | 0.00 | NO
Lot 14_RA01-Bice Building_Seventh Floor_28A _ Server Room 1A | RA-RA01-07-28A | RA01-07-28A-Server Room 1A | Lot 14 | RA | RA01 | Bice Building | 07 | Seventh Floor | 28A | 99939 | Unusable Spaces | 99939 | Unusable Spaces | 4.76 | Server Room 1A | 8 | Non Useable Floor Area Space Group | 812 | Non-usable - Comms/network system/Telephone/PABX |  | Barely Adequate | 0.00 | NO
Lot 14_RA01-Bice Building_Seventh Floor_29 _ Server Room 2 | RA-RA01-07-29 | RA01-07-29-Server Room 2 | Lot 14 | RA | RA01 | Bice Building | 07 | Seventh Floor | 29 | 99939 | Unusable Spaces | 99939 | Unusable Spaces | 56.33 | Server Room 2 | 8 | Non Useable Floor Area Space Group | 812 | Non-usable - Comms/network system/Telephone/PABX |  | Barely Adequate | 0.00 | NO
Lot 14_RA03-Eleanor Harrald_Level One_EH1.03 _ Waiting / Tea | RA-RA03-01-EH1.03 | RA03-01-EH1.03-Waiting / Tea | Lot 14 | RA | RA03 | Eleanor Harrald | 01 | Level One | EH1.03 | 99967 | University Vacated | 99939 | Unusable Spaces | 11.76 | Waiting / Tea | 6 | General Facility Space Group | 623 | General Facility - Waiting Area/Foyer/Reception Area |  | Adequate | 2,233.60 | NO
Lot 14_RA03-Eleanor Harrald_Level One_EH1.04 _ Office - Dept. Head | RA-RA03-01-EH1.04 | RA03-01-EH1.04-Office - Dept. Head | Lot 14 | RA | RA03 | Eleanor Harrald | 01 | Level One | EH1.04 | 99967 | University Vacated | 99939 | Unusable Spaces | 18 | Office - Dept. Head | 1 | Office Space Group | 101 | Office - Academic Staff |  | Adequate | 3,052.48 | NO
Lot 14_RA03-Eleanor Harrald_Level One_EH1.05 _ Reception | RA-RA03-01-EH1.05 | RA03-01-EH1.05-Reception | Lot 14 | RA | RA03 | Eleanor Harrald | 01 | Level One | EH1.05 | 99967 | University Vacated | 99939 | Unusable Spaces | 9.97 | Reception | 6 | General Facility Space Group | 623 | General Facility - Waiting Area/Foyer/Reception Area |  | Adequate | 1,893.62 | NO
Lot 14_RA03-Eleanor Harrald_Level One_EH1.06 _ Office | RA-RA03-01-EH1.06 | RA03-01-EH1.06-Office | Lot 14 | RA | RA03 | Eleanor Harrald | 01 | Level One | EH1.06 | 99967 | University Vacated | 99939 | Unusable Spaces | 11.6 | Office | 1 | Office Space Group | 101 | Office - Academic Staff |  | Adequate | 1,967.15 | NO
Lot 14_RA03-Eleanor Harrald_Level One_EH1.09 _ Tutorial | RA-RA03-01-EH1.09 | RA03-01-EH1.09-Tutorial | Lot 14 | RA | RA03 | Eleanor Harrald | 01 | Level One | EH1.09 | 99967 | University Vacated | 99939 | Unusable Spaces | 31.61 | Tutorial | 2 | Teaching Space Group | 206 | Lecture/Seminar/Tutorial/Class Room (<30) Flat Floor |  | Adequate | 6,539.80 | NO
Lot 14_RA03-Eleanor Harrald_Level One_EH1.16 _ Store | RA-RA03-01-EH1.16 | RA03-01-EH1.16-Store | Lot 14 | RA | RA03 | Eleanor Harrald | 01 | Level One | EH1.16 | 99967 | University Vacated | 99939 | Unusable Spaces | 15.58 | Store | 4 | Ancillary Area Space Group | 419 | Ancillary Area - Store Room - Generic |  | Adequate | 2,325.04 | NO
Lot 14_RA03-Eleanor Harrald_Level One_EH1.27 _ Lockers - M | RA-RA03-01-EH1.27 | RA03-01-EH1.27-Lockers - M | Lot 14 | RA | RA03 | Eleanor Harrald | 01 | Level One | EH1.27 | 99967 | University Vacated | 99939 | Unusable Spaces | 21.86 | Lockers - M | 4 | Ancillary Area Space Group | 416 | Ancillary Area - Locker Storage/Room |  | Adequate | 3,262.22 | NO
Lot 14_RA03-Eleanor Harrald_Level One_EH1.28 _ Lockers - F | RA-RA03-01-EH1.28 | RA03-01-EH1.28-Lockers - F | Lot 14 | RA | RA03 | Eleanor Harrald | 01 | Level One | EH1.28 | 99967 | University Vacated | 99939 | Unusable Spaces | 21.67 | Lockers - F | 4 | Ancillary Area Space Group | 416 | Ancillary Area - Locker Storage/Room |  | Adequate | 3,233.86 | NO
Lot 14_RA03-Eleanor Harrald_Level One_EH1.29 _ Common Room - Student | RA-RA03-01-EH1.29 | RA03-01-EH1.29-Common Room - Student | Lot 14 | RA | RA03 | Eleanor Harrald | 01 | Level One | EH1.29 | 99967 | University Vacated | 99939 | Unusable Spaces | 49.06 | Common Room - Student | 6 | General Facility Space Group | 606 | General Facility - Common Room Student access |  | Adequate | 9,318.06 | NO
Lot 14_RA03-Eleanor Harrald_Level Three_EH3.03 _ Kitchen | RA-RA03-03-EH3.03 | RA03-03-EH3.03-Kitchen | Lot 14 | RA | RA03 | Eleanor Harrald | 03 | Level Three | EH3.03 | 99967 | University Vacated | 99939 | Unusable Spaces | 16.23 | Kitchen | 6 | General Facility Space Group | 608 | General Facility - Kitchen/Servery/Food Storage |  | Adequate | 3,082.60 | NO
Lot 14_RA03-Eleanor Harrald_Level Three_EH3.04 _ PC2 Laboratory | RA-RA03-03-EH3.04 | RA03-03-EH3.04-PC2 Laboratory | Lot 14 | RA | RA03 | Eleanor Harrald | 03 | Level Three | EH3.04 | 99967 | University Vacated | 99939 | Unusable Spaces | 15.83 | PC2 Laboratory | 3 | Specialist Teaching or Research Space Group | 300 | Laboratory - Specialist teaching and research - type not defined | RATED - PC2 | Adequate | 3,570.37 | NO
Lot 14_RA03-Eleanor Harrald_Level Three_EH3.05 _ Clinic Room 1 | RA-RA03-03-EH3.05 | RA03-03-EH3.05-Clinic Room 1 | Lot 14 | RA | RA03 | Eleanor Harrald | 03 | Level Three | EH3.05 | 99967 | University Vacated | 99939 | Unusable Spaces | 17.41 | Clinic Room 1 | 3 | Specialist Teaching or Research Space Group | 314 | Clinical Areas Teaching Space - Undergraduate/Postgraduate |  | Adequate | 3,926.73 | NO
Lot 14_RA03-Eleanor Harrald_Level Three_EH3.05A _ Clinic Room 2 | RA-RA03-03-EH3.05A | RA03-03-EH3.05A-Clinic Room 2 | Lot 14 | RA | RA03 | Eleanor Harrald | 03 | Level Three | EH3.05A | 99967 | University Vacated | 99939 | Unusable Spaces | 11.57 | Clinic Room 2 | 3 | Specialist Teaching or Research Space Group | 314 | Clinical Areas Teaching Space - Undergraduate/Postgraduate |  | Adequate | 2,609.55 | NO
Lot 14_RA03-Eleanor Harrald_Level Three_EH3.06 _ Clinic Room 3 | RA-RA03-03-EH3.06 | RA03-03-EH3.06-Clinic Room 3 | Lot 14 | RA | RA03 | Eleanor Harrald | 03 | Level Three | EH3.06 | 99967 | University Vacated | 99939 | Unusable Spaces | 12.5 | Clinic Room 3 | 3 | Specialist Teaching or Research Space Group | 314 | Clinical Areas Teaching Space - Undergraduate/Postgraduate |  | Adequate | 2,819.30 | NO
Lot 14_RA03-Eleanor Harrald_Level Three_EH3.06A _ Clinic Room 4 | RA-RA03-03-EH3.06A | RA03-03-EH3.06A-Clinic Room 4 | Lot 14 | RA | RA03 | Eleanor Harrald | 03 | Level Three | EH3.06A | 99967 | University Vacated | 99939 | Unusable Spaces | 13.79 | Clinic Room 4 | 3 | Specialist Teaching or Research Space Group | 314 | Clinical Areas Teaching Space - Undergraduate/Postgraduate |  | Adequate | 3,110.26 | NO
Lot 14_RA03-Eleanor Harrald_Level Three_EH3.07 _ Clinic Room | RA-RA03-03-EH3.07 | RA03-03-EH3.07-Clinic Room | Lot 14 | RA | RA03 | Eleanor Harrald | 03 | Level Three | EH3.07 | 99967 | University Vacated | 99939 | Unusable Spaces | 22.69 | Clinic Room | 3 | Specialist Teaching or Research Space Group | 314 | Clinical Areas Teaching Space - Undergraduate/Postgraduate |  | Adequate | 5,117.60 | NO
Lot 14_RA03-Eleanor Harrald_Level Three_EH3.07A _ A/L | RA-RA03-03-EH3.07A | RA03-03-EH3.07A-A/L | Lot 14 | RA | RA03 | Eleanor Harrald | 03 | Level Three | EH3.07A | 99967 | University Vacated | 99939 | Unusable Spaces | 1.36 | A/L | 8 | Non Useable Floor Area Space Group | 835 | Non-usable - Toilets/Amenities - Other |  | Adequate | 0.00 | NO
Lot 14_RA03-Eleanor Harrald_Level Three_EH3.07B _ WC | RA-RA03-03-EH3.07B | RA03-03-EH3.07B-WC | Lot 14 | RA | RA03 | Eleanor Harrald | 03 | Level Three | EH3.07B | 99967 | University Vacated | 99939 | Unusable Spaces | 2.58 | WC | 8 | Non Useable Floor Area Space Group | 835 | Non-usable - Toilets/Amenities - Other |  | Adequate | 0.00 | NO
Lot 14_RA03-Eleanor Harrald_Level Three_EH3.07C _ Wash Up | RA-RA03-03-EH3.07C | RA03-03-EH3.07C-Wash Up | Lot 14 | RA | RA03 | Eleanor Harrald | 03 | Level Three | EH3.07C | 99967 | University Vacated | 99939 | Unusable Spaces | 4.07 | Wash Up | 3 | Specialist Teaching or Research Space Group | 314 | Clinical Areas Teaching Space - Undergraduate/Postgraduate |  | Adequate | 917.97 | NO
Lot 14_RA03-Eleanor Harrald_Level Three_EH3.08 _ ANBP Data Research Laboratory | RA-RA03-03-EH3.08 | RA03-03-EH3.08-ANBP Data Research Laboratory | Lot 14 | RA | RA03 | Eleanor Harrald | 03 | Level Three | EH3.08 | 99967 | University Vacated | 99939 | Unusable Spaces | 26.92 | ANBP Data Research Laboratory | 3 | Specialist Teaching or Research Space Group | 300 | Laboratory - Specialist teaching and research - type not defined |  | Adequate | 6,071.65 | NO
Lot 14_RA03-Eleanor Harrald_Level Three_EH3.08A _ Office - Post Grad. | RA-RA03-03-EH3.08A | RA03-03-EH3.08A-Office - Post Grad. | Lot 14 | RA | RA03 | Eleanor Harrald | 03 | Level Three | EH3.08A | 99967 | University Vacated | 99939 | Unusable Spaces | 9.92 | Office - Post Grad. | 1 | Office Space Group | 103 | Office - Research Students |  | Adequate | 1,682.25 | NO
Lot 14_RA03-Eleanor Harrald_Level Three_EH3.08B _ Office | RA-RA03-03-EH3.08B | RA03-03-EH3.08B-Office | Lot 14 | RA | RA03 | Eleanor Harrald | 03 | Level Three | EH3.08B | 99967 | University Vacated | 99939 | Unusable Spaces | 8 | Office | 1 | Office Space Group | 100 | Office - Specific type not defined |  | Adequate | 1,356.66 | NO
Lot 14_RA03-Eleanor Harrald_Level Three_EH3.09 _ Office | RA-RA03-03-EH3.09 | RA03-03-EH3.09-Office | Lot 14 | RA | RA03 | Eleanor Harrald | 03 | Level Three | EH3.09 | 99967 | University Vacated | 99939 | Unusable Spaces | 16.3 | Office | 1 | Office Space Group | 101 | Office - Academic Staff |  | Adequate | 2,764.19 | NO
Lot 14_RA03-Eleanor Harrald_Level Three_EH3.10 _ Office | RA-RA03-03-EH3.10 | RA03-03-EH3.10-Office | Lot 14 | RA | RA03 | Eleanor Harrald | 03 | Level Three | EH3.10 | 99967 | University Vacated | 99939 | Unusable Spaces | 14.93 | Office | 1 | Office Space Group | 100 | Office - Specific type not defined |  | Adequate | 2,531.86 | NO
Lot 14_RA03-Eleanor Harrald_Level Three_EH3.11 _ Office - Research | RA-RA03-03-EH3.11 | RA03-03-EH3.11-Office - Research | Lot 14 | RA | RA03 | Eleanor Harrald | 03 | Level Three | EH3.11 | 99967 | University Vacated | 99939 | Unusable Spaces | 9.16 | Office - Research | 1 | Office Space Group | 102 | Office - Research Staff |  | Adequate | 1,553.37 | NO
Lot 14_RA03-Eleanor Harrald_Level Three_EH3.11A _ Office | RA-RA03-03-EH3.11A | RA03-03-EH3.11A-Office | Lot 14 | RA | RA03 | Eleanor Harrald | 03 | Level Three | EH3.11A | 99967 | University Vacated | 99939 | Unusable Spaces | 10.66 | Office | 1 | Office Space Group | 100 | Office - Specific type not defined |  | Adequate | 1,807.75 | NO
Lot 14_RA03-Eleanor Harrald_Level Three_EH3.11B _ Utility | RA-RA03-03-EH3.11B | RA03-03-EH3.11B-Utility | Lot 14 | RA | RA03 | Eleanor Harrald | 03 | Level Three | EH3.11B | 99967 | University Vacated | 99939 | Unusable Spaces | 9.97 | Utility | 4 | Ancillary Area Space Group | 400 | Ancillary Area - Specific Type Not Defined |  | Adequate | 1,487.85 | NO
Lot 14_RA03-Eleanor Harrald_Level Three_EH3.12 _ Store | RA-RA03-03-EH3.12 | RA03-03-EH3.12-Store | Lot 14 | RA | RA03 | Eleanor Harrald | 03 | Level Three | EH3.12 | 99967 | University Vacated | 99939 | Unusable Spaces | 29.41 | Store | 4 | Ancillary Area Space Group | 419 | Ancillary Area - Store Room - Generic |  | Adequate | 4,388.92 | NO
Lot 14_RA03-Eleanor Harrald_Level Three_EH3.13 _ Store | RA-RA03-03-EH3.13 | RA03-03-EH3.13-Store | Lot 14 | RA | RA03 | Eleanor Harrald | 03 | Level Three | EH3.13 | 99967 | University Vacated | 99939 | Unusable Spaces | 12.7 | Store | 4 | Ancillary Area Space Group | 419 | Ancillary Area - Store Room - Generic |  | Adequate | 1,895.25 | NO
Lot 14_RA03-Eleanor Harrald_Level Three_EH3.17 _ Office | RA-RA03-03-EH3.17 | RA03-03-EH3.17-Office | Lot 14 | RA | RA03 | Eleanor Harrald | 03 | Level Three | EH3.17 | 99967 | University Vacated | 99939 | Unusable Spaces | 9.19 | Office | 1 | Office Space Group | 101 | Office - Academic Staff |  | Adequate | 1,558.46 | NO
Lot 14_RA03-Eleanor Harrald_Level Three_EH3.17A _ Office | RA-RA03-03-EH3.17A | RA03-03-EH3.17A-Office | Lot 14 | RA | RA03 | Eleanor Harrald | 03 | Level Three | EH3.17A | 99967 | University Vacated | 99939 | Unusable Spaces | 8.38 | Office | 1 | Office Space Group | 101 | Office - Academic Staff |  | Adequate | 1,421.10 | NO
Lot 14_RA03-Eleanor Harrald_Level Three_EH3.19 _ Office - Research | RA-RA03-03-EH3.19 | RA03-03-EH3.19-Office - Research | Lot 14 | RA | RA03 | Eleanor Harrald | 03 | Level Three | EH3.19 | 99967 | University Vacated | 99939 | Unusable Spaces | 8.73 | Office - Research | 1 | Office Space Group | 102 | Office - Research Staff |  | Adequate | 1,480.45 | NO
Lot 14_RA03-Eleanor Harrald_Level Three_EH3.20 _ -80 deg. Freezer Room | RA-RA03-03-EH3.20 | RA03-03-EH3.20--80 deg. Freezer Room | Lot 14 | RA | RA03 | Eleanor Harrald | 03 | Level Three | EH3.20 | 99967 | University Vacated | 99939 | Unusable Spaces | 15.81 | -80 deg. Freezer Room | 4 | Ancillary Area Space Group | 405 | Ancillary Area - Constant Temperature/ Freezer/Cold/Warm Rooms |  | Adequate | 2,359.36 | NO
Lot 14_RA03-Eleanor Harrald_Level Three_EH3.21 _ Photocopy / Store | RA-RA03-03-EH3.21 | RA03-03-EH3.21-Photocopy / Store | Lot 14 | RA | RA03 | Eleanor Harrald | 03 | Level Three | EH3.21 | 99967 | University Vacated | 99939 | Unusable Spaces | 7.49 | Photocopy / Store | 6 | General Facility Space Group | 603 | General Facility - Resource room |  | Adequate | 1,422.59 | NO
Lot 14_RA03-Eleanor Harrald_Level Three_EH3.23 _ Office | RA-RA03-03-EH3.23 | RA03-03-EH3.23-Office | Lot 14 | RA | RA03 | Eleanor Harrald | 03 | Level Three | EH3.23 | 99967 | University Vacated | 99939 | Unusable Spaces | 9 | Office | 1 | Office Space Group | 101 | Office - Academic Staff |  | Adequate | 1,526.24 | NO
Lot 14_RA03-Eleanor Harrald_Level Three_EH3.24 _ Office - Tutors | RA-RA03-03-EH3.24 | RA03-03-EH3.24-Office - Tutors | Lot 14 | RA | RA03 | Eleanor Harrald | 03 | Level Three | EH3.24 | 99967 | University Vacated | 99939 | Unusable Spaces | 40.63 | Office - Tutors | 1 | Office Space Group | 101 | Office - Academic Staff |  | Adequate | 6,890.12 | NO
Lot 14_RA03-Eleanor Harrald_Level Three_EH3.25 _ Store | RA-RA03-03-EH3.25 | RA03-03-EH3.25-Store | Lot 14 | RA | RA03 | Eleanor Harrald | 03 | Level Three | EH3.25 | 99967 | University Vacated | 99939 | Unusable Spaces | 9.02 | Store | 4 | Ancillary Area Space Group | 419 | Ancillary Area - Store Room - Generic |  | Adequate | 1,346.08 | NO
Lot 14_RA03-Eleanor Harrald_Level Three_EH3.30 _ Meeting | RA-RA03-03-EH3.30 | RA03-03-EH3.30-Meeting | Lot 14 | RA | RA03 | Eleanor Harrald | 03 | Level Three | EH3.30 | 99967 | University Vacated | 99939 | Unusable Spaces | 26.36 | Meeting | 6 | General Facility Space Group | 601 | General Facility - Committee/Conference/Meeting room |  | Adequate | 5,006.61 | NO
Lot 14_RA03-Eleanor Harrald_Level Three_EH3.31 _ Virtual Classroom | RA-RA03-03-EH3.31 | RA03-03-EH3.31-Virtual Classroom | Lot 14 | RA | RA03 | Eleanor Harrald | 03 | Level Three | EH3.31 | 99967 | University Vacated | 99939 | Unusable Spaces | 9.82 | Virtual Classroom | 2 | Teaching Space Group | 206 | Lecture/Seminar/Tutorial/Class Room (<30) Flat Floor |  | Adequate | 2,031.66 | NO
Lot 14_RA03-Eleanor Harrald_Level Three_EH3.32 _ Kitchen / Tea Room | RA-RA03-03-EH3.32 | RA03-03-EH3.32-Kitchen / Tea Room | Lot 14 | RA | RA03 | Eleanor Harrald | 03 | Level Three | EH3.32 | 99967 | University Vacated | 99939 | Unusable Spaces | 21.42 | Kitchen / Tea Room | 6 | General Facility Space Group | 608 | General Facility - Kitchen/Servery/Food Storage |  | Adequate | 4,068.34 | NO
Lot 14_RA03-Eleanor Harrald_Level Three_EH3.33 _ Office | RA-RA03-03-EH3.33 | RA03-03-EH3.33-Office | Lot 14 | RA | RA03 | Eleanor Harrald | 03 | Level Three | EH3.33 | 99967 | University Vacated | 99939 | Unusable Spaces | 21.82 | Office | 1 | Office Space Group | 101 | Office - Academic Staff |  | Adequate | 3,700.28 | NO
Lot 14_RA03-Eleanor Harrald_Level Three_EH3.34 _ Office | RA-RA03-03-EH3.34 | RA03-03-EH3.34-Office | Lot 14 | RA | RA03 | Eleanor Harrald | 03 | Level Three | EH3.34 | 99967 | University Vacated | 99939 | Unusable Spaces | 20.32 | Office | 1 | Office Space Group | 101 | Office - Academic Staff |  | Adequate | 3,445.91 | NO
Lot 14_RA03-Eleanor Harrald_Level Three_EH3.35 _ Office - PHD Student | RA-RA03-03-EH3.35 | RA03-03-EH3.35-Office - PHD Student | Lot 14 | RA | RA03 | Eleanor Harrald | 03 | Level Three | EH3.35 | 99967 | University Vacated | 99939 | Unusable Spaces | 49.52 | Office - PHD Student | 1 | Office Space Group | 103 | Office - Research Students |  | Adequate | 8,397.71 | NO
Lot 14_RA03-Eleanor Harrald_Level Three_EH3.36 _ Office - Research | RA-RA03-03-EH3.36 | RA03-03-EH3.36-Office - Research | Lot 14 | RA | RA03 | Eleanor Harrald | 03 | Level Three | EH3.36 | 99967 | University Vacated | 99939 | Unusable Spaces | 41.19 | Office - Research | 1 | Office Space Group | 102 | Office - Research Staff |  | Adequate | 6,985.09 | NO
Lot 14_RA03-Eleanor Harrald_Level Three_EH3.37 _ Office | RA-RA03-03-EH3.37 | RA03-03-EH3.37-Office | Lot 14 | RA | RA03 | Eleanor Harrald | 03 | Level Three | EH3.37 | 99967 | University Vacated | 99939 | Unusable Spaces | 20.34 | Office | 1 | Office Space Group | 101 | Office - Academic Staff |  | Adequate | 3,449.30 | NO
Lot 14_RA03-Eleanor Harrald_Level Three_EH3.39 _ Office | RA-RA03-03-EH3.39 | RA03-03-EH3.39-Office | Lot 14 | RA | RA03 | Eleanor Harrald | 03 | Level Three | EH3.39 | 99967 | University Vacated | 99939 | Unusable Spaces | 20.4 | Office | 1 | Office Space Group | 101 | Office - Academic Staff |  | Adequate | 3,459.48 | NO
Lot 14_RA03-Eleanor Harrald_Level Three_EH3.40 _ Store | RA-RA03-03-EH3.40 | RA03-03-EH3.40-Store | Lot 14 | RA | RA03 | Eleanor Harrald | 03 | Level Three | EH3.40 | 99967 | University Vacated | 99939 | Unusable Spaces | 6.38 | Store | 4 | Ancillary Area Space Group | 419 | Ancillary Area - Store Room - Generic |  | Adequate | 952.10 | NO
Lot 14_RA03-Eleanor Harrald_Level Three_EH3.45 _ Office | RA-RA03-03-EH3.45 | RA03-03-EH3.45-Office | Lot 14 | RA | RA03 | Eleanor Harrald | 03 | Level Three | EH3.45 | 99967 | University Vacated | 99939 | Unusable Spaces | 44.32 | Office | 1 | Office Space Group | 101 | Office - Academic Staff |  | Adequate | 7,515.88 | NO
Lot 14_RA03-Eleanor Harrald_Level Three_EH3.47 _ Office | RA-RA03-03-EH3.47 | RA03-03-EH3.47-Office | Lot 14 | RA | RA03 | Eleanor Harrald | 03 | Level Three | EH3.47 | 99967 | University Vacated | 99939 | Unusable Spaces | 20.75 | Office | 1 | Office Space Group | 101 | Office - Academic Staff |  | Adequate | 3,518.83 | NO
Lot 14_RA03-Eleanor Harrald_Level Three_EH3.48 _ Office | RA-RA03-03-EH3.48 | RA03-03-EH3.48-Office | Lot 14 | RA | RA03 | Eleanor Harrald | 03 | Level Three | EH3.48 | 99967 | University Vacated | 99939 | Unusable Spaces | 34.63 | Office | 1 | Office Space Group | 101 | Office - Academic Staff |  | Adequate | 5,872.63 | NO
Lot 14_RA03-Eleanor Harrald_Level Three_EH3.49 _ Office | RA-RA03-03-EH3.49 | RA03-03-EH3.49-Office | Lot 14 | RA | RA03 | Eleanor Harrald | 03 | Level Three | EH3.49 | 99967 | University Vacated | 99939 | Unusable Spaces | 8.8 | Office | 1 | Office Space Group | 101 | Office - Academic Staff |  | Adequate | 1,492.32 | NO
Lot 14_RA03-Eleanor Harrald_Level Three_EH3.50 _ Office | RA-RA03-03-EH3.50 | RA03-03-EH3.50-Office | Lot 14 | RA | RA03 | Eleanor Harrald | 03 | Level Three | EH3.50 | 99967 | University Vacated | 99939 | Unusable Spaces | 8.89 | Office | 1 | Office Space Group | 101 | Office - Academic Staff |  | Adequate | 1,507.59 | NO
Lot 14_RA03-Eleanor Harrald_Level Three_EH3.51 _ Office | RA-RA03-03-EH3.51 | RA03-03-EH3.51-Office | Lot 14 | RA | RA03 | Eleanor Harrald | 03 | Level Three | EH3.51 | 99967 | University Vacated | 99939 | Unusable Spaces | 8.9 | Office | 1 | Office Space Group | 101 | Office - Academic Staff |  | Adequate | 1,509.28 | NO
Lot 14_RA03-Eleanor Harrald_Level Three_EH3.52 _ Office | RA-RA03-03-EH3.52 | RA03-03-EH3.52-Office | Lot 14 | RA | RA03 | Eleanor Harrald | 03 | Level Three | EH3.52 | 99967 | University Vacated | 99939 | Unusable Spaces | 8.78 | Office | 1 | Office Space Group | 101 | Office - Academic Staff |  | Adequate | 1,488.93 | NO
Lot 14_RA03-Eleanor Harrald_Level Three_EH3.53 _ Office | RA-RA03-03-EH3.53 | RA03-03-EH3.53-Office | Lot 14 | RA | RA03 | Eleanor Harrald | 03 | Level Three | EH3.53 | 99967 | University Vacated | 99939 | Unusable Spaces | 8.83 | Office | 1 | Office Space Group | 101 | Office - Academic Staff |  | Adequate | 1,497.41 | NO
Lot 14_RA03-Eleanor Harrald_Level Three_EH3.54 _ Office | RA-RA03-03-EH3.54 | RA03-03-EH3.54-Office | Lot 14 | RA | RA03 | Eleanor Harrald | 03 | Level Three | EH3.54 | 99967 | University Vacated | 99939 | Unusable Spaces | 8.78 | Office | 1 | Office Space Group | 101 | Office - Academic Staff |  | Adequate | 1,488.93 | NO
Lot 14_RA03-Eleanor Harrald_Level Three_EH3.55 _ Office | RA-RA03-03-EH3.55 | RA03-03-EH3.55-Office | Lot 14 | RA | RA03 | Eleanor Harrald | 03 | Level Three | EH3.55 | 99967 | University Vacated | 99939 | Unusable Spaces | 8.93 | Office | 1 | Office Space Group | 101 | Office - Academic Staff |  | Adequate | 1,514.37 | NO
Lot 14_RA03-Eleanor Harrald_Level Three_EH3.60 _ Office | RA-RA03-03-EH3.60 | RA03-03-EH3.60-Office | Lot 14 | RA | RA03 | Eleanor Harrald | 03 | Level Three | EH3.60 | 99967 | University Vacated | 99939 | Unusable Spaces | 9.19 | Office | 1 | Office Space Group | 102 | Office - Research Staff |  | Adequate | 1,558.46 | NO
Lot 14_RA03-Eleanor Harrald_Level Three_EH3.61 _ Office | RA-RA03-03-EH3.61 | RA03-03-EH3.61-Office | Lot 14 | RA | RA03 | Eleanor Harrald | 03 | Level Three | EH3.61 | 99967 | University Vacated | 99939 | Unusable Spaces | 9.35 | Office | 1 | Office Space Group | 102 | Office - Research Staff |  | Adequate | 1,585.59 | NO
Lot 14_RA03-Eleanor Harrald_Level Three_EH3.62 _ Office | RA-RA03-03-EH3.62 | RA03-03-EH3.62-Office | Lot 14 | RA | RA03 | Eleanor Harrald | 03 | Level Three | EH3.62 | 99967 | University Vacated | 99939 | Unusable Spaces | 8.99 | Office | 1 | Office Space Group | 102 | Office - Research Staff |  | Adequate | 1,524.54 | NO
Lot 14_RA03-Eleanor Harrald_Level Three_EH3.63 _ Office | RA-RA03-03-EH3.63 | RA03-03-EH3.63-Office | Lot 14 | RA | RA03 | Eleanor Harrald | 03 | Level Three | EH3.63 | 99967 | University Vacated | 99939 | Unusable Spaces | 8.98 | Office | 1 | Office Space Group | 102 | Office - Research Staff |  | Adequate | 1,522.85 | NO
Lot 14_RA03-Eleanor Harrald_Level Three_EH3.64 _ Office | RA-RA03-03-EH3.64 | RA03-03-EH3.64-Office | Lot 14 | RA | RA03 | Eleanor Harrald | 03 | Level Three | EH3.64 | 99967 | University Vacated | 99939 | Unusable Spaces | 9.05 | Office | 1 | Office Space Group | 101 | Office - Academic Staff |  | Adequate | 1,534.72 | NO
Lot 14_RA03-Eleanor Harrald_Level Three_EH3.65 _ Office | RA-RA03-03-EH3.65 | RA03-03-EH3.65-Office | Lot 14 | RA | RA03 | Eleanor Harrald | 03 | Level Three | EH3.65 | 99967 | University Vacated | 99939 | Unusable Spaces | 8.7 | Office | 1 | Office Space Group | 101 | Office - Academic Staff |  | Adequate | 1,475.36 | NO
Lot 14_RA03-Eleanor Harrald_Level Three_EH3.66 _ Office | RA-RA03-03-EH3.66 | RA03-03-EH3.66-Office | Lot 14 | RA | RA03 | Eleanor Harrald | 03 | Level Three | EH3.66 | 99967 | University Vacated | 99939 | Unusable Spaces | 8.74 | Office | 1 | Office Space Group | 101 | Office - Academic Staff |  | Adequate | 1,482.15 | NO
Lot 14_RA03-Eleanor Harrald_Level Four_EH4.31 _ Tea Room | RA-RA03-04-EH4.31 | RA03-04-EH4.31-Tea Room | Lot 14 | RA | RA03 | Eleanor Harrald | 04 | Level Four | EH4.31 | 99967 | University Vacated | 99939 | Unusable Spaces | 7.84 | Tea Room | 6 | General Facility Space Group | 608 | General Facility - Kitchen/Servery/Food Storage |  | Adequate | 1,489.07 | NO
Lot 14_RA03-Eleanor Harrald_Level Four_EH4.32 _ Office - Senior Lecturers | RA-RA03-04-EH4.32 | RA03-04-EH4.32-Office - Senior Lecturers | Lot 14 | RA | RA03 | Eleanor Harrald | 04 | Level Four | EH4.32 | 99967 | University Vacated | 99939 | Unusable Spaces | 17.1 | Office - Senior Lecturers | 1 | Office Space Group | 101 | Office - Academic Staff |  | Adequate | 2,899.85 | NO
Lot 14_RA03-Eleanor Harrald_Level Four_EH4.33 _ Office - Research | RA-RA03-04-EH4.33 | RA03-04-EH4.33-Office - Research | Lot 14 | RA | RA03 | Eleanor Harrald | 04 | Level Four | EH4.33 | 99967 | University Vacated | 99939 | Unusable Spaces | 16.32 | Office - Research | 1 | Office Space Group | 102 | Office - Research Staff |  | Adequate | 2,767.58 | NO
Lot 14_RA03-Eleanor Harrald_Level Four_EH4.34 _ Office - PHD / Research | RA-RA03-04-EH4.34 | RA03-04-EH4.34-Office - PHD / Research | Lot 14 | RA | RA03 | Eleanor Harrald | 04 | Level Four | EH4.34 | 99967 | University Vacated | 99939 | Unusable Spaces | 16.4 | Office - PHD / Research | 1 | Office Space Group | 103 | Office - Research Students |  | Adequate | 2,781.15 | NO
Lot 14_RA03-Eleanor Harrald_Level Four_EH4.35 _ Waiting | RA-RA03-04-EH4.35 | RA03-04-EH4.35-Waiting | Lot 14 | RA | RA03 | Eleanor Harrald | 04 | Level Four | EH4.35 | 99967 | University Vacated | 99939 | Unusable Spaces | 9.09 | Waiting | 6 | General Facility Space Group | 623 | General Facility - Waiting Area/Foyer/Reception Area |  | Adequate | 1,726.48 | NO
Lot 14_RA03-Eleanor Harrald_Level Four_EH4.35A _ Reception Area | RA-RA03-04-EH4.35A | RA03-04-EH4.35A-Reception Area | Lot 14 | RA | RA03 | Eleanor Harrald | 04 | Level Four | EH4.35A | 99967 | University Vacated | 99939 | Unusable Spaces | 22.23 | Reception Area | 6 | General Facility Space Group | 623 | General Facility - Waiting Area/Foyer/Reception Area |  | Adequate | 4,222.19 | NO
Lot 14_RA03-Eleanor Harrald_Level Four_EH4.36 _ Clinical Trials Room | RA-RA03-04-EH4.36 | RA03-04-EH4.36-Clinical Trials Room | Lot 14 | RA | RA03 | Eleanor Harrald | 04 | Level Four | EH4.36 | 99967 | University Vacated | 99939 | Unusable Spaces | 6.91 | Clinical Trials Room | 3 | Specialist Teaching or Research Space Group | 334 | Interview/Consultation Room Practice room |  | Adequate | 1,558.51 | NO
Lot 14_RA03-Eleanor Harrald_Level Four_EH4.37 _ Store | RA-RA03-04-EH4.37 | RA03-04-EH4.37-Store | Lot 14 | RA | RA03 | Eleanor Harrald | 04 | Level Four | EH4.37 | 99967 | University Vacated | 99939 | Unusable Spaces | 5.55 | Store | 4 | Ancillary Area Space Group | 419 | Ancillary Area - Store Room - Generic |  | Adequate | 828.24 | NO
Lot 14_RA03-Eleanor Harrald_Level Four_EH4.39 _ Office - Lecturer | RA-RA03-04-EH4.39 | RA03-04-EH4.39-Office - Lecturer | Lot 14 | RA | RA03 | Eleanor Harrald | 04 | Level Four | EH4.39 | 99967 | University Vacated | 99939 | Unusable Spaces | 18.4 | Office - Lecturer | 1 | Office Space Group | 101 | Office - Academic Staff |  | Adequate | 3,120.31 | NO
Lot 14_RA03-Eleanor Harrald_Level Four_EH4.41 _ Office - Dept. Head | RA-RA03-04-EH4.41 | RA03-04-EH4.41-Office - Dept. Head | Lot 14 | RA | RA03 | Eleanor Harrald | 04 | Level Four | EH4.41 | 99967 | University Vacated | 99939 | Unusable Spaces | 19.12 | Office - Dept. Head | 1 | Office Space Group | 101 | Office - Academic Staff |  | Adequate | 3,242.41 | NO
Lot 14_RA03-Eleanor Harrald_Level Four_EH4.47 _ Office - Post Grad. | RA-RA03-04-EH4.47 | RA03-04-EH4.47-Office - Post Grad. | Lot 14 | RA | RA03 | Eleanor Harrald | 04 | Level Four | EH4.47 | 99967 | University Vacated | 99939 | Unusable Spaces | 24.87 | Office - Post Grad. | 1 | Office Space Group | 103 | Office - Research Students |  | Adequate | 4,217.51 | NO
Lot 14_RA03-Eleanor Harrald_Level Four_EH4.49 _ Clinical Trials Room | RA-RA03-04-EH4.49 | RA03-04-EH4.49-Clinical Trials Room | Lot 14 | RA | RA03 | Eleanor Harrald | 04 | Level Four | EH4.49 | 99967 | University Vacated | 99939 | Unusable Spaces | 12.49 | Clinical Trials Room | 3 | Specialist Teaching or Research Space Group | 334 | Interview/Consultation Room Practice room |  | Adequate | 2,817.05 | NO
Lot 14_RA03-Eleanor Harrald_Level Four_EH4.50 _ Office | RA-RA03-04-EH4.50 | RA03-04-EH4.50-Office | Lot 14 | RA | RA03 | Eleanor Harrald | 04 | Level Four | EH4.50 | 99967 | University Vacated | 99939 | Unusable Spaces | 17.99 | Office | 1 | Office Space Group | 101 | Office - Academic Staff |  | Adequate | 3,050.78 | NO
Lot 14_RA03-Eleanor Harrald_Level Four_EH4.51 _ Store | RA-RA03-04-EH4.51 | RA03-04-EH4.51-Store | Lot 14 | RA | RA03 | Eleanor Harrald | 04 | Level Four | EH4.51 | 99967 | University Vacated | 99939 | Unusable Spaces | 7.44 | Store | 4 | Ancillary Area Space Group | 419 | Ancillary Area - Store Room - Generic |  | Adequate | 1,110.29 | NO
Lot 14_RA03-Eleanor Harrald_Level Four_EH4.52 _ Office - Post Grad. | RA-RA03-04-EH4.52 | RA03-04-EH4.52-Office - Post Grad. | Lot 14 | RA | RA03 | Eleanor Harrald | 04 | Level Four | EH4.52 | 99967 | University Vacated | 99939 | Unusable Spaces | 32.34 | Office - Post Grad. | 1 | Office Space Group | 103 | Office - Research Students |  | Adequate | 5,484.29 | NO
Lot 14_RA03-Eleanor Harrald_Level Four_EH4.56 _ Office - Hon Student | RA-RA03-04-EH4.56 | RA03-04-EH4.56-Office - Hon Student | Lot 14 | RA | RA03 | Eleanor Harrald | 04 | Level Four | EH4.56 | 99967 | University Vacated | 99939 | Unusable Spaces | 11.11 | Office - Hon Student | 1 | Office Space Group | 103 | Office - Research Students |  | Adequate | 1,884.06 | NO
Lot 14_RA03-Eleanor Harrald_Level Five_EH5.02 _ File Room | RA-RA03-05-EH5.02 | RA03-05-EH5.02-File Room | Lot 14 | RA | RA03 | Eleanor Harrald | 05 | Level Five | EH5.02 | 99967 | University Vacated | 99939 | Unusable Spaces | 2.44 | File Room | 1 | Office Space Group | 101 | Office - Academic Staff |  | Adequate | 413.78 | NO
Lot 14_RA03-Eleanor Harrald_Level Five_EH5.03 _ Waiting | RA-RA03-05-EH5.03 | RA03-05-EH5.03-Waiting | Lot 14 | RA | RA03 | Eleanor Harrald | 05 | Level Five | EH5.03 | 99967 | University Vacated | 99939 | Unusable Spaces | 16.55 | Waiting | 6 | General Facility Space Group | 623 | General Facility - Waiting Area/Foyer/Reception Area |  | Adequate | 3,143.37 | NO
Lot 14_RA03-Eleanor Harrald_Level Five_EH5.04 _ Consulting Room | RA-RA03-05-EH5.04 | RA03-05-EH5.04-Consulting Room | Lot 14 | RA | RA03 | Eleanor Harrald | 05 | Level Five | EH5.04 | 99967 | University Vacated | 99939 | Unusable Spaces | 14.81 | Consulting Room | 3 | Specialist Teaching or Research Space Group | 314 | Clinical Areas Teaching Space - Undergraduate/Postgraduate |  | Adequate | 3,340.31 | NO
Lot 14_RA03-Eleanor Harrald_Level Five_EH5.05 _ Office - Dept. Head | RA-RA03-05-EH5.05 | RA03-05-EH5.05-Office - Dept. Head | Lot 14 | RA | RA03 | Eleanor Harrald | 05 | Level Five | EH5.05 | 99967 | University Vacated | 99939 | Unusable Spaces | 29.85 | Office - Dept. Head | 1 | Office Space Group | 101 | Office - Academic Staff |  | Adequate | 5,062.03 | NO
Lot 14_RA03-Eleanor Harrald_Level Five_EH5.06 _ Office - Secretary | RA-RA03-05-EH5.06 | RA03-05-EH5.06-Office - Secretary | Lot 14 | RA | RA03 | Eleanor Harrald | 05 | Level Five | EH5.06 | 99967 | University Vacated | 99939 | Unusable Spaces | 14.85 | Office - Secretary | 1 | Office Space Group | 108 | Office - Professional/General Staff |  | Adequate | 2,518.29 | NO
Lot 14_RA03-Eleanor Harrald_Level Five_EH5.11 _ Office - Research | RA-RA03-05-EH5.11 | RA03-05-EH5.11-Office - Research | Lot 14 | RA | RA03 | Eleanor Harrald | 05 | Level Five | EH5.11 | 99967 | University Vacated | 99939 | Unusable Spaces | 60.36 | Office - Research | 1 | Office Space Group | 102 | Office - Research Staff |  | Adequate | 10,235.98 | NO
Lot 14_RA03-Eleanor Harrald_Level Five_EH5.12 _ Write Up - Computer Ar | RA-RA03-05-EH5.12 | RA03-05-EH5.12-Write Up - Computer Ar | Lot 14 | RA | RA03 | Eleanor Harrald | 05 | Level Five | EH5.12 | 99967 | University Vacated | 99939 | Unusable Spaces | 9.9 | Write Up - Computer Ar | 1 | Office Space Group | 101 | Office - Academic Staff |  | Adequate | 1,678.86 | NO
Lot 14_RA03-Eleanor Harrald_Level Five_EH5.13 _ Office - Microscope | RA-RA03-05-EH5.13 | RA03-05-EH5.13-Office - Microscope | Lot 14 | RA | RA03 | Eleanor Harrald | 05 | Level Five | EH5.13 | 99967 | University Vacated | 99939 | Unusable Spaces | 5.03 | Office - Microscope | 1 | Office Space Group | 101 | Office - Academic Staff |  | Adequate | 853.00 | NO
Lot 14_RA03-Eleanor Harrald_Level Five_EH5.14 _ Operation Laboratory | RA-RA03-05-EH5.14 | RA03-05-EH5.14-Operation Laboratory | Lot 14 | RA | RA03 | Eleanor Harrald | 05 | Level Five | EH5.14 | 99967 | University Vacated | 99939 | Unusable Spaces | 30.9 | Operation Laboratory | 3 | Specialist Teaching or Research Space Group | 300 | Laboratory - Specialist teaching and research - type not defined |  | Adequate | 6,969.32 | NO
Lot 14_RA03-Eleanor Harrald_Level Five_EH5.15 _ Physio Laboratory | RA-RA03-05-EH5.15 | RA03-05-EH5.15-Physio Laboratory | Lot 14 | RA | RA03 | Eleanor Harrald | 05 | Level Five | EH5.15 | 99967 | University Vacated | 99939 | Unusable Spaces | 16.8 | Physio Laboratory | 3 | Specialist Teaching or Research Space Group | 300 | Laboratory - Specialist teaching and research - type not defined |  | Adequate | 3,789.14 | NO
Lot 14_RA03-Eleanor Harrald_Level Five_EH5.16 _ Store | RA-RA03-05-EH5.16 | RA03-05-EH5.16-Store | Lot 14 | RA | RA03 | Eleanor Harrald | 05 | Level Five | EH5.16 | 99967 | University Vacated | 99939 | Unusable Spaces | 6.78 | Store | 4 | Ancillary Area Space Group | 419 | Ancillary Area - Store Room - Generic |  | Adequate | 1,011.79 | NO
Lot 14_RA03-Eleanor Harrald_Level Five_EH5.17 _ Rodent House | RA-RA03-05-EH5.17 | RA03-05-EH5.17-Rodent House | Lot 14 | RA | RA03 | Eleanor Harrald | 05 | Level Five | EH5.17 | 99967 | University Vacated | 99939 | Unusable Spaces | 19.42 | Rodent House | 4 | Ancillary Area Space Group | 404 | Ancillary Area - Animal Holding |  | Adequate | 2,898.09 | NO
Lot 14_RA03-Eleanor Harrald_Level Five_EH5.22 _ Tissue Culture | RA-RA03-05-EH5.22 | RA03-05-EH5.22-Tissue Culture | Lot 14 | RA | RA03 | Eleanor Harrald | 05 | Level Five | EH5.22 | 99967 | University Vacated | 99939 | Unusable Spaces | 7.29 | Tissue Culture | 3 | Specialist Teaching or Research Space Group | 300 | Laboratory - Specialist teaching and research - type not defined |  | Adequate | 1,644.22 | NO
Lot 14_RA03-Eleanor Harrald_Level Five_EH5.23 _ Tissue Culture Equ. | RA-RA03-05-EH5.23 | RA03-05-EH5.23-Tissue Culture Equ. | Lot 14 | RA | RA03 | Eleanor Harrald | 05 | Level Five | EH5.23 | 99967 | University Vacated | 99939 | Unusable Spaces | 9.6 | Tissue Culture Equ. | 3 | Specialist Teaching or Research Space Group | 300 | Laboratory - Specialist teaching and research - type not defined |  | Adequate | 2,165.22 | NO
Lot 14_RA03-Eleanor Harrald_Level Five_EH5.24 _ Tissue Culture (Dirty) | RA-RA03-05-EH5.24 | RA03-05-EH5.24-Tissue Culture (Dirty) | Lot 14 | RA | RA03 | Eleanor Harrald | 05 | Level Five | EH5.24 | 99967 | University Vacated | 99939 | Unusable Spaces | 10.65 | Tissue Culture (Dirty) | 3 | Specialist Teaching or Research Space Group | 300 | Laboratory - Specialist teaching and research - type not defined |  | Adequate | 2,402.05 | NO
Lot 14_RA03-Eleanor Harrald_Level Five_EH5.25 _ Freezer Room | RA-RA03-05-EH5.25 | RA03-05-EH5.25-Freezer Room | Lot 14 | RA | RA03 | Eleanor Harrald | 05 | Level Five | EH5.25 | 99967 | University Vacated | 99939 | Unusable Spaces | 8.95 | Freezer Room | 4 | Ancillary Area Space Group | 405 | Ancillary Area - Constant Temperature/ Freezer/Cold/Warm Rooms |  | Adequate | 1,335.63 | NO
Lot 14_RA03-Eleanor Harrald_Level Five_EH5.26 _ Store | RA-RA03-05-EH5.26 | RA03-05-EH5.26-Store | Lot 14 | RA | RA03 | Eleanor Harrald | 05 | Level Five | EH5.26 | 99967 | University Vacated | 99939 | Unusable Spaces | 6.73 | Store | 4 | Ancillary Area Space Group | 419 | Ancillary Area - Store Room - Generic |  | Adequate | 1,004.33 | NO
Lot 14_RA03-Eleanor Harrald_Level Five_EH5.27 _ Photocopy | RA-RA03-05-EH5.27 | RA03-05-EH5.27-Photocopy | Lot 14 | RA | RA03 | Eleanor Harrald | 05 | Level Five | EH5.27 | 99967 | University Vacated | 99939 | Unusable Spaces | 6.7 | Photocopy | 6 | General Facility Space Group | 603 | General Facility - Resource room |  | Adequate | 1,272.54 | NO
Lot 14_RA03-Eleanor Harrald_Level Five_EH5.28 _ Office - Research | RA-RA03-05-EH5.28 | RA03-05-EH5.28-Office - Research | Lot 14 | RA | RA03 | Eleanor Harrald | 05 | Level Five | EH5.28 | 99967 | University Vacated | 99939 | Unusable Spaces | 18.75 | Office - Research | 1 | Office Space Group | 102 | Office - Research Staff |  | Adequate | 3,179.67 | NO
Lot 14_RA03-Eleanor Harrald_Level Five_EH5.30 _ Office - Post Grad. | RA-RA03-05-EH5.30 | RA03-05-EH5.30-Office - Post Grad. | Lot 14 | RA | RA03 | Eleanor Harrald | 05 | Level Five | EH5.30 | 99967 | University Vacated | 99939 | Unusable Spaces | 28.27 | Office - Post Grad. | 1 | Office Space Group | 103 | Office - Research Students |  | Adequate | 4,794.09 | NO
Lot 14_RA03-Eleanor Harrald_Level Five_EH5.30B _ Office | RA-RA03-05-EH5.30B | RA03-05-EH5.30B-Office | Lot 14 | RA | RA03 | Eleanor Harrald | 05 | Level Five | EH5.30B | 99967 | University Vacated | 99939 | Unusable Spaces | 9.88 | Office | 1 | Office Space Group | 101 | Office - Academic Staff |  | Adequate | 1,675.47 | NO
Lot 14_RA03-Eleanor Harrald_Level Five_EH5.31 _ Seminar / Tea | RA-RA03-05-EH5.31 | RA03-05-EH5.31-Seminar / Tea | Lot 14 | RA | RA03 | Eleanor Harrald | 05 | Level Five | EH5.31 | 99967 | University Vacated | 99939 | Unusable Spaces | 18.82 | Seminar / Tea | 6 | General Facility Space Group | 608 | General Facility - Kitchen/Servery/Food Storage |  | Adequate | 3,574.52 | NO
Lot 14_RA03-Eleanor Harrald_Level Five_EH5.32 _ Office | RA-RA03-05-EH5.32 | RA03-05-EH5.32-Office | Lot 14 | RA | RA03 | Eleanor Harrald | 05 | Level Five | EH5.32 | 99967 | University Vacated | 99939 | Unusable Spaces | 17.69 | Office | 1 | Office Space Group | 101 | Office - Academic Staff |  | Adequate | 2,999.91 | NO
Lot 14_RA03-Eleanor Harrald_Level Five_EH5.33 _ Office | RA-RA03-05-EH5.33 | RA03-05-EH5.33-Office | Lot 14 | RA | RA03 | Eleanor Harrald | 05 | Level Five | EH5.33 | 99967 | University Vacated | 99939 | Unusable Spaces | 17.69 | Office | 1 | Office Space Group | 101 | Office - Academic Staff |  | Adequate | 2,999.91 | NO
Lot 14_RA03-Eleanor Harrald_Level Five_EH5.34 _ Office | RA-RA03-05-EH5.34 | RA03-05-EH5.34-Office | Lot 14 | RA | RA03 | Eleanor Harrald | 05 | Level Five | EH5.34 | 99967 | University Vacated | 99939 | Unusable Spaces | 17.69 | Office | 1 | Office Space Group | 101 | Office - Academic Staff |  | Adequate | 2,999.91 | NO
Lot 14_RA03-Eleanor Harrald_Level Five_EH5.35 _ Office | RA-RA03-05-EH5.35 | RA03-05-EH5.35-Office | Lot 14 | RA | RA03 | Eleanor Harrald | 05 | Level Five | EH5.35 | 99967 | University Vacated | 99939 | Unusable Spaces | 12.09 | Office | 1 | Office Space Group | 101 | Office - Academic Staff |  | Adequate | 2,050.25 | NO
Lot 14_RA03-Eleanor Harrald_Level Five_EH5.54A _ Office | RA-RA03-05-EH5.54A | RA03-05-EH5.54A-Office | Lot 14 | RA | RA03 | Eleanor Harrald | 05 | Level Five | EH5.54A | 99967 | University Vacated | 99939 | Unusable Spaces | 24.97 | Office | 1 | Office Space Group | 101 | Office - Academic Staff |  | Adequate | 4,234.47 | NO
Lot 14_RA03-Eleanor Harrald_Level Five_EH5.61 _ Office | RA-RA03-05-EH5.61 | RA03-05-EH5.61-Office | Lot 14 | RA | RA03 | Eleanor Harrald | 05 | Level Five | EH5.61 | 99967 | University Vacated | 99939 | Unusable Spaces | 6.15 | Office | 1 | Office Space Group | 101 | Office - Academic Staff |  | Adequate | 1,042.93 | NO
Lot 14_RA03-Eleanor Harrald_Level Five_EH5.65 _ Office | RA-RA03-05-EH5.65 | RA03-05-EH5.65-Office | Lot 14 | RA | RA03 | Eleanor Harrald | 05 | Level Five | EH5.65 | 99967 | University Vacated | 99939 | Unusable Spaces | 7.53 | Office | 1 | Office Space Group | 101 | Office - Academic Staff |  | Adequate | 1,276.95 | NO
Lot 14_RA03-Eleanor Harrald_Level Six_EH6.01 _ Corr. | RA-RA03-06-EH6.01 | RA03-06-EH6.01-Corr. | Lot 14 | RA | RA03 | Eleanor Harrald | 06 | Level Six | EH6.01 | 99939 | Unusable Spaces | 99939 | Unusable Spaces | 11.75 | Corr. | 8 | Non Useable Floor Area Space Group | 805 | Non-usable - Circulation space |  | Unknown | 0.00 | NO
Lot 14_RA03-Eleanor Harrald_Level Six_EH6.02 _ Corr. | RA-RA03-06-EH6.02 | RA03-06-EH6.02-Corr. | Lot 14 | RA | RA03 | Eleanor Harrald | 06 | Level Six | EH6.02 | 99939 | Unusable Spaces | 99939 | Unusable Spaces | 6.48 | Corr. | 8 | Non Useable Floor Area Space Group | 805 | Non-usable - Circulation space |  | Unknown | 0.00 | NO
Lot 14_RA03-Eleanor Harrald_Level Six_EH6.03 _ Preparation Room | RA-RA03-06-EH6.03 | RA03-06-EH6.03-Preparation Room | Lot 14 | RA | RA03 | Eleanor Harrald | 06 | Level Six | EH6.03 | 99967 | University Vacated | 99939 | Unusable Spaces | 8.82 | Preparation Room | 4 | Ancillary Area Space Group | 401 | Ancillary Area - Laboratory Service and Preparation |  | Adequate | 1,316.23 | NO
Lot 14_RA03-Eleanor Harrald_Level Six_EH6.04 _ Research Room 3 | RA-RA03-06-EH6.04 | RA03-06-EH6.04-Research Room 3 | Lot 14 | RA | RA03 | Eleanor Harrald | 06 | Level Six | EH6.04 | 99967 | University Vacated | 99939 | Unusable Spaces | 18.25 | Research Room 3 | 3 | Specialist Teaching or Research Space Group | 300 | Laboratory - Specialist teaching and research - type not defined |  | Adequate | 4,116.18 | NO
Lot 14_RA03-Eleanor Harrald_Level Six_EH6.06 _ Research Room 2 | RA-RA03-06-EH6.06 | RA03-06-EH6.06-Research Room 2 | Lot 14 | RA | RA03 | Eleanor Harrald | 06 | Level Six | EH6.06 | 99967 | University Vacated | 99939 | Unusable Spaces | 16.35 | Research Room 2 | 3 | Specialist Teaching or Research Space Group | 300 | Laboratory - Specialist teaching and research - type not defined |  | Adequate | 3,687.65 | NO
Lot 14_RA03-Eleanor Harrald_Level Six_EH6.06A _ Store | RA-RA03-06-EH6.06A | RA03-06-EH6.06A-Store | Lot 14 | RA | RA03 | Eleanor Harrald | 06 | Level Six | EH6.06A | 99967 | University Vacated | 99939 | Unusable Spaces | 4.95 | Store | 4 | Ancillary Area Space Group | 419 | Ancillary Area - Store Room - Generic |  | Adequate | 738.70 | NO
Lot 14_RA03-Eleanor Harrald_Level Six_EH6.06B _ Research Room 4 | RA-RA03-06-EH6.06B | RA03-06-EH6.06B-Research Room 4 | Lot 14 | RA | RA03 | Eleanor Harrald | 06 | Level Six | EH6.06B | 99967 | University Vacated | 99939 | Unusable Spaces | 12.75 | Research Room 4 | 3 | Specialist Teaching or Research Space Group | 300 | Laboratory - Specialist teaching and research - type not defined |  | Adequate | 2,875.69 | NO
Lot 14_RA03-Eleanor Harrald_Level Six_EH6.07 _ Research Room 1 | RA-RA03-06-EH6.07 | RA03-06-EH6.07-Research Room 1 | Lot 14 | RA | RA03 | Eleanor Harrald | 06 | Level Six | EH6.07 | 99967 | University Vacated | 99939 | Unusable Spaces | 26.54 | Research Room 1 | 3 | Specialist Teaching or Research Space Group | 300 | Laboratory - Specialist teaching and research - type not defined |  | Adequate | 5,985.94 | NO
Lot 14_RA03-Eleanor Harrald_Level Six_EH6.08 _ Office - Post Doct. | RA-RA03-06-EH6.08 | RA03-06-EH6.08-Office - Post Doct. | Lot 14 | RA | RA03 | Eleanor Harrald | 06 | Level Six | EH6.08 | 99967 | University Vacated | 99939 | Unusable Spaces | 31.76 | Office - Post Doct. | 1 | Office Space Group | 103 | Office - Research Students |  | Adequate | 5,385.93 | NO
Lot 14_RA03-Eleanor Harrald_Level Six_EH6.09 _ Office - Informatics | RA-RA03-06-EH6.09 | RA03-06-EH6.09-Office - Informatics | Lot 14 | RA | RA03 | Eleanor Harrald | 06 | Level Six | EH6.09 | 99967 | University Vacated | 99939 | Unusable Spaces | 15.36 | Office - Informatics | 1 | Office Space Group | 101 | Office - Academic Staff |  | Adequate | 2,604.78 | NO
Lot 14_RA03-Eleanor Harrald_Level Six_EH6.10 _ File Store | RA-RA03-06-EH6.10 | RA03-06-EH6.10-File Store | Lot 14 | RA | RA03 | Eleanor Harrald | 06 | Level Six | EH6.10 | 99967 | University Vacated | 99939 | Unusable Spaces | 3.27 | File Store | 4 | Ancillary Area Space Group | 419 | Ancillary Area - Store Room - Generic |  | Adequate | 487.99 | NO
Lot 14_RA03-Eleanor Harrald_Level Six_EH6.11 _ Medicine Computer Room | RA-RA03-06-EH6.11 | RA03-06-EH6.11-Medicine Computer Room | Lot 14 | RA | RA03 | Eleanor Harrald | 06 | Level Six | EH6.11 | 99967 | University Vacated | 99939 | Unusable Spaces | 22.59 | Medicine Computer Room | 3 | Specialist Teaching or Research Space Group | 310 | Laboratory - Computing - Open Access |  | Adequate | 5,095.04 | NO
Lot 14_RA03-Eleanor Harrald_Level Six_EH6.12 _ Office - Post Grad. | RA-RA03-06-EH6.12 | RA03-06-EH6.12-Office - Post Grad. | Lot 14 | RA | RA03 | Eleanor Harrald | 06 | Level Six | EH6.12 | 99967 | University Vacated | 99939 | Unusable Spaces | 29.76 | Office - Post Grad. | 1 | Office Space Group | 103 | Office - Research Students |  | Adequate | 5,046.76 | NO
Lot 14_RA03-Eleanor Harrald_Level Six_EH6.13 _ Equipment Store | RA-RA03-06-EH6.13 | RA03-06-EH6.13-Equipment Store | Lot 14 | RA | RA03 | Eleanor Harrald | 06 | Level Six | EH6.13 | 99967 | University Vacated | 99939 | Unusable Spaces | 8.6 | Equipment Store | 4 | Ancillary Area Space Group | 401 | Ancillary Area - Laboratory Service and Preparation |  | Adequate | 1,283.40 | NO
Lot 14_RA03-Eleanor Harrald_Level Six_EH6.14 _ Radioisotope Laboratory | RA-RA03-06-EH6.14 | RA03-06-EH6.14-Radioisotope Laboratory | Lot 14 | RA | RA03 | Eleanor Harrald | 06 | Level Six | EH6.14 | 99967 | University Vacated | 99939 | Unusable Spaces | 19.26 | Radioisotope Laboratory | 3 | Specialist Teaching or Research Space Group | 300 | Laboratory - Specialist teaching and research - type not defined |  | Adequate | 4,343.98 | NO
Lot 14_RA03-Eleanor Harrald_Level Six_EH6.15 _ Wet Laboratory | RA-RA03-06-EH6.15 | RA03-06-EH6.15-Wet Laboratory | Lot 14 | RA | RA03 | Eleanor Harrald | 06 | Level Six | EH6.15 | 99967 | University Vacated | 99939 | Unusable Spaces | 37.99 | Wet Laboratory | 3 | Specialist Teaching or Research Space Group | 300 | Laboratory - Specialist teaching and research - type not defined |  | Adequate | 8,568.43 | NO
Lot 14_RA03-Eleanor Harrald_Level Six_EH6.16 _ Rod Store | RA-RA03-06-EH6.16 | RA03-06-EH6.16-Rod Store | Lot 14 | RA | RA03 | Eleanor Harrald | 06 | Level Six | EH6.16 | 99967 | University Vacated | 99939 | Unusable Spaces | 8.91 | Rod Store | 4 | Ancillary Area Space Group | 401 | Ancillary Area - Laboratory Service and Preparation |  | Adequate | 1,329.66 | NO
Lot 14_RA03-Eleanor Harrald_Level Six_EH6.18 _ Store | RA-RA03-06-EH6.18 | RA03-06-EH6.18-Store | Lot 14 | RA | RA03 | Eleanor Harrald | 06 | Level Six | EH6.18 | 99967 | University Vacated | 99939 | Unusable Spaces | 28.12 | Store | 4 | Ancillary Area Space Group | 419 | Ancillary Area - Store Room - Generic |  | Adequate | 4,196.41 | NO
Lot 14_RA03-Eleanor Harrald_Level Six_EH6.20 _ Office | RA-RA03-06-EH6.20 | RA03-06-EH6.20-Office | Lot 14 | RA | RA03 | Eleanor Harrald | 06 | Level Six | EH6.20 | 99967 | University Vacated | 99939 | Unusable Spaces | 8.89 | Office | 1 | Office Space Group | 101 | Office - Academic Staff |  | Adequate | 1,507.59 | NO
Lot 14_RA03-Eleanor Harrald_Level Six_EH6.20A _ Office | RA-RA03-06-EH6.20A | RA03-06-EH6.20A-Office | Lot 14 | RA | RA03 | Eleanor Harrald | 06 | Level Six | EH6.20A | 99967 | University Vacated | 99939 | Unusable Spaces | 9.26 | Office | 1 | Office Space Group | 101 | Office - Academic Staff |  | Adequate | 1,570.33 | NO
Lot 14_RA03-Eleanor Harrald_Level Six_EH6.21 _ Office | RA-RA03-06-EH6.21 | RA03-06-EH6.21-Office | Lot 14 | RA | RA03 | Eleanor Harrald | 06 | Level Six | EH6.21 | 99967 | University Vacated | 99939 | Unusable Spaces | 8.48 | Office | 1 | Office Space Group | 101 | Office - Academic Staff |  | Adequate | 1,438.06 | NO
Lot 14_RA03-Eleanor Harrald_Level Six_EH6.22 _ Corr. | RA-RA03-06-EH6.22 | RA03-06-EH6.22-Corr. | Lot 14 | RA | RA03 | Eleanor Harrald | 06 | Level Six | EH6.22 | 99967 | University Vacated | 99939 | Unusable Spaces | 37.78 | Corr. | 8 | Non Useable Floor Area Space Group | 805 | Non-usable - Circulation space |  | Adequate | 0.00 | NO
Lot 14_RA03-Eleanor Harrald_Level Six_EH6.23 _ Office | RA-RA03-06-EH6.23 | RA03-06-EH6.23-Office | Lot 14 | RA | RA03 | Eleanor Harrald | 06 | Level Six | EH6.23 | 99967 | University Vacated | 99939 | Unusable Spaces | 13.73 | Office | 1 | Office Space Group | 101 | Office - Academic Staff |  | Adequate | 2,328.36 | NO
Lot 14_RA03-Eleanor Harrald_Level Six_EH6.24 _ Equipment Store | RA-RA03-06-EH6.24 | RA03-06-EH6.24-Equipment Store | Lot 14 | RA | RA03 | Eleanor Harrald | 06 | Level Six | EH6.24 | 99967 | University Vacated | 99939 | Unusable Spaces | 17.23 | Equipment Store | 4 | Ancillary Area Space Group | 419 | Ancillary Area - Store Room - Generic |  | Adequate | 2,571.27 | NO
Lot 14_RA03-Eleanor Harrald_Level Six_EH6.25 _ Staff Tea Room | RA-RA03-06-EH6.25 | RA03-06-EH6.25-Staff Tea Room | Lot 14 | RA | RA03 | Eleanor Harrald | 06 | Level Six | EH6.25 | 99967 | University Vacated | 99939 | Unusable Spaces | 8.93 | Staff Tea Room | 6 | General Facility Space Group | 608 | General Facility - Kitchen/Servery/Food Storage |  | Adequate | 1,696.09 | NO
Lot 14_RA03-Eleanor Harrald_Level Six_EH6.26 _ Office | RA-RA03-06-EH6.26 | RA03-06-EH6.26-Office | Lot 14 | RA | RA03 | Eleanor Harrald | 06 | Level Six | EH6.26 | 99967 | University Vacated | 99939 | Unusable Spaces | 21.06 | Office | 1 | Office Space Group | 101 | Office - Academic Staff |  | Adequate | 3,571.40 | NO
Lot 14_RA03-Eleanor Harrald_Level Six_EH6.27 _ Office - Secretary | RA-RA03-06-EH6.27 | RA03-06-EH6.27-Office - Secretary | Lot 14 | RA | RA03 | Eleanor Harrald | 06 | Level Six | EH6.27 | 99967 | University Vacated | 99939 | Unusable Spaces | 10.67 | Office - Secretary | 1 | Office Space Group | 108 | Office - Professional/General Staff |  | Adequate | 1,809.44 | NO
Lot 14_RA03-Eleanor Harrald_Level Six_EH6.28 _ Consulting Rooms 1 | RA-RA03-06-EH6.28 | RA03-06-EH6.28-Consulting Rooms 1 | Lot 14 | RA | RA03 | Eleanor Harrald | 06 | Level Six | EH6.28 | 99967 | University Vacated | 99939 | Unusable Spaces | 19.37 | Consulting Rooms 1 | 3 | Specialist Teaching or Research Space Group | 314 | Clinical Areas Teaching Space - Undergraduate/Postgraduate |  | Adequate | 4,368.79 | NO
Lot 14_RA03-Eleanor Harrald_Level Six_EH6.29 _ Reception / Secretary | RA-RA03-06-EH6.29 | RA03-06-EH6.29-Reception / Secretary | Lot 14 | RA | RA03 | Eleanor Harrald | 06 | Level Six | EH6.29 | 99967 | University Vacated | 99939 | Unusable Spaces | 10.63 | Reception / Secretary | 6 | General Facility Space Group | 623 | General Facility - Waiting Area/Foyer/Reception Area |  | Adequate | 2,018.98 | NO
Lot 14_RA03-Eleanor Harrald_Level Six_EH6.30 _ Waiting | RA-RA03-06-EH6.30 | RA03-06-EH6.30-Waiting | Lot 14 | RA | RA03 | Eleanor Harrald | 06 | Level Six | EH6.30 | 99967 | University Vacated | 99939 | Unusable Spaces | 26.75 | Waiting | 6 | General Facility Space Group | 623 | General Facility - Waiting Area/Foyer/Reception Area |  | Adequate | 5,080.68 | NO
Lot 14_RA03-Eleanor Harrald_Level Six_EH6.31 _ Consulting Rooms 2 | RA-RA03-06-EH6.31 | RA03-06-EH6.31-Consulting Rooms 2 | Lot 14 | RA | RA03 | Eleanor Harrald | 06 | Level Six | EH6.31 | 99967 | University Vacated | 99939 | Unusable Spaces | 18.95 | Consulting Rooms 2 | 3 | Specialist Teaching or Research Space Group | 314 | Clinical Areas Teaching Space - Undergraduate/Postgraduate |  | Adequate | 4,274.06 | NO
Lot 14_RA03-Eleanor Harrald_Level Six_EH6.32 _ Office - Secretary | RA-RA03-06-EH6.32 | RA03-06-EH6.32-Office - Secretary | Lot 14 | RA | RA03 | Eleanor Harrald | 06 | Level Six | EH6.32 | 99967 | University Vacated | 99939 | Unusable Spaces | 13.88 | Office - Secretary | 1 | Office Space Group | 108 | Office - Professional/General Staff |  | Adequate | 2,353.80 | NO
Lot 14_RA03-Eleanor Harrald_Level Six_EH6.33 _ Office - Head of Medicine | RA-RA03-06-EH6.33 | RA03-06-EH6.33-Office - Head of Medicine | Lot 14 | RA | RA03 | Eleanor Harrald | 06 | Level Six | EH6.33 | 99967 | University Vacated | 99939 | Unusable Spaces | 29.51 | Office - Head of Medicine | 1 | Office Space Group | 101 | Office - Academic Staff |  | Adequate | 5,004.37 | NO
Lot 14_RA03-Eleanor Harrald_Level Six_EH6.34 _ Conference Library | RA-RA03-06-EH6.34 | RA03-06-EH6.34-Conference Library | Lot 14 | RA | RA03 | Eleanor Harrald | 06 | Level Six | EH6.34 | 99967 | University Vacated | 99939 | Unusable Spaces | 47.25 | Conference Library | 5 | Library, IT and Learning Space Group | 509 | Library and Learning - Department reference library |  | Adequate | 8,974.29 | NO
Lot 14_RA03-Eleanor Harrald_Level Six_EH6.35 _ Conference Library | RA-RA03-06-EH6.35 | RA03-06-EH6.35-Conference Library | Lot 14 | RA | RA03 | Eleanor Harrald | 06 | Level Six | EH6.35 | 99967 | University Vacated | 99939 | Unusable Spaces | 46.43 | Conference Library | 5 | Library, IT and Learning Space Group | 509 | Library and Learning - Department reference library |  | Adequate | 8,818.54 | NO
Lot 14_RA03-Eleanor Harrald_Level Six_EH6.36 _ Corr. | RA-RA03-06-EH6.36 | RA03-06-EH6.36-Corr. | Lot 14 | RA | RA03 | Eleanor Harrald | 06 | Level Six | EH6.36 | 99939 | Unusable Spaces | 99939 | Unusable Spaces | 14.55 | Corr. | 8 | Non Useable Floor Area Space Group | 805 | Non-usable - Circulation space |  | Unknown | 0.00 | NO
Lot 14_RA03-Eleanor Harrald_Level Six_EH6.36A _ Corr. | RA-RA03-06-EH6.36A | RA03-06-EH6.36A-Corr. | Lot 14 | RA | RA03 | Eleanor Harrald | 06 | Level Six | EH6.36A | 99939 | Unusable Spaces | 99939 | Unusable Spaces | 8.78 | Corr. | 8 | Non Useable Floor Area Space Group | 805 | Non-usable - Circulation space |  | Unknown | 0.00 | NO
Lot 14_RA03-Eleanor Harrald_Level Six_EH6.37 _ Research Assistant | RA-RA03-06-EH6.37 | RA03-06-EH6.37-Research Assistant | Lot 14 | RA | RA03 | Eleanor Harrald | 06 | Level Six | EH6.37 | 99967 | University Vacated | 99939 | Unusable Spaces | 19.59 | Research Assistant | 1 | Office Space Group | 102 | Office - Research Staff |  | Adequate | 3,322.11 | NO
Lot 14_RA03-Eleanor Harrald_Level Six_EH6.38 _ Office - Research Assistants | RA-RA03-06-EH6.38 | RA03-06-EH6.38-Office - Research Assistants | Lot 14 | RA | RA03 | Eleanor Harrald | 06 | Level Six | EH6.38 | 99967 | University Vacated | 99939 | Unusable Spaces | 21.76 | Office - Research Assistants | 1 | Office Space Group | 102 | Office - Research Staff |  | Adequate | 3,690.11 | NO
Lot 14_RA03-Eleanor Harrald_Level Six_EH6.38A _ Office | RA-RA03-06-EH6.38A | RA03-06-EH6.38A-Office | Lot 14 | RA | RA03 | Eleanor Harrald | 06 | Level Six | EH6.38A | 99967 | University Vacated | 99939 | Unusable Spaces | 14.23 | Office | 1 | Office Space Group | 101 | Office - Academic Staff |  | Adequate | 2,413.15 | NO
Lot 14_RA03-Eleanor Harrald_Level Six_EH6.39 _ Office | RA-RA03-06-EH6.39 | RA03-06-EH6.39-Office | Lot 14 | RA | RA03 | Eleanor Harrald | 06 | Level Six | EH6.39 | 99967 | University Vacated | 99939 | Unusable Spaces | 5.28 | Office | 1 | Office Space Group | 101 | Office - Academic Staff |  | Adequate | 895.39 | NO
Lot 14_RA03-Eleanor Harrald_Level Six_EH6.40 _ Photocopy | RA-RA03-06-EH6.40 | RA03-06-EH6.40-Photocopy | Lot 14 | RA | RA03 | Eleanor Harrald | 06 | Level Six | EH6.40 | 99967 | University Vacated | 99939 | Unusable Spaces | 6.61 | Photocopy | 6 | General Facility Space Group | 603 | General Facility - Resource room |  | Adequate | 1,255.45 | NO
Lot 14_RA03-Eleanor Harrald_Level Six_EH6.41 _ Lift Lobby | RA-RA03-06-EH6.41 | RA03-06-EH6.41-Lift Lobby | Lot 14 | RA | RA03 | Eleanor Harrald | 06 | Level Six | EH6.41 | 99939 | Unusable Spaces | 99939 | Unusable Spaces | 5.95 | Lift Lobby | 8 | Non Useable Floor Area Space Group | 805 | Non-usable - Circulation space |  | Unknown | 0.00 | NO
Lot 14_RA03-Eleanor Harrald_Level Six_EH6.42 _ Corr. | RA-RA03-06-EH6.42 | RA03-06-EH6.42-Corr. | Lot 14 | RA | RA03 | Eleanor Harrald | 06 | Level Six | EH6.42 | 99939 | Unusable Spaces | 99939 | Unusable Spaces | 10.85 | Corr. | 8 | Non Useable Floor Area Space Group | 805 | Non-usable - Circulation space |  | Unknown | 0.00 | NO
Lot 14_RA03-Eleanor Harrald_Level Six_EH6.43 _ Records Equipment St | RA-RA03-06-EH6.43 | RA03-06-EH6.43-Records Equipment St | Lot 14 | RA | RA03 | Eleanor Harrald | 06 | Level Six | EH6.43 | 99967 | University Vacated | 99939 | Unusable Spaces | 13.91 | Records Equipment St | 4 | Ancillary Area Space Group | 419 | Ancillary Area - Store Room - Generic |  | Adequate | 2,075.82 | NO
Lot 14_RA03-Eleanor Harrald_Level Six_EH6.43A _ Office | RA-RA03-06-EH6.43A | RA03-06-EH6.43A-Office | Lot 14 | RA | RA03 | Eleanor Harrald | 06 | Level Six | EH6.43A | 99967 | University Vacated | 99939 | Unusable Spaces | 10.05 | Office | 1 | Office Space Group | 101 | Office - Academic Staff |  | Adequate | 1,704.30 | NO
Lot 14_RA03-Eleanor Harrald_Level Six_EH6.44 _ Office - Traces Consultant | RA-RA03-06-EH6.44 | RA03-06-EH6.44-Office - Traces Consultant | Lot 14 | RA | RA03 | Eleanor Harrald | 06 | Level Six | EH6.44 | 99967 | University Vacated | 99939 | Unusable Spaces | 17.33 | Office - Traces Consultant | 1 | Office Space Group | 101 | Office - Academic Staff |  | Adequate | 2,938.86 | NO
Lot 14_RA03-Eleanor Harrald_Level Six_EH6.45 _ Office - Secretary | RA-RA03-06-EH6.45 | RA03-06-EH6.45-Office - Secretary | Lot 14 | RA | RA03 | Eleanor Harrald | 06 | Level Six | EH6.45 | 99967 | University Vacated | 99939 | Unusable Spaces | 14.39 | Office - Secretary | 1 | Office Space Group | 108 | Office - Professional/General Staff |  | Adequate | 2,440.29 | NO
Lot 14_RA03-Eleanor Harrald_Level Six_EH6.46 _ Office - Traces Research | RA-RA03-06-EH6.46 | RA03-06-EH6.46-Office - Traces Research | Lot 14 | RA | RA03 | Eleanor Harrald | 06 | Level Six | EH6.46 | 99967 | University Vacated | 99939 | Unusable Spaces | 28 | Office - Traces Research | 1 | Office Space Group | 102 | Office - Research Staff |  | Adequate | 4,748.30 | NO
Lot 14_RA03-Eleanor Harrald_Level Six_EH6.47 _ Corr. | RA-RA03-06-EH6.47 | RA03-06-EH6.47-Corr. | Lot 14 | RA | RA03 | Eleanor Harrald | 06 | Level Six | EH6.47 | 99939 | Unusable Spaces | 99939 | Unusable Spaces | 19.44 | Corr. | 8 | Non Useable Floor Area Space Group | 805 | Non-usable - Circulation space |  | Unknown | 0.00 | NO
Lot 14_RA03-Eleanor Harrald_Level Six_EH6.48 _ Office - Surgery | RA-RA03-06-EH6.48 | RA03-06-EH6.48-Office - Surgery | Lot 14 | RA | RA03 | Eleanor Harrald | 06 | Level Six | EH6.48 | 99967 | University Vacated | 99939 | Unusable Spaces | 8.95 | Office - Surgery | 1 | Office Space Group | 101 | Office - Academic Staff |  | Adequate | 1,517.76 | NO
Lot 14_RA03-Eleanor Harrald_Level Six_EH6.49 _ Office - Surgery | RA-RA03-06-EH6.49 | RA03-06-EH6.49-Office - Surgery | Lot 14 | RA | RA03 | Eleanor Harrald | 06 | Level Six | EH6.49 | 99967 | University Vacated | 99939 | Unusable Spaces | 8.87 | Office - Surgery | 1 | Office Space Group | 101 | Office - Academic Staff |  | Adequate | 1,504.19 | NO
Lot 14_RA03-Eleanor Harrald_Level Six_EH6.50 _ Office - Surgery | RA-RA03-06-EH6.50 | RA03-06-EH6.50-Office - Surgery | Lot 14 | RA | RA03 | Eleanor Harrald | 06 | Level Six | EH6.50 | 99967 | University Vacated | 99939 | Unusable Spaces | 8.92 | Office - Surgery | 1 | Office Space Group | 101 | Office - Academic Staff |  | Adequate | 1,512.67 | NO
Lot 14_RA03-Eleanor Harrald_Level Six_EH6.57 _ Office | RA-RA03-06-EH6.57 | RA03-06-EH6.57-Office | Lot 14 | RA | RA03 | Eleanor Harrald | 06 | Level Six | EH6.57 | 99967 | University Vacated | 99939 | Unusable Spaces | 10.42 | Office | 1 | Office Space Group | 101 | Office - Academic Staff |  | Adequate | 1,767.05 | NO
Lot 14_RA03-Eleanor Harrald_Level Six_EH6.57A _ Office | RA-RA03-06-EH6.57A | RA03-06-EH6.57A-Office | Lot 14 | RA | RA03 | Eleanor Harrald | 06 | Level Six | EH6.57A | 99967 | University Vacated | 99939 | Unusable Spaces | 9.43 | Office | 1 | Office Space Group | 101 | Office - Academic Staff |  | Adequate | 1,599.16 | NO
Lot 14_RA03-Eleanor Harrald_Level Six_EH6.58 _ Office | RA-RA03-06-EH6.58 | RA03-06-EH6.58-Office | Lot 14 | RA | RA03 | Eleanor Harrald | 06 | Level Six | EH6.58 | 99967 | University Vacated | 99939 | Unusable Spaces | 15.24 | Office | 1 | Office Space Group | 101 | Office - Academic Staff |  | Adequate | 2,584.43 | NO
Lot 14_RA03-Eleanor Harrald_Level Six_EH6.59 _ Office | RA-RA03-06-EH6.59 | RA03-06-EH6.59-Office | Lot 14 | RA | RA03 | Eleanor Harrald | 06 | Level Six | EH6.59 | 99967 | University Vacated | 99939 | Unusable Spaces | 12.8 | Office | 1 | Office Space Group | 101 | Office - Academic Staff |  | Adequate | 2,170.65 | NO
Lot 14_RA03-Eleanor Harrald_Level Six_EH6.60 _ Office | RA-RA03-06-EH6.60 | RA03-06-EH6.60-Office | Lot 14 | RA | RA03 | Eleanor Harrald | 06 | Level Six | EH6.60 | 99967 | University Vacated | 99939 | Unusable Spaces | 15.78 | Office | 1 | Office Space Group | 101 | Office - Academic Staff |  | Adequate | 2,676.01 | NO
Lot 14_RA03-Eleanor Harrald_Level Six_EH6.61 _ Corr. | RA-RA03-06-EH6.61 | RA03-06-EH6.61-Corr. | Lot 14 | RA | RA03 | Eleanor Harrald | 06 | Level Six | EH6.61 | 99939 | Unusable Spaces | 99939 | Unusable Spaces | 34.41 | Corr. | 8 | Non Useable Floor Area Space Group | 805 | Non-usable - Circulation space |  | Unknown | 0.00 | NO
Lot 14_RA04-Hanson Institute Building_Level Two_2.13 _ Office - Temlett | RA-RA04-02-2.13 | RA04-02-2.13-Office - Temlett | Lot 14 | RA | RA04 | Hanson Institute Building | 02 | Level Two | 2.13 | 99967 | University Vacated | 99939 | Unusable Spaces | 9.18 | Office - Temlett | 1 | Office Space Group | 101 | Office - Academic Staff |  | Adequate | 1,556.76 | NO
Lot 14_RA04-Hanson Institute Building_Level Two_2.14 _ Office | RA-RA04-02-2.14 | RA04-02-2.14-Office | Lot 14 | RA | RA04 | Hanson Institute Building | 02 | Level Two | 2.14 | 99967 | University Vacated | 99939 | Unusable Spaces | 9.18 | Office | 1 | Office Space Group | 101 | Office - Academic Staff |  | Adequate | 1,556.76 | NO
Lot 14_RA04-Hanson Institute Building_Level Two_2.15 _ Office - Visitor | RA-RA04-02-2.15 | RA04-02-2.15-Office - Visitor | Lot 14 | RA | RA04 | Hanson Institute Building | 02 | Level Two | 2.15 | 99967 | University Vacated | 99939 | Unusable Spaces | 9.18 | Office - Visitor | 1 | Office Space Group | 101 | Office - Academic Staff |  | Adequate | 1,556.76 | NO
Lot 14_RA04-Hanson Institute Building_Level Two_2.25 _ Cell Culture Room | RA-RA04-02-2.25 | RA04-02-2.25-Cell Culture Room | Lot 14 | RA | RA04 | Hanson Institute Building | 02 | Level Two | 2.25 | 99967 | University Vacated | 99939 | Unusable Spaces | 10.19 | Cell Culture Room | 4 | Ancillary Area Space Group | 401 | Ancillary Area - Laboratory Service and Preparation |  | Adequate | 1,520.68 | NO
Lot 14_RA04-Hanson Institute Building_Level Two_2.26 _ Incubators - Tissue Culture | RA-RA04-02-2.26 | RA04-02-2.26-Incubators - Tissue Culture | Lot 14 | RA | RA04 | Hanson Institute Building | 02 | Level Two | 2.26 | 99967 | University Vacated | 99939 | Unusable Spaces | 8.41 | Incubators - Tissue Culture | 3 | Specialist Teaching or Research Space Group | 314 | Clinical Areas Teaching Space - Undergraduate/Postgraduate |  | Adequate | 1,896.83 | NO
Lot 14_RA04-Hanson Institute Building_Level Two_2.33A _ "Bob Vinks Trauma Research" | RA-RA04-02-2.33A | RA04-02-2.33A-"Bob Vinks Trauma Research" | Lot 14 | RA | RA04 | Hanson Institute Building | 02 | Level Two | 2.33A | 99967 | University Vacated | 99939 | Unusable Spaces | 62.98 | "Bob Vinks Trauma Research" | 3 | Specialist Teaching or Research Space Group | 314 | Clinical Areas Teaching Space - Undergraduate/Postgraduate |  | Adequate | 14,204.78 | NO
Lot 14_RA04-Hanson Institute Building_Level Two_2.33B _ Wet Laboratory | RA-RA04-02-2.33B | RA04-02-2.33B-Wet Laboratory | Lot 14 | RA | RA04 | Hanson Institute Building | 02 | Level Two | 2.33B | 99967 | University Vacated | 99939 | Unusable Spaces | 39.75 | Wet Laboratory | 3 | Specialist Teaching or Research Space Group | 314 | Clinical Areas Teaching Space - Undergraduate/Postgraduate |  | Adequate | 8,965.38 | NO
Lot 14_RA04-Hanson Institute Building_Level Two_2.33C _ Opthamology Lab | RA-RA04-02-2.33C | RA04-02-2.33C-Opthamology Lab | Lot 14 | RA | RA04 | Hanson Institute Building | 02 | Level Two | 2.33C | 99967 | University Vacated | 99939 | Unusable Spaces | 9.51 | Opthamology Lab | 3 | Specialist Teaching or Research Space Group | 314 | Clinical Areas Teaching Space - Undergraduate/Postgraduate |  | Adequate | 2,144.93 | NO
Lot 14_RA04-Hanson Institute Building_Level Two_2.35 _ Freezers | RA-RA04-02-2.35 | RA04-02-2.35-Freezers | Lot 14 | RA | RA04 | Hanson Institute Building | 02 | Level Two | 2.35 | 99967 | University Vacated | 99939 | Unusable Spaces | 16.91 | Freezers | 4 | Ancillary Area Space Group | 405 | Ancillary Area - Constant Temperature/ Freezer/Cold/Warm Rooms |  | Adequate | 2,523.52 | NO
Lot 14_RA04-Hanson Institute Building_Level Two_2.36 _ "Bob Vinks Trauma Theatre" | RA-RA04-02-2.36 | RA04-02-2.36-"Bob Vinks Trauma Theatre" | Lot 14 | RA | RA04 | Hanson Institute Building | 02 | Level Two | 2.36 | 99967 | University Vacated | 99939 | Unusable Spaces | 12.79 | "Bob Vinks Trauma Theatre" | 3 | Specialist Teaching or Research Space Group | 314 | Clinical Areas Teaching Space - Undergraduate/Postgraduate |  | Adequate | 2,884.71 | NO
Lot 14_RA04-Hanson Institute Building_Level Two_2.6 _ "Bob Vinks Trauma Research" | RA-RA04-02-2.6 | RA04-02-2.6-"Bob Vinks Trauma Research" | Lot 14 | RA | RA04 | Hanson Institute Building | 02 | Level Two | 2.6 | 99967 | University Vacated | 99939 | Unusable Spaces | 12.74 | "Bob Vinks Trauma Research" | 3 | Specialist Teaching or Research Space Group | 314 | Clinical Areas Teaching Space - Undergraduate/Postgraduate |  | Adequate | 2,873.43 | NO
Lot 14_RA04-Hanson Institute Building_Level Two_2.9 _ Office - Clinical Research | RA-RA04-02-2.9 | RA04-02-2.9-Office - Clinical Research | Lot 14 | RA | RA04 | Hanson Institute Building | 02 | Level Two | 2.9 | 99967 | University Vacated | 99939 | Unusable Spaces | 10.76 | Office - Clinical Research | 1 | Office Space Group | 102 | Office - Research Staff |  | Adequate | 1,824.70 | NO
Lot 14_RA04-Hanson Institute Building_Level Three_3.10 _ Radiation Laboratory | RA-RA04-03-3.10 | RA04-03-3.10-Radiation Laboratory | Lot 14 | RA | RA04 | Hanson Institute Building | 03 | Level Three | 3.10 | 99967 | University Vacated | 99939 | Unusable Spaces | 16.76 | Radiation Laboratory | 3 | Specialist Teaching or Research Space Group | 300 | Laboratory - Specialist teaching and research - type not defined |  | Adequate | 3,780.12 | NO
Lot 14_RA04-Hanson Institute Building_Level Three_3.10A _ Office / tea room | RA-RA04-03-3.10A | RA04-03-3.10A-Office / tea room | Lot 14 | RA | RA04 | Hanson Institute Building | 03 | Level Three | 3.10A | 99967 | University Vacated | 99939 | Unusable Spaces | 8.69 | Office / tea room | 1 | Office Space Group | 102 | Office - Research Staff |  | Adequate | 1,473.67 | NO
Lot 14_RA04-Hanson Institute Building_Level Three_3.11 _ Corr. | RA-RA04-03-3.11 | RA04-03-3.11-Corr. | Lot 14 | RA | RA04 | Hanson Institute Building | 03 | Level Three | 3.11 | 99967 | University Vacated | 99939 | Unusable Spaces | 8.34 | Corr. | 8 | Non Useable Floor Area Space Group | 805 | Non-usable - Circulation space |  | Adequate | 0.00 | NO
Lot 14_RA04-Hanson Institute Building_Level Three_3.12 _ Lipids Laboratory | RA-RA04-03-3.12 | RA04-03-3.12-Lipids Laboratory | Lot 14 | RA | RA04 | Hanson Institute Building | 03 | Level Three | 3.12 | 99967 | University Vacated | 99939 | Unusable Spaces | 39.76 | Lipids Laboratory | 3 | Specialist Teaching or Research Space Group | 314 | Clinical Areas Teaching Space - Undergraduate/Postgraduate |  | Adequate | 8,967.64 | NO
Lot 14_RA04-Hanson Institute Building_Level Three_3.13 _ Research Area | RA-RA04-03-3.13 | RA04-03-3.13-Research Area | Lot 14 | RA | RA04 | Hanson Institute Building | 03 | Level Three | 3.13 | 99967 | University Vacated | 99939 | Unusable Spaces | 14.07 | Research Area | 3 | Specialist Teaching or Research Space Group | 314 | Clinical Areas Teaching Space - Undergraduate/Postgraduate |  | Adequate | 3,173.41 | NO
Lot 14_RA04-Hanson Institute Building_Level Three_3.14 _ Office | RA-RA04-03-3.14 | RA04-03-3.14-Office | Lot 14 | RA | RA04 | Hanson Institute Building | 03 | Level Three | 3.14 | 99967 | University Vacated | 99939 | Unusable Spaces | 14.96 | Office | 1 | Office Space Group | 101 | Office - Academic Staff |  | Adequate | 2,536.95 | NO
Lot 14_RA04-Hanson Institute Building_Level Three_3.15 _ Wet Laboratory | RA-RA04-03-3.15 | RA04-03-3.15-Wet Laboratory | Lot 14 | RA | RA04 | Hanson Institute Building | 03 | Level Three | 3.15 | 99967 | University Vacated | 99939 | Unusable Spaces | 64.53 | Wet Laboratory | 3 | Specialist Teaching or Research Space Group | 306 | Laboratory - Scientific/Medical/Engineering - WET - Postgraduate/Research |  | Adequate | 14,554.37 | NO
Lot 14_RA04-Hanson Institute Building_Level Three_3.16 _ Corr. | RA-RA04-03-3.16 | RA04-03-3.16-Corr. | Lot 14 | RA | RA04 | Hanson Institute Building | 03 | Level Three | 3.16 | 99967 | University Vacated | 99939 | Unusable Spaces | 4.65 | Corr. | 8 | Non Useable Floor Area Space Group | 805 | Non-usable - Circulation space |  | Adequate | 0.00 | NO
Lot 14_RA04-Hanson Institute Building_Level Three_3.19 _ Office | RA-RA04-03-3.19 | RA04-03-3.19-Office | Lot 14 | RA | RA04 | Hanson Institute Building | 03 | Level Three | 3.19 | 99967 | University Vacated | 99939 | Unusable Spaces | 9.94 | Office | 1 | Office Space Group | 101 | Office - Academic Staff |  | Adequate | 1,685.65 | NO
Lot 14_RA04-Hanson Institute Building_Level Three_3.9 _ Office | RA-RA04-03-3.9 | RA04-03-3.9-Office | Lot 14 | RA | RA04 | Hanson Institute Building | 03 | Level Three | 3.9 | 99967 | University Vacated | 99939 | Unusable Spaces | 9.62 | Office | 1 | Office Space Group | 101 | Office - Academic Staff |  | Adequate | 1,631.38 | NO
Lot 14_RA04-Hanson Institute Building_Level Four_4.10 _ General Laboratory 1 | RA-RA04-04-4.10 | RA04-04-4.10-General Laboratory 1 | Lot 14 | RA | RA04 | Hanson Institute Building | 04 | Level Four | 4.10 | 99967 | University Vacated | 99939 | Unusable Spaces | 98.02 | General Laboratory 1 | 3 | Specialist Teaching or Research Space Group | 314 | Clinical Areas Teaching Space - Undergraduate/Postgraduate |  | Adequate | 22,107.85 | NO
Lot 14_RA04-Hanson Institute Building_Level Four_4.10A _ Corr. | RA-RA04-04-4.10A | RA04-04-4.10A-Corr. | Lot 14 | RA | RA04 | Hanson Institute Building | 04 | Level Four | 4.10A | 99967 | University Vacated | 99939 | Unusable Spaces | 6.28 | Corr. | 8 | Non Useable Floor Area Space Group | 805 | Non-usable - Circulation space |  | Adequate | 0.00 | NO
Lot 14_RA04-Hanson Institute Building_Level Four_4.10B _ Service Area | RA-RA04-04-4.10B | RA04-04-4.10B-Service Area | Lot 14 | RA | RA04 | Hanson Institute Building | 04 | Level Four | 4.10B | 99967 | University Vacated | 99939 | Unusable Spaces | 3.78 | Service Area | 3 | Specialist Teaching or Research Space Group | 314 | Clinical Areas Teaching Space - Undergraduate/Postgraduate |  | Adequate | 852.56 | NO
Lot 14_RA04-Hanson Institute Building_Level Four_4.10D _ Laboratory - Therapeutics | RA-RA04-04-4.10D | RA04-04-4.10D-Laboratory - Therapeutics | Lot 14 | RA | RA04 | Hanson Institute Building | 04 | Level Four | 4.10D | 99967 | University Vacated | 99939 | Unusable Spaces | 24.17 | Laboratory - Therapeutics | 3 | Specialist Teaching or Research Space Group | 314 | Clinical Areas Teaching Space - Undergraduate/Postgraduate |  | Adequate | 5,451.40 | NO
Lot 14_RA04-Hanson Institute Building_Level Four_4.11 _ Laboratory 3 | RA-RA04-04-4.11 | RA04-04-4.11-Laboratory 3 | Lot 14 | RA | RA04 | Hanson Institute Building | 04 | Level Four | 4.11 | 99967 | University Vacated | 99939 | Unusable Spaces | 13.55 | Laboratory 3 | 3 | Specialist Teaching or Research Space Group | 314 | Clinical Areas Teaching Space - Undergraduate/Postgraduate |  | Adequate | 3,056.12 | NO
Lot 14_RA04-Hanson Institute Building_Level Four_4.12 _ Store | RA-RA04-04-4.12 | RA04-04-4.12-Store | Lot 14 | RA | RA04 | Hanson Institute Building | 04 | Level Four | 4.12 | 99967 | University Vacated | 99939 | Unusable Spaces | 10.1 | Store | 4 | Ancillary Area Space Group | 419 | Ancillary Area - Store Room - Generic |  | Adequate | 1,507.25 | NO
Lot 14_RA04-Hanson Institute Building_Level Four_4.13 _ Washing Utilities | RA-RA04-04-4.13 | RA04-04-4.13-Washing Utilities | Lot 14 | RA | RA04 | Hanson Institute Building | 04 | Level Four | 4.13 | 99967 | University Vacated | 99939 | Unusable Spaces | 19.74 | Washing Utilities | 4 | Ancillary Area Space Group | 401 | Ancillary Area - Laboratory Service and Preparation |  | Adequate | 2,945.85 | NO
Lot 14_RA04-Hanson Institute Building_Level Four_4.14A _ Corr. | RA-RA04-04-4.14A | RA04-04-4.14A-Corr. | Lot 14 | RA | RA04 | Hanson Institute Building | 04 | Level Four | 4.14A | 99939 | Unusable Spaces | 99939 | Unusable Spaces | 31.5 | Corr. | 8 | Non Useable Floor Area Space Group | 805 | Non-usable - Circulation space |  | Unknown | 0.00 | NO
Lot 14_RA04-Hanson Institute Building_Level Four_4.16 _ Office | RA-RA04-04-4.16 | RA04-04-4.16-Office | Lot 14 | RA | RA04 | Hanson Institute Building | 04 | Level Four | 4.16 | 99967 | University Vacated | 99939 | Unusable Spaces | 9.94 | Office | 1 | Office Space Group | 101 | Office - Academic Staff |  | Adequate | 1,685.65 | NO
Lot 14_RA04-Hanson Institute Building_Level Four_4.17 _ Office | RA-RA04-04-4.17 | RA04-04-4.17-Office | Lot 14 | RA | RA04 | Hanson Institute Building | 04 | Level Four | 4.17 | 99967 | University Vacated | 99939 | Unusable Spaces | 17.36 | Office | 1 | Office Space Group | 101 | Office - Academic Staff |  | Adequate | 2,943.95 | NO
Lot 14_RA04-Hanson Institute Building_Level Four_4.17A _ Office | RA-RA04-04-4.17A | RA04-04-4.17A-Office | Lot 14 | RA | RA04 | Hanson Institute Building | 04 | Level Four | 4.17A | 99967 | University Vacated | 99939 | Unusable Spaces | 8.96 | Office | 1 | Office Space Group | 101 | Office - Academic Staff |  | Adequate | 1,519.46 | NO
Lot 14_RA04-Hanson Institute Building_Level Four_4.18 _ Office - PHD Student | RA-RA04-04-4.18 | RA04-04-4.18-Office - PHD Student | Lot 14 | RA | RA04 | Hanson Institute Building | 04 | Level Four | 4.18 | 99967 | University Vacated | 99939 | Unusable Spaces | 18.86 | Office - PHD Student | 1 | Office Space Group | 103 | Office - Research Students |  | Adequate | 3,198.32 | NO
Lot 14_RA04-Hanson Institute Building_Level Four_4.18A _ Office - Tissue Bank | RA-RA04-04-4.18A | RA04-04-4.18A-Office - Tissue Bank | Lot 14 | RA | RA04 | Hanson Institute Building | 04 | Level Four | 4.18A | 99967 | University Vacated | 99939 | Unusable Spaces | 13.17 | Office - Tissue Bank | 1 | Office Space Group | 101 | Office - Academic Staff |  | Adequate | 2,233.40 | NO
Lot 14_RA04-Hanson Institute Building_Level Four_4.19 _ Office | RA-RA04-04-4.19 | RA04-04-4.19-Office | Lot 14 | RA | RA04 | Hanson Institute Building | 04 | Level Four | 4.19 | 99967 | University Vacated | 99939 | Unusable Spaces | 9.93 | Office | 1 | Office Space Group | 101 | Office - Academic Staff |  | Adequate | 1,683.95 | NO
Lot 14_RA04-Hanson Institute Building_Level Four_4.20 _ Office - Musositis Group | RA-RA04-04-4.20 | RA04-04-4.20-Office - Musositis Group | Lot 14 | RA | RA04 | Hanson Institute Building | 04 | Level Four | 4.20 | 99967 | University Vacated | 99939 | Unusable Spaces | 8.41 | Office - Musositis Group | 1 | Office Space Group | 101 | Office - Academic Staff |  | Adequate | 1,426.19 | NO
Lot 14_RA04-Hanson Institute Building_Level Four_4.21 _ Office | RA-RA04-04-4.21 | RA04-04-4.21-Office | Lot 14 | RA | RA04 | Hanson Institute Building | 04 | Level Four | 4.21 | 99967 | University Vacated | 99939 | Unusable Spaces | 14.59 | Office | 1 | Office Space Group | 101 | Office - Academic Staff |  | Adequate | 2,474.20 | NO
Lot 14_RA04-Hanson Institute Building_Level Four_4.22 _ General Laboratory 2 | RA-RA04-04-4.22 | RA04-04-4.22-General Laboratory 2 | Lot 14 | RA | RA04 | Hanson Institute Building | 04 | Level Four | 4.22 | 99967 | University Vacated | 99939 | Unusable Spaces | 82.31 | General Laboratory 2 | 3 | Specialist Teaching or Research Space Group | 314 | Clinical Areas Teaching Space - Undergraduate/Postgraduate |  | Adequate | 18,564.55 | NO
Lot 14_RA04-Hanson Institute Building_Level Four_4.22A _ Tea Room | RA-RA04-04-4.22A | RA04-04-4.22A-Tea Room | Lot 14 | RA | RA04 | Hanson Institute Building | 04 | Level Four | 4.22A | 99967 | University Vacated | 99939 | Unusable Spaces | 23.11 | Tea Room | 6 | General Facility Space Group | 608 | General Facility - Kitchen/Servery/Food Storage |  | Adequate | 4,389.33 | NO
Lot 14_RA04-Hanson Institute Building_Level Four_4.22B _ Office - Laboratory | RA-RA04-04-4.22B | RA04-04-4.22B-Office - Laboratory | Lot 14 | RA | RA04 | Hanson Institute Building | 04 | Level Four | 4.22B | 99967 | University Vacated | 99939 | Unusable Spaces | 23.51 | Office - Laboratory | 1 | Office Space Group | 101 | Office - Academic Staff |  | Adequate | 3,986.88 | NO
Lot 14_RA04-Hanson Institute Building_Level Four_4.22C _ Laboratory - Musositis Group | RA-RA04-04-4.22C | RA04-04-4.22C-Laboratory - Musositis Group | Lot 14 | RA | RA04 | Hanson Institute Building | 04 | Level Four | 4.22C | 99967 | University Vacated | 99939 | Unusable Spaces | 19.88 | Laboratory - Musositis Group | 3 | Specialist Teaching or Research Space Group | 314 | Clinical Areas Teaching Space - Undergraduate/Postgraduate |  | Adequate | 4,483.82 | NO
Lot 14_RA04-Hanson Institute Building_Level Four_4.22D _ Corr. | RA-RA04-04-4.22D | RA04-04-4.22D-Corr. | Lot 14 | RA | RA04 | Hanson Institute Building | 04 | Level Four | 4.22D | 99967 | University Vacated | 99939 | Unusable Spaces | 6.57 | Corr. | 8 | Non Useable Floor Area Space Group | 805 | Non-usable - Circulation space |  | Adequate | 0.00 | NO
Lot 14_RA04-Hanson Institute Building_Level Four_4.22E _ Compactus | RA-RA04-04-4.22E | RA04-04-4.22E-Compactus | Lot 14 | RA | RA04 | Hanson Institute Building | 04 | Level Four | 4.22E | 99967 | University Vacated | 99939 | Unusable Spaces | 5.93 | Compactus | 4 | Ancillary Area Space Group | 419 | Ancillary Area - Store Room - Generic |  | Adequate | 884.95 | NO
Lot 14_RA04-Hanson Institute Building_Level Four_4.23 _ Dark Room | RA-RA04-04-4.23 | RA04-04-4.23-Dark Room | Lot 14 | RA | RA04 | Hanson Institute Building | 04 | Level Four | 4.23 | 99967 | University Vacated | 99939 | Unusable Spaces | 6.74 | Dark Room | 4 | Ancillary Area Space Group | 411 | Ancillary Area - Darkroom |  | Adequate | 1,005.83 | NO
Lot 14_RA04-Hanson Institute Building_Level Four_4.23A _ Store room and compactus | RA-RA04-04-4.23A | RA04-04-4.23A-Store room and compactus | Lot 14 | RA | RA04 | Hanson Institute Building | 04 | Level Four | 4.23A | 99967 | University Vacated | 99939 | Unusable Spaces | 6.46 | Store room and compactus | 4 | Ancillary Area Space Group | 419 | Ancillary Area - Store Room - Generic |  | Adequate | 964.04 | NO
Lot 14_RA04-Hanson Institute Building_Level Four_4.24 _ Freezer Room / Compactus | RA-RA04-04-4.24 | RA04-04-4.24-Freezer Room / Compactus | Lot 14 | RA | RA04 | Hanson Institute Building | 04 | Level Four | 4.24 | 99967 | University Vacated | 99939 | Unusable Spaces | 18 | Freezer Room / Compactus | 4 | Ancillary Area Space Group | 405 | Ancillary Area - Constant Temperature/ Freezer/Cold/Warm Rooms |  | Adequate | 2,686.18 | NO
Lot 14_RA04-Hanson Institute Building_Level Four_4.24A _ Office | RA-RA04-04-4.24A | RA04-04-4.24A-Office | Lot 14 | RA | RA04 | Hanson Institute Building | 04 | Level Four | 4.24A | 99967 | University Vacated | 99939 | Unusable Spaces | 12.14 | Office | 1 | Office Space Group | 101 | Office - Academic Staff |  | Adequate | 2,058.73 | NO
Lot 14_RA04-Hanson Institute Building_Level Four_4.24B _ Corr. | RA-RA04-04-4.24B | RA04-04-4.24B-Corr. | Lot 14 | RA | RA04 | Hanson Institute Building | 04 | Level Four | 4.24B | 99967 | University Vacated | 99939 | Unusable Spaces | 7.78 | Corr. | 8 | Non Useable Floor Area Space Group | 805 | Non-usable - Circulation space |  | Adequate | 0.00 | NO
Lot 14_RA04-Hanson Institute Building_Level Four_4.80 _ Cold Room | RA-RA04-04-4.80 | RA04-04-4.80-Cold Room | Lot 14 | RA | RA04 | Hanson Institute Building | 04 | Level Four | 4.80 | 99967 | University Vacated | 99939 | Unusable Spaces | 17.97 | Cold Room | 4 | Ancillary Area Space Group | 405 | Ancillary Area - Constant Temperature/ Freezer/Cold/Warm Rooms |  | Adequate | 2,681.70 | NO
Lot 14_RA04-Hanson Institute Building_Level Four_4.90 _ Tissue Culture | RA-RA04-04-4.90 | RA04-04-4.90-Tissue Culture | Lot 14 | RA | RA04 | Hanson Institute Building | 04 | Level Four | 4.90 | 99967 | University Vacated | 99939 | Unusable Spaces | 28.14 | Tissue Culture | 3 | Specialist Teaching or Research Space Group | 314 | Clinical Areas Teaching Space - Undergraduate/Postgraduate |  | Adequate | 6,346.82 | NO
Lot 14_RA06-McEwin Building_Fifth Floor_ME5.23 _ Reception | RA-RA06-05-ME5.23 | RA06-05-ME5.23-Reception | Lot 14 | RA | RA06 | McEwin Building | 05 | Fifth Floor | ME5.23 | 99967 | University Vacated | 99939 | Unusable Spaces | 4.14 | Reception | 6 | General Facility Space Group | 623 | General Facility - Waiting Area/Foyer/Reception Area |  | Barely Adequate | 754.87 | NO
Lot 14_RA06-McEwin Building_Fifth Floor_ME5.24 _ Office | RA-RA06-05-ME5.24 | RA06-05-ME5.24-Office | Lot 14 | RA | RA06 | McEwin Building | 05 | Fifth Floor | ME5.24 | 99967 | University Vacated | 99939 | Unusable Spaces | 5.57 | Office | 1 | Office Space Group | 101 | Office - Academic Staff |  | Barely Adequate | 906.79 | NO
Lot 14_RA06-McEwin Building_Fifth Floor_ME5.25 _ Office | RA-RA06-05-ME5.25 | RA06-05-ME5.25-Office | Lot 14 | RA | RA06 | McEwin Building | 05 | Fifth Floor | ME5.25 | 99967 | University Vacated | 99939 | Unusable Spaces | 3.65 | Office | 1 | Office Space Group | 101 | Office - Academic Staff |  | Barely Adequate | 594.22 | NO
Lot 14_RA06-McEwin Building_Fifth Floor_ME5.26 _ Office - Professor | RA-RA06-05-ME5.26 | RA06-05-ME5.26-Office - Professor | Lot 14 | RA | RA06 | McEwin Building | 05 | Fifth Floor | ME5.26 | 99967 | University Vacated | 99939 | Unusable Spaces | 16.93 | Office - Professor | 1 | Office Space Group | 101 | Office - Academic Staff |  | Barely Adequate | 2,756.18 | NO
Lot 14_RA06-McEwin Building_Fifth Floor_ME5.27 _ Office | RA-RA06-05-ME5.27 | RA06-05-ME5.27-Office | Lot 14 | RA | RA06 | McEwin Building | 05 | Fifth Floor | ME5.27 | 99967 | University Vacated | 99939 | Unusable Spaces | 8.46 | Office | 1 | Office Space Group | 101 | Office - Academic Staff |  | Barely Adequate | 1,377.28 | NO
Lot 14_RA06-McEwin Building_Fifth Floor_ME5.28 _ Laboratory | RA-RA06-05-ME5.28 | RA06-05-ME5.28-Laboratory | Lot 14 | RA | RA06 | McEwin Building | 05 | Fifth Floor | ME5.28 | 99967 | University Vacated | 99939 | Unusable Spaces | 39.39 | Laboratory | 3 | Specialist Teaching or Research Space Group | 300 | Laboratory - Specialist teaching and research - type not defined |  | Barely Adequate | 8,528.82 | NO
Lot 14_RA06-McEwin Building_Fifth Floor_ME5.39 _ Laboratory | RA-RA06-05-ME5.39 | RA06-05-ME5.39-Laboratory | Lot 14 | RA | RA06 | McEwin Building | 05 | Fifth Floor | ME5.39 | 99967 | University Vacated | 99939 | Unusable Spaces | 62.51 | Laboratory | 3 | Specialist Teaching or Research Space Group | 314 | Clinical Areas Teaching Space - Undergraduate/Postgraduate |  | Barely Adequate | 13,534.82 | NO
Lot 14_RA06-McEwin Building_Fifth Floor_ME5.40 _ Office | RA-RA06-05-ME5.40 | RA06-05-ME5.40-Office | Lot 14 | RA | RA06 | McEwin Building | 05 | Fifth Floor | ME5.40 | 99967 | University Vacated | 99939 | Unusable Spaces | 13.72 | Office | 1 | Office Space Group | 101 | Office - Academic Staff |  | Barely Adequate | 2,233.60 | NO
Lot 14_RA06-McEwin Building_Fifth Floor_ME5.43 _ Laboratory | RA-RA06-05-ME5.43 | RA06-05-ME5.43-Laboratory | Lot 14 | RA | RA06 | McEwin Building | 05 | Fifth Floor | ME5.43 | 99967 | University Vacated | 99939 | Unusable Spaces | 40.56 | Laboratory | 3 | Specialist Teaching or Research Space Group | 314 | Clinical Areas Teaching Space - Undergraduate/Postgraduate |  | Barely Adequate | 8,782.15 | NO
Lot 14_RA11-Australian Institute for Machine Learning Building_First Floor_1.00 _ Terrace (UCA) | RA-RA11-01-1.00 | RA11-01-1.00-Terrace (UCA) | Lot 14 | RA | RA11 | Australian Institute for Machine Learning Building | 01 | First Floor | 1.00 | 99939 | Unusable Spaces | 99939 | Unusable Spaces | 21.82 | Terrace (UCA) | 8 | Non Useable Floor Area Space Group | 839 | Non-usable - Verandah/Balcony |  | Excellent | 0.00 | NO
Lot 14_RA11-Australian Institute for Machine Learning Building_First Floor_1.01 _ Core | RA-RA11-01-1.01 | RA11-01-1.01-Core | Lot 14 | RA | RA11 | Australian Institute for Machine Learning Building | 01 | First Floor | 1.01 | 99939 | Unusable Spaces | 99939 | Unusable Spaces | 13.96 | Core | 8 | Non Useable Floor Area Space Group | 805 | Non-usable - Circulation space |  | Excellent | 0.00 | NO
Lot 14_RA11-Australian Institute for Machine Learning Building_First Floor_1.02 _ Stair | RA-RA11-01-1.02 | RA11-01-1.02-Stair | Lot 14 | RA | RA11 | Australian Institute for Machine Learning Building | 01 | First Floor | 1.02 | 99939 | Unusable Spaces | 99939 | Unusable Spaces | 11.5 | Stair | 8 | Non Useable Floor Area Space Group | 805 | Non-usable - Circulation space |  | Excellent | 0.00 | NO
Lot 14_RA11-Australian Institute for Machine Learning Building_First Floor_1.03 _ Defence | RA-RA11-01-1.03 | RA11-01-1.03-Defence | Lot 14 | RA | RA11 | Australian Institute for Machine Learning Building | 01 | First Floor | 1.03 | 99955 | Faculty of Engineering Computer and Mathematical Sciences - Shared Space | 214 | ECMS Faculty Services | 48.92 | Defence | 1 | Office Space Group | 100 | Office - Specific type not defined |  | Excellent | 12,195.06 | NO
Lot 14_RA11-Australian Institute for Machine Learning Building_First Floor_1.04 _ Breakout | RA-RA11-01-1.04 | RA11-01-1.04-Breakout | Lot 14 | RA | RA11 | Australian Institute for Machine Learning Building | 01 | First Floor | 1.04 | 99955 | Faculty of Engineering Computer and Mathematical Sciences - Shared Space | 214 | ECMS Faculty Services | 12.77 | Breakout | 1 | Office Space Group | 119 | Informal Work Space |  | Excellent | 3,183.38 | NO
Lot 14_RA11-Australian Institute for Machine Learning Building_First Floor_1.05 _ Office | RA-RA11-01-1.05 | RA11-01-1.05-Office | Lot 14 | RA | RA11 | Australian Institute for Machine Learning Building | 01 | First Floor | 1.05 | 99955 | Faculty of Engineering Computer and Mathematical Sciences - Shared Space | 214 | ECMS Faculty Services | 12.02 | Office | 1 | Office Space Group | 100 | Office - Specific type not defined |  | Excellent | 2,996.41 | NO
Lot 14_RA11-Australian Institute for Machine Learning Building_First Floor_1.06 _ Office | RA-RA11-01-1.06 | RA11-01-1.06-Office | Lot 14 | RA | RA11 | Australian Institute for Machine Learning Building | 01 | First Floor | 1.06 | 99955 | Faculty of Engineering Computer and Mathematical Sciences - Shared Space | 214 | ECMS Faculty Services | 12.02 | Office | 1 | Office Space Group | 100 | Office - Specific type not defined |  | Excellent | 2,996.41 | NO
Lot 14_RA11-Australian Institute for Machine Learning Building_First Floor_1.07 _ Office | RA-RA11-01-1.07 | RA11-01-1.07-Office | Lot 14 | RA | RA11 | Australian Institute for Machine Learning Building | 01 | First Floor | 1.07 | 99955 | Faculty of Engineering Computer and Mathematical Sciences - Shared Space | 214 | ECMS Faculty Services | 12.02 | Office | 1 | Office Space Group | 100 | Office - Specific type not defined |  | Excellent | 2,996.41 | NO
Lot 14_RA11-Australian Institute for Machine Learning Building_First Floor_1.08 _ Office | RA-RA11-01-1.08 | RA11-01-1.08-Office | Lot 14 | RA | RA11 | Australian Institute for Machine Learning Building | 01 | First Floor | 1.08 | 99955 | Faculty of Engineering Computer and Mathematical Sciences - Shared Space | 214 | ECMS Faculty Services | 12.02 | Office | 1 | Office Space Group | 100 | Office - Specific type not defined |  | Excellent | 2,996.41 | NO
Lot 14_RA11-Australian Institute for Machine Learning Building_First Floor_1.09 _ Open Office - circ | RA-RA11-01-1.09 | RA11-01-1.09-Open Office - circ | Lot 14 | RA | RA11 | Australian Institute for Machine Learning Building | 01 | First Floor | 1.09 | 99955 | Faculty of Engineering Computer and Mathematical Sciences - Shared Space | 214 | ECMS Faculty Services | 35.2 | Open Office - circ | 1 | Office Space Group | 111 | Open Plan - Specific type not defined |  | Excellent | 8,774.86 | NO
Lot 14_RA11-Australian Institute for Machine Learning Building_First Floor_1.10 _ Corr. | RA-RA11-01-1.10 | RA11-01-1.10-Corr. | Lot 14 | RA | RA11 | Australian Institute for Machine Learning Building | 01 | First Floor | 1.10 | 99939 | Unusable Spaces | 99939 | Unusable Spaces | 50.66 | Corr. | 8 | Non Useable Floor Area Space Group | 805 | Non-usable - Circulation space |  | Excellent | 0.00 | NO
Lot 14_RA11-Australian Institute for Machine Learning Building_First Floor_1.10A _ Lockers | RA-RA11-01-1.10A | RA11-01-1.10A-Lockers | Lot 14 | RA | RA11 | Australian Institute for Machine Learning Building | 01 | First Floor | 1.10A | 99955 | Faculty of Engineering Computer and Mathematical Sciences - Shared Space | 214 | ECMS Faculty Services | 1 | Lockers | 4 | Ancillary Area Space Group | 416 | Ancillary Area - Locker Storage/Room |  | Excellent | 219.37 | NO
Lot 14_RA11-Australian Institute for Machine Learning Building_First Floor_1.10B _ VSR | RA-RA11-01-1.10B | RA11-01-1.10B-VSR | Lot 14 | RA | RA11 | Australian Institute for Machine Learning Building | 01 | First Floor | 1.10B | 99939 | Unusable Spaces | 99939 | Unusable Spaces | 0.76 | VSR | 8 | Non Useable Floor Area Space Group | 840 | Non-usable - Service riser |  | Excellent | 0.00 | NO
Lot 14_RA11-Australian Institute for Machine Learning Building_First Floor_1.11 _ Utility | RA-RA11-01-1.11 | RA11-01-1.11-Utility | Lot 14 | RA | RA11 | Australian Institute for Machine Learning Building | 01 | First Floor | 1.11 | 99955 | Faculty of Engineering Computer and Mathematical Sciences - Shared Space | 214 | ECMS Faculty Services | 13.76 | Utility | 6 | General Facility Space Group | 603 | General Facility - Resource room |  | Excellent | 3,841.79 | NO
Lot 14_RA11-Australian Institute for Machine Learning Building_First Floor_1.12 _ WC - U - Access (RH) | RA-RA11-01-1.12 | RA11-01-1.12-WC - U - Access (RH) | Lot 14 | RA | RA11 | Australian Institute for Machine Learning Building | 01 | First Floor | 1.12 | 99939 | Unusable Spaces | 99939 | Unusable Spaces | 9.09 | WC - U - Access (RH) | 8 | Non Useable Floor Area Space Group | 818 | Non-usable - Toilets/Amenities - Unisex Accessible |  | Excellent | 0.00 | NO
Lot 14_RA11-Australian Institute for Machine Learning Building_First Floor_1.13 _ WC - M | RA-RA11-01-1.13 | RA11-01-1.13-WC - M | Lot 14 | RA | RA11 | Australian Institute for Machine Learning Building | 01 | First Floor | 1.13 | 99939 | Unusable Spaces | 99939 | Unusable Spaces | 12.07 | WC - M | 8 | Non Useable Floor Area Space Group | 821 | Non-usable - Toilets/Amenities - Male |  | Excellent | 0.00 | NO
Lot 14_RA11-Australian Institute for Machine Learning Building_First Floor_1.14 _ Store | RA-RA11-01-1.14 | RA11-01-1.14-Store | Lot 14 | RA | RA11 | Australian Institute for Machine Learning Building | 01 | First Floor | 1.14 | 99955 | Faculty of Engineering Computer and Mathematical Sciences - Shared Space | 214 | ECMS Faculty Services | 2.4 | Store | 4 | Ancillary Area Space Group | 419 | Ancillary Area - Store Room - Generic |  | Excellent | 526.49 | NO
Lot 14_RA11-Australian Institute for Machine Learning Building_First Floor_1.15 _ Stair - Lobby | RA-RA11-01-1.15 | RA11-01-1.15-Stair - Lobby | Lot 14 | RA | RA11 | Australian Institute for Machine Learning Building | 01 | First Floor | 1.15 | 99939 | Unusable Spaces | 99939 | Unusable Spaces | 8.31 | Stair - Lobby | 8 | Non Useable Floor Area Space Group | 805 | Non-usable - Circulation space |  | Excellent | 0.00 | NO
Lot 14_RA11-Australian Institute for Machine Learning Building_First Floor_1.16 _ Stair | RA-RA11-01-1.16 | RA11-01-1.16-Stair | Lot 14 | RA | RA11 | Australian Institute for Machine Learning Building | 01 | First Floor | 1.16 | 99939 | Unusable Spaces | 99939 | Unusable Spaces | 11.08 | Stair | 8 | Non Useable Floor Area Space Group | 805 | Non-usable - Circulation space |  | Excellent | 0.00 | NO
Lot 14_RA11-Australian Institute for Machine Learning Building_First Floor_1.17 _ FHR | RA-RA11-01-1.17 | RA11-01-1.17-FHR | Lot 14 | RA | RA11 | Australian Institute for Machine Learning Building | 01 | First Floor | 1.17 | 99939 | Unusable Spaces | 99939 | Unusable Spaces | 0.35 | FHR | 8 | Non Useable Floor Area Space Group | 840 | Non-usable - Service riser |  | Excellent | 0.00 | NO
Lot 14_RA11-Australian Institute for Machine Learning Building_First Floor_1.18 _ WC - F | RA-RA11-01-1.18 | RA11-01-1.18-WC - F | Lot 14 | RA | RA11 | Australian Institute for Machine Learning Building | 01 | First Floor | 1.18 | 99939 | Unusable Spaces | 99939 | Unusable Spaces | 9.41 | WC - F | 8 | Non Useable Floor Area Space Group | 820 | Non-usable - Toilets/Amenities - Female |  | Excellent | 0.00 | NO
Lot 14_RA11-Australian Institute for Machine Learning Building_First Floor_1.19 _ DB | RA-RA11-01-1.19 | RA11-01-1.19-DB | Lot 14 | RA | RA11 | Australian Institute for Machine Learning Building | 01 | First Floor | 1.19 | 99939 | Unusable Spaces | 99939 | Unusable Spaces | 1.15 | DB | 8 | Non Useable Floor Area Space Group | 815 | Non-usable - Switch room |  | Excellent | 0.00 | NO
Lot 14_RA11-Australian Institute for Machine Learning Building_First Floor_1.19.01 _ Workstation | RA-RA11-01-1.19.01 | RA11-01-1.19.01-Workstation | Lot 14 | RA | RA11 | Australian Institute for Machine Learning Building | 01 | First Floor | 1.19.01 | 99955 | Faculty of Engineering Computer and Mathematical Sciences - Shared Space | 214 | ECMS Faculty Services | 5.2 | Workstation | 1 | Office Space Group | 111 | Open Plan - Specific type not defined |  | Excellent | 1,296.29 | NO
Lot 14_RA11-Australian Institute for Machine Learning Building_First Floor_1.19.02 _ Workstation | RA-RA11-01-1.19.02 | RA11-01-1.19.02-Workstation | Lot 14 | RA | RA11 | Australian Institute for Machine Learning Building | 01 | First Floor | 1.19.02 | 99955 | Faculty of Engineering Computer and Mathematical Sciences - Shared Space | 214 | ECMS Faculty Services | 3.33 | Workstation | 1 | Office Space Group | 111 | Open Plan - Specific type not defined |  | Excellent | 830.12 | NO
Lot 14_RA11-Australian Institute for Machine Learning Building_First Floor_1.19.03 _ Workstation | RA-RA11-01-1.19.03 | RA11-01-1.19.03-Workstation | Lot 14 | RA | RA11 | Australian Institute for Machine Learning Building | 01 | First Floor | 1.19.03 | 99955 | Faculty of Engineering Computer and Mathematical Sciences - Shared Space | 214 | ECMS Faculty Services | 3.33 | Workstation | 1 | Office Space Group | 111 | Open Plan - Specific type not defined |  | Excellent | 830.12 | NO
Lot 14_RA11-Australian Institute for Machine Learning Building_First Floor_1.19.04 _ Workstation | RA-RA11-01-1.19.04 | RA11-01-1.19.04-Workstation | Lot 14 | RA | RA11 | Australian Institute for Machine Learning Building | 01 | First Floor | 1.19.04 | 99955 | Faculty of Engineering Computer and Mathematical Sciences - Shared Space | 214 | ECMS Faculty Services | 3.33 | Workstation | 1 | Office Space Group | 111 | Open Plan - Specific type not defined |  | Excellent | 830.12 | NO
Lot 14_RA11-Australian Institute for Machine Learning Building_First Floor_1.19.05 _ Workstation | RA-RA11-01-1.19.05 | RA11-01-1.19.05-Workstation | Lot 14 | RA | RA11 | Australian Institute for Machine Learning Building | 01 | First Floor | 1.19.05 | 99955 | Faculty of Engineering Computer and Mathematical Sciences - Shared Space | 214 | ECMS Faculty Services | 3.33 | Workstation | 1 | Office Space Group | 111 | Open Plan - Specific type not defined |  | Excellent | 830.12 | NO
Lot 14_RA11-Australian Institute for Machine Learning Building_First Floor_1.19.06 _ Workstation | RA-RA11-01-1.19.06 | RA11-01-1.19.06-Workstation | Lot 14 | RA | RA11 | Australian Institute for Machine Learning Building | 01 | First Floor | 1.19.06 | 99955 | Faculty of Engineering Computer and Mathematical Sciences - Shared Space | 214 | ECMS Faculty Services | 3.33 | Workstation | 1 | Office Space Group | 111 | Open Plan - Specific type not defined |  | Excellent | 830.12 | NO
Lot 14_RA11-Australian Institute for Machine Learning Building_First Floor_1.19.07 _ Workstation | RA-RA11-01-1.19.07 | RA11-01-1.19.07-Workstation | Lot 14 | RA | RA11 | Australian Institute for Machine Learning Building | 01 | First Floor | 1.19.07 | 99955 | Faculty of Engineering Computer and Mathematical Sciences - Shared Space | 214 | ECMS Faculty Services | 3.33 | Workstation | 1 | Office Space Group | 111 | Open Plan - Specific type not defined |  | Excellent | 830.12 | NO
Lot 14_RA11-Australian Institute for Machine Learning Building_First Floor_1.19.08 _ Workstation | RA-RA11-01-1.19.08 | RA11-01-1.19.08-Workstation | Lot 14 | RA | RA11 | Australian Institute for Machine Learning Building | 01 | First Floor | 1.19.08 | 99955 | Faculty of Engineering Computer and Mathematical Sciences - Shared Space | 214 | ECMS Faculty Services | 5.2 | Workstation | 1 | Office Space Group | 111 | Open Plan - Specific type not defined |  | Excellent | 1,296.29 | NO
Lot 14_RA11-Australian Institute for Machine Learning Building_First Floor_1.19A _ VSR | RA-RA11-01-1.19A | RA11-01-1.19A-VSR | Lot 14 | RA | RA11 | Australian Institute for Machine Learning Building | 01 | First Floor | 1.19A | 99939 | Unusable Spaces | 99939 | Unusable Spaces | 0.44 | VSR | 8 | Non Useable Floor Area Space Group | 840 | Non-usable - Service riser |  | Excellent | 0.00 | NO
Lot 14_RA11-Australian Institute for Machine Learning Building_First Floor_1.20 _ Office | RA-RA11-01-1.20 | RA11-01-1.20-Office | Lot 14 | RA | RA11 | Australian Institute for Machine Learning Building | 01 | First Floor | 1.20 | 99955 | Faculty of Engineering Computer and Mathematical Sciences - Shared Space | 214 | ECMS Faculty Services | 18.5 | Office | 1 | Office Space Group | 100 | Office - Specific type not defined |  | Excellent | 4,611.79 | NO
Lot 14_RA11-Australian Institute for Machine Learning Building_First Floor_1.21 _ Comms | RA-RA11-01-1.21 | RA11-01-1.21-Comms | Lot 14 | RA | RA11 | Australian Institute for Machine Learning Building | 01 | First Floor | 1.21 | 864 | ITDS Operations & Digital Services | 869 | Information Technology and Digital Services | 6.68 | Comms | 8 | Non Useable Floor Area Space Group | 805 | Non-usable - Circulation space |  | Excellent | 0.00 | NO
Lot 14_RA11-Australian Institute for Machine Learning Building_First Floor_1.22 _ Office | RA-RA11-01-1.22 | RA11-01-1.22-Office | Lot 14 | RA | RA11 | Australian Institute for Machine Learning Building | 01 | First Floor | 1.22 | 99955 | Faculty of Engineering Computer and Mathematical Sciences - Shared Space | 214 | ECMS Faculty Services | 12.02 | Office | 1 | Office Space Group | 100 | Office - Specific type not defined |  | Excellent | 2,996.41 | NO
Lot 14_RA11-Australian Institute for Machine Learning Building_First Floor_1.23 _ Office | RA-RA11-01-1.23 | RA11-01-1.23-Office | Lot 14 | RA | RA11 | Australian Institute for Machine Learning Building | 01 | First Floor | 1.23 | 99955 | Faculty of Engineering Computer and Mathematical Sciences - Shared Space | 214 | ECMS Faculty Services | 12.02 | Office | 1 | Office Space Group | 100 | Office - Specific type not defined |  | Excellent | 2,996.41 | NO
Lot 14_RA11-Australian Institute for Machine Learning Building_First Floor_1.24 _ Office | RA-RA11-01-1.24 | RA11-01-1.24-Office | Lot 14 | RA | RA11 | Australian Institute for Machine Learning Building | 01 | First Floor | 1.24 | 99955 | Faculty of Engineering Computer and Mathematical Sciences - Shared Space | 214 | ECMS Faculty Services | 12.02 | Office | 1 | Office Space Group | 100 | Office - Specific type not defined |  | Excellent | 2,996.41 | NO
Lot 14_RA11-Australian Institute for Machine Learning Building_First Floor_1.25 _ Office | RA-RA11-01-1.25 | RA11-01-1.25-Office | Lot 14 | RA | RA11 | Australian Institute for Machine Learning Building | 01 | First Floor | 1.25 | 99955 | Faculty of Engineering Computer and Mathematical Sciences - Shared Space | 214 | ECMS Faculty Services | 12.02 | Office | 1 | Office Space Group | 100 | Office - Specific type not defined |  | Excellent | 2,996.41 | NO
Lot 14_RA11-Australian Institute for Machine Learning Building_First Floor_1.26 _ Breakout | RA-RA11-01-1.26 | RA11-01-1.26-Breakout | Lot 14 | RA | RA11 | Australian Institute for Machine Learning Building | 01 | First Floor | 1.26 | 99955 | Faculty of Engineering Computer and Mathematical Sciences - Shared Space | 214 | ECMS Faculty Services | 12.44 | Breakout | 1 | Office Space Group | 119 | Informal Work Space |  | Excellent | 3,101.11 | NO
Lot 14_RA11-Australian Institute for Machine Learning Building_First Floor_1.27 _ Open Office - circ | RA-RA11-01-1.27 | RA11-01-1.27-Open Office - circ | Lot 14 | RA | RA11 | Australian Institute for Machine Learning Building | 01 | First Floor | 1.27 | 99955 | Faculty of Engineering Computer and Mathematical Sciences - Shared Space | 214 | ECMS Faculty Services | 35.28 | Open Office - circ | 1 | Office Space Group | 111 | Open Plan - Specific type not defined |  | Excellent | 8,794.80 | NO
Lot 14_RA11-Australian Institute for Machine Learning Building_First Floor_1.27.01 _ Workstation | RA-RA11-01-1.27.01 | RA11-01-1.27.01-Workstation | Lot 14 | RA | RA11 | Australian Institute for Machine Learning Building | 01 | First Floor | 1.27.01 | 99955 | Faculty of Engineering Computer and Mathematical Sciences - Shared Space | 214 | ECMS Faculty Services | 5.2 | Workstation | 1 | Office Space Group | 111 | Open Plan - Specific type not defined |  | Excellent | 1,296.29 | NO
Lot 14_RA11-Australian Institute for Machine Learning Building_First Floor_1.27.02 _ Workstation | RA-RA11-01-1.27.02 | RA11-01-1.27.02-Workstation | Lot 14 | RA | RA11 | Australian Institute for Machine Learning Building | 01 | First Floor | 1.27.02 | 99955 | Faculty of Engineering Computer and Mathematical Sciences - Shared Space | 214 | ECMS Faculty Services | 3.33 | Workstation | 1 | Office Space Group | 111 | Open Plan - Specific type not defined |  | Excellent | 830.12 | NO
Lot 14_RA11-Australian Institute for Machine Learning Building_First Floor_1.27.03 _ Workstation | RA-RA11-01-1.27.03 | RA11-01-1.27.03-Workstation | Lot 14 | RA | RA11 | Australian Institute for Machine Learning Building | 01 | First Floor | 1.27.03 | 99955 | Faculty of Engineering Computer and Mathematical Sciences - Shared Space | 214 | ECMS Faculty Services | 3.33 | Workstation | 1 | Office Space Group | 111 | Open Plan - Specific type not defined |  | Excellent | 830.12 | NO
Lot 14_RA11-Australian Institute for Machine Learning Building_First Floor_1.27.04 _ Workstation | RA-RA11-01-1.27.04 | RA11-01-1.27.04-Workstation | Lot 14 | RA | RA11 | Australian Institute for Machine Learning Building | 01 | First Floor | 1.27.04 | 99955 | Faculty of Engineering Computer and Mathematical Sciences - Shared Space | 214 | ECMS Faculty Services | 3.33 | Workstation | 1 | Office Space Group | 111 | Open Plan - Specific type not defined |  | Excellent | 830.12 | NO
Lot 14_RA11-Australian Institute for Machine Learning Building_First Floor_1.27.05 _ Workstation | RA-RA11-01-1.27.05 | RA11-01-1.27.05-Workstation | Lot 14 | RA | RA11 | Australian Institute for Machine Learning Building | 01 | First Floor | 1.27.05 | 99955 | Faculty of Engineering Computer and Mathematical Sciences - Shared Space | 214 | ECMS Faculty Services | 3.33 | Workstation | 1 | Office Space Group | 111 | Open Plan - Specific type not defined |  | Excellent | 830.12 | NO
Lot 14_RA11-Australian Institute for Machine Learning Building_First Floor_1.27.06 _ Workstation | RA-RA11-01-1.27.06 | RA11-01-1.27.06-Workstation | Lot 14 | RA | RA11 | Australian Institute for Machine Learning Building | 01 | First Floor | 1.27.06 | 99955 | Faculty of Engineering Computer and Mathematical Sciences - Shared Space | 214 | ECMS Faculty Services | 3.33 | Workstation | 1 | Office Space Group | 111 | Open Plan - Specific type not defined |  | Excellent | 830.12 | NO
Lot 14_RA11-Australian Institute for Machine Learning Building_First Floor_1.27.07 _ Workstation | RA-RA11-01-1.27.07 | RA11-01-1.27.07-Workstation | Lot 14 | RA | RA11 | Australian Institute for Machine Learning Building | 01 | First Floor | 1.27.07 | 99955 | Faculty of Engineering Computer and Mathematical Sciences - Shared Space | 214 | ECMS Faculty Services | 3.33 | Workstation | 1 | Office Space Group | 111 | Open Plan - Specific type not defined |  | Excellent | 830.12 | NO
Lot 14_RA11-Australian Institute for Machine Learning Building_First Floor_1.27.08 _ Workstation | RA-RA11-01-1.27.08 | RA11-01-1.27.08-Workstation | Lot 14 | RA | RA11 | Australian Institute for Machine Learning Building | 01 | First Floor | 1.27.08 | 99955 | Faculty of Engineering Computer and Mathematical Sciences - Shared Space | 214 | ECMS Faculty Services | 5.2 | Workstation | 1 | Office Space Group | 111 | Open Plan - Specific type not defined |  | Excellent | 1,296.29 | NO
Lot 14_RA11-Australian Institute for Machine Learning Building_First Floor_1.28 _ Office | RA-RA11-01-1.28 | RA11-01-1.28-Office | Lot 14 | RA | RA11 | Australian Institute for Machine Learning Building | 01 | First Floor | 1.28 | 99955 | Faculty of Engineering Computer and Mathematical Sciences - Shared Space | 214 | ECMS Faculty Services | 22.06 | Office | 1 | Office Space Group | 100 | Office - Specific type not defined |  | Excellent | 5,499.24 | NO
Lot 14_RA11-Australian Institute for Machine Learning Building_First Floor_1.29 _ Office | RA-RA11-01-1.29 | RA11-01-1.29-Office | Lot 14 | RA | RA11 | Australian Institute for Machine Learning Building | 01 | First Floor | 1.29 | 99955 | Faculty of Engineering Computer and Mathematical Sciences - Shared Space | 214 | ECMS Faculty Services | 21.41 | Office | 1 | Office Space Group | 100 | Office - Specific type not defined |  | Excellent | 5,337.21 | NO
Lot 14_RA11-Australian Institute for Machine Learning Building_First Floor_1.30 _ Meeting | RA-RA11-01-1.30 | RA11-01-1.30-Meeting | Lot 14 | RA | RA11 | Australian Institute for Machine Learning Building | 01 | First Floor | 1.30 | 99955 | Faculty of Engineering Computer and Mathematical Sciences - Shared Space | 214 | ECMS Faculty Services | 20.05 | Meeting | 6 | General Facility Space Group | 601 | General Facility - Committee/Conference/Meeting room |  | Excellent | 5,597.96 | NO
Lot 14_RA11-Australian Institute for Machine Learning Building_First Floor_1.31 _ FHR | RA-RA11-01-1.31 | RA11-01-1.31-FHR | Lot 14 | RA | RA11 | Australian Institute for Machine Learning Building | 01 | First Floor | 1.31 | 99939 | Unusable Spaces | 99939 | Unusable Spaces | 0.23 | FHR | 8 | Non Useable Floor Area Space Group | 840 | Non-usable - Service riser |  | Excellent | 0.00 | NO
Lot 14_RA11-Australian Institute for Machine Learning Building_First Floor_1.32 _ Corr. | RA-RA11-01-1.32 | RA11-01-1.32-Corr. | Lot 14 | RA | RA11 | Australian Institute for Machine Learning Building | 01 | First Floor | 1.32 | 99939 | Unusable Spaces | 99939 | Unusable Spaces | 29.59 | Corr. | 8 | Non Useable Floor Area Space Group | 805 | Non-usable - Circulation space |  | Excellent | 0.00 | NO
Lot 14_RA11-Australian Institute for Machine Learning Building_First Floor_1.40 _ VSR | RA-RA11-01-1.40 | RA11-01-1.40-VSR | Lot 14 | RA | RA11 | Australian Institute for Machine Learning Building | 01 | First Floor | 1.40 | 99939 | Unusable Spaces | 99939 | Unusable Spaces | 0.35 | VSR | 8 | Non Useable Floor Area Space Group | 840 | Non-usable - Service riser |  | Excellent | 0.00 | NO
Lot 14_RA11-Australian Institute for Machine Learning Building_Second Floor_2.01 _ Core | RA-RA11-02-2.01 | RA11-02-2.01-Core | Lot 14 | RA | RA11 | Australian Institute for Machine Learning Building | 02 | Second Floor | 2.01 | 99939 | Unusable Spaces | 99939 | Unusable Spaces | 14.24 | Core | 8 | Non Useable Floor Area Space Group | 805 | Non-usable - Circulation space |  | Excellent | 0.00 | NO
Lot 14_RA11-Australian Institute for Machine Learning Building_Second Floor_2.02 _ Stair | RA-RA11-02-2.02 | RA11-02-2.02-Stair | Lot 14 | RA | RA11 | Australian Institute for Machine Learning Building | 02 | Second Floor | 2.02 | 99939 | Unusable Spaces | 99939 | Unusable Spaces | 11.05 | Stair | 8 | Non Useable Floor Area Space Group | 805 | Non-usable - Circulation space |  | Excellent | 0.00 | NO
Lot 14_RA11-Australian Institute for Machine Learning Building_Second Floor_2.03 _ Office | RA-RA11-02-2.03 | RA11-02-2.03-Office | Lot 14 | RA | RA11 | Australian Institute for Machine Learning Building | 02 | Second Floor | 2.03 | 99955 | Faculty of Engineering Computer and Mathematical Sciences - Shared Space | 214 | ECMS Faculty Services | 21.96 | Office | 1 | Office Space Group | 100 | Office - Specific type not defined |  | Excellent | 5,474.31 | NO
Lot 14_RA11-Australian Institute for Machine Learning Building_Second Floor_2.04 _ Open Office - circ | RA-RA11-02-2.04 | RA11-02-2.04-Open Office - circ | Lot 14 | RA | RA11 | Australian Institute for Machine Learning Building | 02 | Second Floor | 2.04 | 99955 | Faculty of Engineering Computer and Mathematical Sciences - Shared Space | 214 | ECMS Faculty Services | 17.62 | Open Office - circ | 1 | Office Space Group | 111 | Open Plan - Specific type not defined |  | Excellent | 4,392.41 | NO
Lot 14_RA11-Australian Institute for Machine Learning Building_Second Floor_2.04.01 _ Workstation | RA-RA11-02-2.04.01 | RA11-02-2.04.01-Workstation | Lot 14 | RA | RA11 | Australian Institute for Machine Learning Building | 02 | Second Floor | 2.04.01 | 99955 | Faculty of Engineering Computer and Mathematical Sciences - Shared Space | 214 | ECMS Faculty Services | 3.99 | Workstation | 1 | Office Space Group | 111 | Open Plan - Specific type not defined |  | Excellent | 994.65 | NO
Lot 14_RA11-Australian Institute for Machine Learning Building_Second Floor_2.04.02 _ Workstation | RA-RA11-02-2.04.02 | RA11-02-2.04.02-Workstation | Lot 14 | RA | RA11 | Australian Institute for Machine Learning Building | 02 | Second Floor | 2.04.02 | 99955 | Faculty of Engineering Computer and Mathematical Sciences - Shared Space | 214 | ECMS Faculty Services | 3.99 | Workstation | 1 | Office Space Group | 111 | Open Plan - Specific type not defined |  | Excellent | 994.65 | NO
Lot 14_RA11-Australian Institute for Machine Learning Building_Second Floor_2.04.03 _ Workstation | RA-RA11-02-2.04.03 | RA11-02-2.04.03-Workstation | Lot 14 | RA | RA11 | Australian Institute for Machine Learning Building | 02 | Second Floor | 2.04.03 | 99955 | Faculty of Engineering Computer and Mathematical Sciences - Shared Space | 214 | ECMS Faculty Services | 3.99 | Workstation | 1 | Office Space Group | 111 | Open Plan - Specific type not defined |  | Excellent | 994.65 | NO
Lot 14_RA11-Australian Institute for Machine Learning Building_Second Floor_2.04.04 _ Workstation | RA-RA11-02-2.04.04 | RA11-02-2.04.04-Workstation | Lot 14 | RA | RA11 | Australian Institute for Machine Learning Building | 02 | Second Floor | 2.04.04 | 99955 | Faculty of Engineering Computer and Mathematical Sciences - Shared Space | 214 | ECMS Faculty Services | 3.96 | Workstation | 1 | Office Space Group | 111 | Open Plan - Specific type not defined |  | Excellent | 987.17 | NO
Lot 14_RA11-Australian Institute for Machine Learning Building_Second Floor_2.04.05 _ Workstation | RA-RA11-02-2.04.05 | RA11-02-2.04.05-Workstation | Lot 14 | RA | RA11 | Australian Institute for Machine Learning Building | 02 | Second Floor | 2.04.05 | 99955 | Faculty of Engineering Computer and Mathematical Sciences - Shared Space | 214 | ECMS Faculty Services | 3.96 | Workstation | 1 | Office Space Group | 111 | Open Plan - Specific type not defined |  | Excellent | 987.17 | NO
Lot 14_RA11-Australian Institute for Machine Learning Building_Second Floor_2.04.06 _ Workstation | RA-RA11-02-2.04.06 | RA11-02-2.04.06-Workstation | Lot 14 | RA | RA11 | Australian Institute for Machine Learning Building | 02 | Second Floor | 2.04.06 | 99955 | Faculty of Engineering Computer and Mathematical Sciences - Shared Space | 214 | ECMS Faculty Services | 3.96 | Workstation | 1 | Office Space Group | 111 | Open Plan - Specific type not defined |  | Excellent | 987.17 | NO
Lot 14_RA11-Australian Institute for Machine Learning Building_Second Floor_2.04.07 _ Workstation | RA-RA11-02-2.04.07 | RA11-02-2.04.07-Workstation | Lot 14 | RA | RA11 | Australian Institute for Machine Learning Building | 02 | Second Floor | 2.04.07 | 99955 | Faculty of Engineering Computer and Mathematical Sciences - Shared Space | 214 | ECMS Faculty Services | 3.99 | Workstation | 1 | Office Space Group | 111 | Open Plan - Specific type not defined |  | Excellent | 994.65 | NO
Lot 14_RA11-Australian Institute for Machine Learning Building_Second Floor_2.04.08 _ Workstation | RA-RA11-02-2.04.08 | RA11-02-2.04.08-Workstation | Lot 14 | RA | RA11 | Australian Institute for Machine Learning Building | 02 | Second Floor | 2.04.08 | 99955 | Faculty of Engineering Computer and Mathematical Sciences - Shared Space | 214 | ECMS Faculty Services | 3.99 | Workstation | 1 | Office Space Group | 111 | Open Plan - Specific type not defined |  | Excellent | 994.65 | NO
Lot 14_RA11-Australian Institute for Machine Learning Building_Second Floor_2.04.09 _ Workstation | RA-RA11-02-2.04.09 | RA11-02-2.04.09-Workstation | Lot 14 | RA | RA11 | Australian Institute for Machine Learning Building | 02 | Second Floor | 2.04.09 | 99955 | Faculty of Engineering Computer and Mathematical Sciences - Shared Space | 214 | ECMS Faculty Services | 3.99 | Workstation | 1 | Office Space Group | 111 | Open Plan - Specific type not defined |  | Excellent | 994.65 | NO
Lot 14_RA11-Australian Institute for Machine Learning Building_Second Floor_2.05 _ Informal Learning | RA-RA11-02-2.05 | RA11-02-2.05-Informal Learning | Lot 14 | RA | RA11 | Australian Institute for Machine Learning Building | 02 | Second Floor | 2.05 | 99955 | Faculty of Engineering Computer and Mathematical Sciences - Shared Space | 214 | ECMS Faculty Services | 23.56 | Informal Learning | 1 | Office Space Group | 119 | Informal Work Space |  | Excellent | 5,873.17 | NO
Lot 14_RA11-Australian Institute for Machine Learning Building_Second Floor_2.06 _ Open Office - circ | RA-RA11-02-2.06 | RA11-02-2.06-Open Office - circ | Lot 14 | RA | RA11 | Australian Institute for Machine Learning Building | 02 | Second Floor | 2.06 | 99955 | Faculty of Engineering Computer and Mathematical Sciences - Shared Space | 214 | ECMS Faculty Services | 17.53 | Open Office - circ | 1 | Office Space Group | 111 | Open Plan - Specific type not defined |  | Excellent | 4,369.98 | NO
Lot 14_RA11-Australian Institute for Machine Learning Building_Second Floor_2.06.01 _ Workstation | RA-RA11-02-2.06.01 | RA11-02-2.06.01-Workstation | Lot 14 | RA | RA11 | Australian Institute for Machine Learning Building | 02 | Second Floor | 2.06.01 | 99955 | Faculty of Engineering Computer and Mathematical Sciences - Shared Space | 214 | ECMS Faculty Services | 3.96 | Workstation | 1 | Office Space Group | 111 | Open Plan - Specific type not defined |  | Excellent | 987.17 | NO
Lot 14_RA11-Australian Institute for Machine Learning Building_Second Floor_2.06.02 _ Workstation | RA-RA11-02-2.06.02 | RA11-02-2.06.02-Workstation | Lot 14 | RA | RA11 | Australian Institute for Machine Learning Building | 02 | Second Floor | 2.06.02 | 99955 | Faculty of Engineering Computer and Mathematical Sciences - Shared Space | 214 | ECMS Faculty Services | 3.96 | Workstation | 1 | Office Space Group | 111 | Open Plan - Specific type not defined |  | Excellent | 987.17 | NO
Lot 14_RA11-Australian Institute for Machine Learning Building_Second Floor_2.06.03 _ Workstation | RA-RA11-02-2.06.03 | RA11-02-2.06.03-Workstation | Lot 14 | RA | RA11 | Australian Institute for Machine Learning Building | 02 | Second Floor | 2.06.03 | 99955 | Faculty of Engineering Computer and Mathematical Sciences - Shared Space | 214 | ECMS Faculty Services | 3.96 | Workstation | 1 | Office Space Group | 111 | Open Plan - Specific type not defined |  | Excellent | 987.17 | NO
Lot 14_RA11-Australian Institute for Machine Learning Building_Second Floor_2.06.04 _ Workstation | RA-RA11-02-2.06.04 | RA11-02-2.06.04-Workstation | Lot 14 | RA | RA11 | Australian Institute for Machine Learning Building | 02 | Second Floor | 2.06.04 | 99955 | Faculty of Engineering Computer and Mathematical Sciences - Shared Space | 214 | ECMS Faculty Services | 3.96 | Workstation | 1 | Office Space Group | 111 | Open Plan - Specific type not defined |  | Excellent | 987.17 | NO
Lot 14_RA11-Australian Institute for Machine Learning Building_Second Floor_2.06.05 _ Workstation | RA-RA11-02-2.06.05 | RA11-02-2.06.05-Workstation | Lot 14 | RA | RA11 | Australian Institute for Machine Learning Building | 02 | Second Floor | 2.06.05 | 99955 | Faculty of Engineering Computer and Mathematical Sciences - Shared Space | 214 | ECMS Faculty Services | 3.96 | Workstation | 1 | Office Space Group | 111 | Open Plan - Specific type not defined |  | Excellent | 987.17 | NO
Lot 14_RA11-Australian Institute for Machine Learning Building_Second Floor_2.06.06 _ Workstation | RA-RA11-02-2.06.06 | RA11-02-2.06.06-Workstation | Lot 14 | RA | RA11 | Australian Institute for Machine Learning Building | 02 | Second Floor | 2.06.06 | 99955 | Faculty of Engineering Computer and Mathematical Sciences - Shared Space | 214 | ECMS Faculty Services | 3.96 | Workstation | 1 | Office Space Group | 111 | Open Plan - Specific type not defined |  | Excellent | 987.17 | NO
Lot 14_RA11-Australian Institute for Machine Learning Building_Second Floor_2.06.07 _ Workstation | RA-RA11-02-2.06.07 | RA11-02-2.06.07-Workstation | Lot 14 | RA | RA11 | Australian Institute for Machine Learning Building | 02 | Second Floor | 2.06.07 | 99955 | Faculty of Engineering Computer and Mathematical Sciences - Shared Space | 214 | ECMS Faculty Services | 3.99 | Workstation | 1 | Office Space Group | 111 | Open Plan - Specific type not defined |  | Excellent | 994.65 | NO
Lot 14_RA11-Australian Institute for Machine Learning Building_Second Floor_2.06.08 _ Workstation | RA-RA11-02-2.06.08 | RA11-02-2.06.08-Workstation | Lot 14 | RA | RA11 | Australian Institute for Machine Learning Building | 02 | Second Floor | 2.06.08 | 99955 | Faculty of Engineering Computer and Mathematical Sciences - Shared Space | 214 | ECMS Faculty Services | 3.99 | Workstation | 1 | Office Space Group | 111 | Open Plan - Specific type not defined |  | Excellent | 994.65 | NO
Lot 14_RA11-Australian Institute for Machine Learning Building_Second Floor_2.06.09 _ Workstation | RA-RA11-02-2.06.09 | RA11-02-2.06.09-Workstation | Lot 14 | RA | RA11 | Australian Institute for Machine Learning Building | 02 | Second Floor | 2.06.09 | 99955 | Faculty of Engineering Computer and Mathematical Sciences - Shared Space | 214 | ECMS Faculty Services | 3.99 | Workstation | 1 | Office Space Group | 111 | Open Plan - Specific type not defined |  | Excellent | 994.65 | NO
Lot 14_RA11-Australian Institute for Machine Learning Building_Second Floor_2.07 _ Office | RA-RA11-02-2.07 | RA11-02-2.07-Office | Lot 14 | RA | RA11 | Australian Institute for Machine Learning Building | 02 | Second Floor | 2.07 | 99955 | Faculty of Engineering Computer and Mathematical Sciences - Shared Space | 214 | ECMS Faculty Services | 14.57 | Office | 1 | Office Space Group | 100 | Office - Specific type not defined |  | Excellent | 3,632.09 | NO
Lot 14_RA11-Australian Institute for Machine Learning Building_Second Floor_2.08 _ WC - U - Access (LH) | RA-RA11-02-2.08 | RA11-02-2.08-WC - U - Access (LH) | Lot 14 | RA | RA11 | Australian Institute for Machine Learning Building | 02 | Second Floor | 2.08 | 99939 | Unusable Spaces | 99939 | Unusable Spaces | 11.14 | WC - U - Access (LH) | 8 | Non Useable Floor Area Space Group | 818 | Non-usable - Toilets/Amenities - Unisex Accessible |  | Excellent | 0.00 | NO
Lot 14_RA11-Australian Institute for Machine Learning Building_Second Floor_2.09 _ WC - F | RA-RA11-02-2.09 | RA11-02-2.09-WC - F | Lot 14 | RA | RA11 | Australian Institute for Machine Learning Building | 02 | Second Floor | 2.09 | 99939 | Unusable Spaces | 99939 | Unusable Spaces | 11.88 | WC - F | 8 | Non Useable Floor Area Space Group | 820 | Non-usable - Toilets/Amenities - Female |  | Excellent | 0.00 | NO
Lot 14_RA11-Australian Institute for Machine Learning Building_Second Floor_2.10 _ Stair - Lobby | RA-RA11-02-2.10 | RA11-02-2.10-Stair - Lobby | Lot 14 | RA | RA11 | Australian Institute for Machine Learning Building | 02 | Second Floor | 2.10 | 99939 | Unusable Spaces | 99939 | Unusable Spaces | 7.08 | Stair - Lobby | 8 | Non Useable Floor Area Space Group | 805 | Non-usable - Circulation space |  | Excellent | 0.00 | NO
Lot 14_RA11-Australian Institute for Machine Learning Building_Second Floor_2.11 _ VSR | RA-RA11-02-2.11 | RA11-02-2.11-VSR | Lot 14 | RA | RA11 | Australian Institute for Machine Learning Building | 02 | Second Floor | 2.11 | 99939 | Unusable Spaces | 99939 | Unusable Spaces | 0.3 | VSR | 8 | Non Useable Floor Area Space Group | 840 | Non-usable - Service riser |  | Excellent | 0.00 | NO
Lot 14_RA11-Australian Institute for Machine Learning Building_Second Floor_2.12 _ FHR | RA-RA11-02-2.12 | RA11-02-2.12-FHR | Lot 14 | RA | RA11 | Australian Institute for Machine Learning Building | 02 | Second Floor | 2.12 | 99939 | Unusable Spaces | 99939 | Unusable Spaces | 0.3 | FHR | 8 | Non Useable Floor Area Space Group | 840 | Non-usable - Service riser |  | Excellent | 0.00 | NO
Lot 14_RA11-Australian Institute for Machine Learning Building_Second Floor_2.13 _ WC - M | RA-RA11-02-2.13 | RA11-02-2.13-WC - M | Lot 14 | RA | RA11 | Australian Institute for Machine Learning Building | 02 | Second Floor | 2.13 | 99939 | Unusable Spaces | 99939 | Unusable Spaces | 9.88 | WC - M | 8 | Non Useable Floor Area Space Group | 821 | Non-usable - Toilets/Amenities - Male |  | Excellent | 0.00 | NO
Lot 14_RA11-Australian Institute for Machine Learning Building_Second Floor_2.14 _ DB | RA-RA11-02-2.14 | RA11-02-2.14-DB | Lot 14 | RA | RA11 | Australian Institute for Machine Learning Building | 02 | Second Floor | 2.14 | 99939 | Unusable Spaces | 99939 | Unusable Spaces | 1.08 | DB | 8 | Non Useable Floor Area Space Group | 815 | Non-usable - Switch room |  | Excellent | 0.00 | NO
Lot 14_RA11-Australian Institute for Machine Learning Building_Second Floor_2.14A _ VSR | RA-RA11-02-2.14A | RA11-02-2.14A-VSR | Lot 14 | RA | RA11 | Australian Institute for Machine Learning Building | 02 | Second Floor | 2.14A | 99939 | Unusable Spaces | 99939 | Unusable Spaces | 0.35 | VSR | 8 | Non Useable Floor Area Space Group | 840 | Non-usable - Service riser |  | Excellent | 0.00 | NO
Lot 14_RA11-Australian Institute for Machine Learning Building_Second Floor_2.15 _ Office | RA-RA11-02-2.15 | RA11-02-2.15-Office | Lot 14 | RA | RA11 | Australian Institute for Machine Learning Building | 02 | Second Floor | 2.15 | 99955 | Faculty of Engineering Computer and Mathematical Sciences - Shared Space | 214 | ECMS Faculty Services | 15.01 | Office | 1 | Office Space Group | 100 | Office - Specific type not defined |  | Excellent | 3,741.78 | NO
Lot 14_RA11-Australian Institute for Machine Learning Building_Second Floor_2.16 _ Comms | RA-RA11-02-2.16 | RA11-02-2.16-Comms | Lot 14 | RA | RA11 | Australian Institute for Machine Learning Building | 02 | Second Floor | 2.16 | 864 | ITDS Operations & Digital Services | 869 | Information Technology and Digital Services | 9.85 | Comms | 8 | Non Useable Floor Area Space Group | 805 | Non-usable - Circulation space |  | Excellent | 0.00 | NO
Lot 14_RA11-Australian Institute for Machine Learning Building_Second Floor_2.17 _ Corr. | RA-RA11-02-2.17 | RA11-02-2.17-Corr. | Lot 14 | RA | RA11 | Australian Institute for Machine Learning Building | 02 | Second Floor | 2.17 | 99939 | Unusable Spaces | 99939 | Unusable Spaces | 49.21 | Corr. | 8 | Non Useable Floor Area Space Group | 805 | Non-usable - Circulation space |  | Excellent | 0.00 | NO
Lot 14_RA11-Australian Institute for Machine Learning Building_Second Floor_2.17A _ Lockers | RA-RA11-02-2.17A | RA11-02-2.17A-Lockers | Lot 14 | RA | RA11 | Australian Institute for Machine Learning Building | 02 | Second Floor | 2.17A | 99955 | Faculty of Engineering Computer and Mathematical Sciences - Shared Space | 214 | ECMS Faculty Services | 1 | Lockers | 4 | Ancillary Area Space Group | 416 | Ancillary Area - Locker Storage/Room |  | Excellent | 219.37 | NO
Lot 14_RA11-Australian Institute for Machine Learning Building_Second Floor_2.17B _ Lockers | RA-RA11-02-2.17B | RA11-02-2.17B-Lockers | Lot 14 | RA | RA11 | Australian Institute for Machine Learning Building | 02 | Second Floor | 2.17B | 99955 | Faculty of Engineering Computer and Mathematical Sciences - Shared Space | 214 | ECMS Faculty Services | 2 | Lockers | 4 | Ancillary Area Space Group | 416 | Ancillary Area - Locker Storage/Room |  | Excellent | 438.74 | NO
Lot 14_RA11-Australian Institute for Machine Learning Building_Second Floor_2.17C _ VSR | RA-RA11-02-2.17C | RA11-02-2.17C-VSR | Lot 14 | RA | RA11 | Australian Institute for Machine Learning Building | 02 | Second Floor | 2.17C | 99939 | Unusable Spaces | 99939 | Unusable Spaces | 0.76 | VSR | 8 | Non Useable Floor Area Space Group | 840 | Non-usable - Service riser |  | Excellent | 0.00 | NO
Lot 14_RA11-Australian Institute for Machine Learning Building_Second Floor_2.18 _ Open Office - circ | RA-RA11-02-2.18 | RA11-02-2.18-Open Office - circ | Lot 14 | RA | RA11 | Australian Institute for Machine Learning Building | 02 | Second Floor | 2.18 | 99955 | Faculty of Engineering Computer and Mathematical Sciences - Shared Space | 214 | ECMS Faculty Services | 17.66 | Open Office - circ | 1 | Office Space Group | 111 | Open Plan - Specific type not defined |  | Excellent | 4,402.39 | NO
Lot 14_RA11-Australian Institute for Machine Learning Building_Second Floor_2.18.01 _ Workstation | RA-RA11-02-2.18.01 | RA11-02-2.18.01-Workstation | Lot 14 | RA | RA11 | Australian Institute for Machine Learning Building | 02 | Second Floor | 2.18.01 | 99955 | Faculty of Engineering Computer and Mathematical Sciences - Shared Space | 214 | ECMS Faculty Services | 3.99 | Workstation | 1 | Office Space Group | 111 | Open Plan - Specific type not defined |  | Excellent | 994.65 | NO
Lot 14_RA11-Australian Institute for Machine Learning Building_Second Floor_2.18.02 _ Workstation | RA-RA11-02-2.18.02 | RA11-02-2.18.02-Workstation | Lot 14 | RA | RA11 | Australian Institute for Machine Learning Building | 02 | Second Floor | 2.18.02 | 99955 | Faculty of Engineering Computer and Mathematical Sciences - Shared Space | 214 | ECMS Faculty Services | 3.99 | Workstation | 1 | Office Space Group | 111 | Open Plan - Specific type not defined |  | Excellent | 994.65 | NO
Lot 14_RA11-Australian Institute for Machine Learning Building_Second Floor_2.18.03 _ Workstation | RA-RA11-02-2.18.03 | RA11-02-2.18.03-Workstation | Lot 14 | RA | RA11 | Australian Institute for Machine Learning Building | 02 | Second Floor | 2.18.03 | 99955 | Faculty of Engineering Computer and Mathematical Sciences - Shared Space | 214 | ECMS Faculty Services | 3.99 | Workstation | 1 | Office Space Group | 111 | Open Plan - Specific type not defined |  | Excellent | 994.65 | NO
Lot 14_RA11-Australian Institute for Machine Learning Building_Second Floor_2.18.04 _ Workstation | RA-RA11-02-2.18.04 | RA11-02-2.18.04-Workstation | Lot 14 | RA | RA11 | Australian Institute for Machine Learning Building | 02 | Second Floor | 2.18.04 | 99955 | Faculty of Engineering Computer and Mathematical Sciences - Shared Space | 214 | ECMS Faculty Services | 3.96 | Workstation | 1 | Office Space Group | 111 | Open Plan - Specific type not defined |  | Excellent | 987.17 | NO
Lot 14_RA11-Australian Institute for Machine Learning Building_Second Floor_2.18.05 _ Workstation | RA-RA11-02-2.18.05 | RA11-02-2.18.05-Workstation | Lot 14 | RA | RA11 | Australian Institute for Machine Learning Building | 02 | Second Floor | 2.18.05 | 99955 | Faculty of Engineering Computer and Mathematical Sciences - Shared Space | 214 | ECMS Faculty Services | 3.96 | Workstation | 1 | Office Space Group | 111 | Open Plan - Specific type not defined |  | Excellent | 987.17 | NO
Lot 14_RA11-Australian Institute for Machine Learning Building_Second Floor_2.18.06 _ Workstation | RA-RA11-02-2.18.06 | RA11-02-2.18.06-Workstation | Lot 14 | RA | RA11 | Australian Institute for Machine Learning Building | 02 | Second Floor | 2.18.06 | 99955 | Faculty of Engineering Computer and Mathematical Sciences - Shared Space | 214 | ECMS Faculty Services | 3.96 | Workstation | 1 | Office Space Group | 111 | Open Plan - Specific type not defined |  | Excellent | 987.17 | NO
Lot 14_RA11-Australian Institute for Machine Learning Building_Second Floor_2.18.07 _ Workstation | RA-RA11-02-2.18.07 | RA11-02-2.18.07-Workstation | Lot 14 | RA | RA11 | Australian Institute for Machine Learning Building | 02 | Second Floor | 2.18.07 | 99955 | Faculty of Engineering Computer and Mathematical Sciences - Shared Space | 214 | ECMS Faculty Services | 3.99 | Workstation | 1 | Office Space Group | 111 | Open Plan - Specific type not defined |  | Excellent | 994.65 | NO
Lot 14_RA11-Australian Institute for Machine Learning Building_Second Floor_2.18.08 _ Workstation | RA-RA11-02-2.18.08 | RA11-02-2.18.08-Workstation | Lot 14 | RA | RA11 | Australian Institute for Machine Learning Building | 02 | Second Floor | 2.18.08 | 99955 | Faculty of Engineering Computer and Mathematical Sciences - Shared Space | 214 | ECMS Faculty Services | 3.99 | Workstation | 1 | Office Space Group | 111 | Open Plan - Specific type not defined |  | Excellent | 994.65 | NO
Lot 14_RA11-Australian Institute for Machine Learning Building_Second Floor_2.18.09 _ Workstation | RA-RA11-02-2.18.09 | RA11-02-2.18.09-Workstation | Lot 14 | RA | RA11 | Australian Institute for Machine Learning Building | 02 | Second Floor | 2.18.09 | 99955 | Faculty of Engineering Computer and Mathematical Sciences - Shared Space | 214 | ECMS Faculty Services | 3.99 | Workstation | 1 | Office Space Group | 111 | Open Plan - Specific type not defined |  | Excellent | 994.65 | NO
Lot 14_RA11-Australian Institute for Machine Learning Building_Second Floor_2.19 _ Informal Learning | RA-RA11-02-2.19 | RA11-02-2.19-Informal Learning | Lot 14 | RA | RA11 | Australian Institute for Machine Learning Building | 02 | Second Floor | 2.19 | 99955 | Faculty of Engineering Computer and Mathematical Sciences - Shared Space | 214 | ECMS Faculty Services | 23.56 | Informal Learning | 1 | Office Space Group | 119 | Informal Work Space |  | Excellent | 5,873.17 | NO
Lot 14_RA11-Australian Institute for Machine Learning Building_Second Floor_2.20 _ Open Office - circ | RA-RA11-02-2.20 | RA11-02-2.20-Open Office - circ | Lot 14 | RA | RA11 | Australian Institute for Machine Learning Building | 02 | Second Floor | 2.20 | 99955 | Faculty of Engineering Computer and Mathematical Sciences - Shared Space | 214 | ECMS Faculty Services | 17.57 | Open Office - circ | 1 | Office Space Group | 111 | Open Plan - Specific type not defined |  | Excellent | 4,379.95 | NO
Lot 14_RA11-Australian Institute for Machine Learning Building_Second Floor_2.20.01 _ Workstation | RA-RA11-02-2.20.01 | RA11-02-2.20.01-Workstation | Lot 14 | RA | RA11 | Australian Institute for Machine Learning Building | 02 | Second Floor | 2.20.01 | 99955 | Faculty of Engineering Computer and Mathematical Sciences - Shared Space | 214 | ECMS Faculty Services | 3.96 | Workstation | 1 | Office Space Group | 111 | Open Plan - Specific type not defined |  | Excellent | 987.17 | NO
Lot 14_RA11-Australian Institute for Machine Learning Building_Second Floor_2.20.02 _ Workstation | RA-RA11-02-2.20.02 | RA11-02-2.20.02-Workstation | Lot 14 | RA | RA11 | Australian Institute for Machine Learning Building | 02 | Second Floor | 2.20.02 | 99955 | Faculty of Engineering Computer and Mathematical Sciences - Shared Space | 214 | ECMS Faculty Services | 3.96 | Workstation | 1 | Office Space Group | 111 | Open Plan - Specific type not defined |  | Excellent | 987.17 | NO
Lot 14_RA11-Australian Institute for Machine Learning Building_Second Floor_2.20.03 _ Workstation | RA-RA11-02-2.20.03 | RA11-02-2.20.03-Workstation | Lot 14 | RA | RA11 | Australian Institute for Machine Learning Building | 02 | Second Floor | 2.20.03 | 99955 | Faculty of Engineering Computer and Mathematical Sciences - Shared Space | 214 | ECMS Faculty Services | 3.96 | Workstation | 1 | Office Space Group | 111 | Open Plan - Specific type not defined |  | Excellent | 987.17 | NO
Lot 14_RA11-Australian Institute for Machine Learning Building_Second Floor_2.20.04 _ Workstation | RA-RA11-02-2.20.04 | RA11-02-2.20.04-Workstation | Lot 14 | RA | RA11 | Australian Institute for Machine Learning Building | 02 | Second Floor | 2.20.04 | 99955 | Faculty of Engineering Computer and Mathematical Sciences - Shared Space | 214 | ECMS Faculty Services | 3.96 | Workstation | 1 | Office Space Group | 111 | Open Plan - Specific type not defined |  | Excellent | 987.17 | NO
Lot 14_RA11-Australian Institute for Machine Learning Building_Second Floor_2.20.05 _ Workstation | RA-RA11-02-2.20.05 | RA11-02-2.20.05-Workstation | Lot 14 | RA | RA11 | Australian Institute for Machine Learning Building | 02 | Second Floor | 2.20.05 | 99955 | Faculty of Engineering Computer and Mathematical Sciences - Shared Space | 214 | ECMS Faculty Services | 3.96 | Workstation | 1 | Office Space Group | 111 | Open Plan - Specific type not defined |  | Excellent | 987.17 | NO
Lot 14_RA11-Australian Institute for Machine Learning Building_Second Floor_2.20.06 _ Workstation | RA-RA11-02-2.20.06 | RA11-02-2.20.06-Workstation | Lot 14 | RA | RA11 | Australian Institute for Machine Learning Building | 02 | Second Floor | 2.20.06 | 99955 | Faculty of Engineering Computer and Mathematical Sciences - Shared Space | 214 | ECMS Faculty Services | 3.96 | Workstation | 1 | Office Space Group | 111 | Open Plan - Specific type not defined |  | Excellent | 987.17 | NO
Lot 14_RA11-Australian Institute for Machine Learning Building_Second Floor_2.20.07 _ Workstation | RA-RA11-02-2.20.07 | RA11-02-2.20.07-Workstation | Lot 14 | RA | RA11 | Australian Institute for Machine Learning Building | 02 | Second Floor | 2.20.07 | 99955 | Faculty of Engineering Computer and Mathematical Sciences - Shared Space | 214 | ECMS Faculty Services | 3.99 | Workstation | 1 | Office Space Group | 111 | Open Plan - Specific type not defined |  | Excellent | 994.65 | NO
Lot 14_RA11-Australian Institute for Machine Learning Building_Second Floor_2.20.08 _ Workstation | RA-RA11-02-2.20.08 | RA11-02-2.20.08-Workstation | Lot 14 | RA | RA11 | Australian Institute for Machine Learning Building | 02 | Second Floor | 2.20.08 | 99955 | Faculty of Engineering Computer and Mathematical Sciences - Shared Space | 214 | ECMS Faculty Services | 3.99 | Workstation | 1 | Office Space Group | 111 | Open Plan - Specific type not defined |  | Excellent | 994.65 | NO
Lot 14_RA11-Australian Institute for Machine Learning Building_Second Floor_2.20.09 _ Workstation | RA-RA11-02-2.20.09 | RA11-02-2.20.09-Workstation | Lot 14 | RA | RA11 | Australian Institute for Machine Learning Building | 02 | Second Floor | 2.20.09 | 99955 | Faculty of Engineering Computer and Mathematical Sciences - Shared Space | 214 | ECMS Faculty Services | 3.99 | Workstation | 1 | Office Space Group | 111 | Open Plan - Specific type not defined |  | Excellent | 994.65 | NO
Lot 14_RA11-Australian Institute for Machine Learning Building_Second Floor_2.21 _ Office | RA-RA11-02-2.21 | RA11-02-2.21-Office | Lot 14 | RA | RA11 | Australian Institute for Machine Learning Building | 02 | Second Floor | 2.21 | 99955 | Faculty of Engineering Computer and Mathematical Sciences - Shared Space | 214 | ECMS Faculty Services | 22.06 | Office | 1 | Office Space Group | 100 | Office - Specific type not defined |  | Excellent | 5,499.24 | NO
Lot 14_RA11-Australian Institute for Machine Learning Building_Second Floor_2.22 _ Office | RA-RA11-02-2.22 | RA11-02-2.22-Office | Lot 14 | RA | RA11 | Australian Institute for Machine Learning Building | 02 | Second Floor | 2.22 | 99955 | Faculty of Engineering Computer and Mathematical Sciences - Shared Space | 214 | ECMS Faculty Services | 21.58 | Office | 1 | Office Space Group | 100 | Office - Specific type not defined |  | Excellent | 5,379.59 | NO
Lot 14_RA11-Australian Institute for Machine Learning Building_Second Floor_2.23 _ Meeting | RA-RA11-02-2.23 | RA11-02-2.23-Meeting | Lot 14 | RA | RA11 | Australian Institute for Machine Learning Building | 02 | Second Floor | 2.23 | 99955 | Faculty of Engineering Computer and Mathematical Sciences - Shared Space | 214 | ECMS Faculty Services | 19.31 | Meeting | 6 | General Facility Space Group | 601 | General Facility - Committee/Conference/Meeting room |  | Excellent | 5,391.35 | NO
Lot 14_RA11-Australian Institute for Machine Learning Building_Second Floor_2.24 _ FHR | RA-RA11-02-2.24 | RA11-02-2.24-FHR | Lot 14 | RA | RA11 | Australian Institute for Machine Learning Building | 02 | Second Floor | 2.24 | 99939 | Unusable Spaces | 99939 | Unusable Spaces | 0.2 | FHR | 8 | Non Useable Floor Area Space Group | 840 | Non-usable - Service riser |  | Excellent | 0.00 | NO
Lot 14_RA11-Australian Institute for Machine Learning Building_Second Floor_2.25 _ Corr. | RA-RA11-02-2.25 | RA11-02-2.25-Corr. | Lot 14 | RA | RA11 | Australian Institute for Machine Learning Building | 02 | Second Floor | 2.25 | 99939 | Unusable Spaces | 99939 | Unusable Spaces | 36.44 | Corr. | 8 | Non Useable Floor Area Space Group | 805 | Non-usable - Circulation space |  | Excellent | 0.00 | NO
Lot 14_RA11-Australian Institute for Machine Learning Building_Second Floor_2.26 _ Office | RA-RA11-02-2.26 | RA11-02-2.26-Office | Lot 14 | RA | RA11 | Australian Institute for Machine Learning Building | 02 | Second Floor | 2.26 | 99955 | Faculty of Engineering Computer and Mathematical Sciences - Shared Space | 214 | ECMS Faculty Services | 20.45 | Office | 1 | Office Space Group | 100 | Office - Specific type not defined |  | Excellent | 5,097.89 | NO
Lot 14_RA11-Australian Institute for Machine Learning Building_Second Floor_2.27 _ Stair | RA-RA11-02-2.27 | RA11-02-2.27-Stair | Lot 14 | RA | RA11 | Australian Institute for Machine Learning Building | 02 | Second Floor | 2.27 | 99939 | Unusable Spaces | 99939 | Unusable Spaces | 6.74 | Stair | 8 | Non Useable Floor Area Space Group | 805 | Non-usable - Circulation space |  | Excellent | 0.00 | NO
Lot 14_RA11-Australian Institute for Machine Learning Building_Ground Floor_G.00 _ Entry - External | RA-RA11-GN-G.00 | RA11-GN-G.00-Entry - External | Lot 14 | RA | RA11 | Australian Institute for Machine Learning Building | GN | Ground Floor | G.00 | 99939 | Unusable Spaces | 99939 | Unusable Spaces | 20.86 | Entry - External | 8 | Non Useable Floor Area Space Group | 805 | Non-usable - Circulation space |  | Excellent | 0.00 | NO
Lot 14_RA11-Australian Institute for Machine Learning Building_Ground Floor_G.00A _ Stair - External | RA-RA11-GN-G.00A | RA11-GN-G.00A-Stair - External | Lot 14 | RA | RA11 | Australian Institute for Machine Learning Building | GN | Ground Floor | G.00A | 99939 | Unusable Spaces | 99939 | Unusable Spaces | 6.28 | Stair - External | 8 | Non Useable Floor Area Space Group | 805 | Non-usable - Circulation space |  | Excellent | 0.00 | NO
Lot 14_RA11-Australian Institute for Machine Learning Building_Ground Floor_G.00B _ Stair - External | RA-RA11-GN-G.00B | RA11-GN-G.00B-Stair - External | Lot 14 | RA | RA11 | Australian Institute for Machine Learning Building | GN | Ground Floor | G.00B | 99939 | Unusable Spaces | 99939 | Unusable Spaces | 8.51 | Stair - External | 8 | Non Useable Floor Area Space Group | 805 | Non-usable - Circulation space |  | Excellent | 0.00 | NO
Lot 14_RA11-Australian Institute for Machine Learning Building_Ground Floor_G.00C _ Breezeway | RA-RA11-GN-G.00C | RA11-GN-G.00C-Breezeway | Lot 14 | RA | RA11 | Australian Institute for Machine Learning Building | GN | Ground Floor | G.00C | 99939 | Unusable Spaces | 99939 | Unusable Spaces | 9.57 | Breezeway | 8 | Non Useable Floor Area Space Group | 805 | Non-usable - Circulation space |  | Excellent | 0.00 | NO
Lot 14_RA11-Australian Institute for Machine Learning Building_Ground Floor_G.02 _ Entry | RA-RA11-GN-G.02 | RA11-GN-G.02-Entry | Lot 14 | RA | RA11 | Australian Institute for Machine Learning Building | GN | Ground Floor | G.02 | 99939 | Unusable Spaces | 99939 | Unusable Spaces | 20.85 | Entry | 8 | Non Useable Floor Area Space Group | 805 | Non-usable - Circulation space |  | Excellent | 0.00 | NO
Lot 14_RA11-Australian Institute for Machine Learning Building_Ground Floor_G.03 _ Stair | RA-RA11-GN-G.03 | RA11-GN-G.03-Stair | Lot 14 | RA | RA11 | Australian Institute for Machine Learning Building | GN | Ground Floor | G.03 | 99939 | Unusable Spaces | 99939 | Unusable Spaces | 11.46 | Stair | 8 | Non Useable Floor Area Space Group | 805 | Non-usable - Circulation space |  | Excellent | 0.00 | NO
Lot 14_RA11-Australian Institute for Machine Learning Building_Ground Floor_G.04 _ Meeting | RA-RA11-GN-G.04 | RA11-GN-G.04-Meeting | Lot 14 | RA | RA11 | Australian Institute for Machine Learning Building | GN | Ground Floor | G.04 | 99955 | Faculty of Engineering Computer and Mathematical Sciences - Shared Space | 214 | ECMS Faculty Services | 50.99 | Meeting | 6 | General Facility Space Group | 601 | General Facility - Committee/Conference/Meeting room |  | Excellent | 14,236.41 | NO
Lot 14_RA11-Australian Institute for Machine Learning Building_Ground Floor_G.05 _ Open Office - circ | RA-RA11-GN-G.05 | RA11-GN-G.05-Open Office - circ | Lot 14 | RA | RA11 | Australian Institute for Machine Learning Building | GN | Ground Floor | G.05 | 99955 | Faculty of Engineering Computer and Mathematical Sciences - Shared Space | 214 | ECMS Faculty Services | 23.63 | Open Office - circ | 1 | Office Space Group | 111 | Open Plan - Specific type not defined |  | Excellent | 5,890.62 | NO
Lot 14_RA11-Australian Institute for Machine Learning Building_Ground Floor_G.05.01 _ Workstation | RA-RA11-GN-G.05.01 | RA11-GN-G.05.01-Workstation | Lot 14 | RA | RA11 | Australian Institute for Machine Learning Building | GN | Ground Floor | G.05.01 | 99955 | Faculty of Engineering Computer and Mathematical Sciences - Shared Space | 214 | ECMS Faculty Services | 3.64 | Workstation | 1 | Office Space Group | 111 | Open Plan - Specific type not defined |  | Excellent | 907.40 | NO
Lot 14_RA11-Australian Institute for Machine Learning Building_Ground Floor_G.05.02 _ Workstation | RA-RA11-GN-G.05.02 | RA11-GN-G.05.02-Workstation | Lot 14 | RA | RA11 | Australian Institute for Machine Learning Building | GN | Ground Floor | G.05.02 | 99955 | Faculty of Engineering Computer and Mathematical Sciences - Shared Space | 214 | ECMS Faculty Services | 3.33 | Workstation | 1 | Office Space Group | 111 | Open Plan - Specific type not defined |  | Excellent | 830.12 | NO
Lot 14_RA11-Australian Institute for Machine Learning Building_Ground Floor_G.05.03 _ Workstation | RA-RA11-GN-G.05.03 | RA11-GN-G.05.03-Workstation | Lot 14 | RA | RA11 | Australian Institute for Machine Learning Building | GN | Ground Floor | G.05.03 | 99955 | Faculty of Engineering Computer and Mathematical Sciences - Shared Space | 214 | ECMS Faculty Services | 3.33 | Workstation | 1 | Office Space Group | 111 | Open Plan - Specific type not defined |  | Excellent | 830.12 | NO
Lot 14_RA11-Australian Institute for Machine Learning Building_Ground Floor_G.05.04 _ Workstation | RA-RA11-GN-G.05.04 | RA11-GN-G.05.04-Workstation | Lot 14 | RA | RA11 | Australian Institute for Machine Learning Building | GN | Ground Floor | G.05.04 | 99955 | Faculty of Engineering Computer and Mathematical Sciences - Shared Space | 214 | ECMS Faculty Services | 3.33 | Workstation | 1 | Office Space Group | 111 | Open Plan - Specific type not defined |  | Excellent | 830.12 | NO
Lot 14_RA11-Australian Institute for Machine Learning Building_Ground Floor_G.05.05 _ Workstation | RA-RA11-GN-G.05.05 | RA11-GN-G.05.05-Workstation | Lot 14 | RA | RA11 | Australian Institute for Machine Learning Building | GN | Ground Floor | G.05.05 | 99955 | Faculty of Engineering Computer and Mathematical Sciences - Shared Space | 214 | ECMS Faculty Services | 3.33 | Workstation | 1 | Office Space Group | 111 | Open Plan - Specific type not defined |  | Excellent | 830.12 | NO
Lot 14_RA11-Australian Institute for Machine Learning Building_Ground Floor_G.05.06 _ Workstation | RA-RA11-GN-G.05.06 | RA11-GN-G.05.06-Workstation | Lot 14 | RA | RA11 | Australian Institute for Machine Learning Building | GN | Ground Floor | G.05.06 | 99955 | Faculty of Engineering Computer and Mathematical Sciences - Shared Space | 214 | ECMS Faculty Services | 4.82 | Workstation | 1 | Office Space Group | 111 | Open Plan - Specific type not defined |  | Excellent | 1,201.56 | NO
Lot 14_RA11-Australian Institute for Machine Learning Building_Ground Floor_G.06 _ Breakout | RA-RA11-GN-G.06 | RA11-GN-G.06-Breakout | Lot 14 | RA | RA11 | Australian Institute for Machine Learning Building | GN | Ground Floor | G.06 | 99955 | Faculty of Engineering Computer and Mathematical Sciences - Shared Space | 214 | ECMS Faculty Services | 11.66 | Breakout | 1 | Office Space Group | 119 | Informal Work Space |  | Excellent | 2,906.67 | NO
Lot 14_RA11-Australian Institute for Machine Learning Building_Ground Floor_G.07 _ Office | RA-RA11-GN-G.07 | RA11-GN-G.07-Office | Lot 14 | RA | RA11 | Australian Institute for Machine Learning Building | GN | Ground Floor | G.07 | 99955 | Faculty of Engineering Computer and Mathematical Sciences - Shared Space | 214 | ECMS Faculty Services | 10.97 | Office | 1 | Office Space Group | 100 | Office - Specific type not defined |  | Excellent | 2,734.66 | NO
Lot 14_RA11-Australian Institute for Machine Learning Building_Ground Floor_G.08 _ Office | RA-RA11-GN-G.08 | RA11-GN-G.08-Office | Lot 14 | RA | RA11 | Australian Institute for Machine Learning Building | GN | Ground Floor | G.08 | 99955 | Faculty of Engineering Computer and Mathematical Sciences - Shared Space | 214 | ECMS Faculty Services | 11.03 | Office | 1 | Office Space Group | 100 | Office - Specific type not defined |  | Excellent | 2,749.62 | NO
Lot 14_RA11-Australian Institute for Machine Learning Building_Ground Floor_G.09 _ Office | RA-RA11-GN-G.09 | RA11-GN-G.09-Office | Lot 14 | RA | RA11 | Australian Institute for Machine Learning Building | GN | Ground Floor | G.09 | 99955 | Faculty of Engineering Computer and Mathematical Sciences - Shared Space | 214 | ECMS Faculty Services | 11.5 | Office | 1 | Office Space Group | 100 | Office - Specific type not defined |  | Excellent | 2,866.79 | NO
Lot 14_RA11-Australian Institute for Machine Learning Building_Ground Floor_G.10 _ Board Room | RA-RA11-GN-G.10 | RA11-GN-G.10-Board Room | Lot 14 | RA | RA11 | Australian Institute for Machine Learning Building | GN | Ground Floor | G.10 | 99955 | Faculty of Engineering Computer and Mathematical Sciences - Shared Space | 214 | ECMS Faculty Services | 35.57 | Board Room | 6 | General Facility Space Group | 601 | General Facility - Committee/Conference/Meeting room |  | Excellent | 9,931.15 | NO
Lot 14_RA11-Australian Institute for Machine Learning Building_Ground Floor_G.11 _ Kitchen | RA-RA11-GN-G.11 | RA11-GN-G.11-Kitchen | Lot 14 | RA | RA11 | Australian Institute for Machine Learning Building | GN | Ground Floor | G.11 | 99955 | Faculty of Engineering Computer and Mathematical Sciences - Shared Space | 214 | ECMS Faculty Services | 15.68 | Kitchen | 6 | General Facility Space Group | 608 | General Facility - Kitchen/Servery/Food Storage |  | Excellent | 4,377.86 | NO
Lot 14_RA11-Australian Institute for Machine Learning Building_Ground Floor_G.12 _ WC - U - Access (LH) | RA-RA11-GN-G.12 | RA11-GN-G.12-WC - U - Access (LH) | Lot 14 | RA | RA11 | Australian Institute for Machine Learning Building | GN | Ground Floor | G.12 | 99939 | Unusable Spaces | 99939 | Unusable Spaces | 10.29 | WC - U - Access (LH) | 8 | Non Useable Floor Area Space Group | 818 | Non-usable - Toilets/Amenities - Unisex Accessible |  | Excellent | 0.00 | NO
Lot 14_RA11-Australian Institute for Machine Learning Building_Ground Floor_G.13 _ WC - M | RA-RA11-GN-G.13 | RA11-GN-G.13-WC - M | Lot 14 | RA | RA11 | Australian Institute for Machine Learning Building | GN | Ground Floor | G.13 | 99939 | Unusable Spaces | 99939 | Unusable Spaces | 11.98 | WC - M | 8 | Non Useable Floor Area Space Group | 821 | Non-usable - Toilets/Amenities - Male |  | Excellent | 0.00 | NO
Lot 14_RA11-Australian Institute for Machine Learning Building_Ground Floor_G.14 _ Stair - Lobby | RA-RA11-GN-G.14 | RA11-GN-G.14-Stair - Lobby | Lot 14 | RA | RA11 | Australian Institute for Machine Learning Building | GN | Ground Floor | G.14 | 99939 | Unusable Spaces | 99939 | Unusable Spaces | 8.31 | Stair - Lobby | 8 | Non Useable Floor Area Space Group | 805 | Non-usable - Circulation space |  | Excellent | 0.00 | NO
Lot 14_RA11-Australian Institute for Machine Learning Building_Ground Floor_G.14A _ Stair | RA-RA11-GN-G.14A | RA11-GN-G.14A-Stair | Lot 14 | RA | RA11 | Australian Institute for Machine Learning Building | GN | Ground Floor | G.14A | 99939 | Unusable Spaces | 99939 | Unusable Spaces | 11.08 | Stair | 8 | Non Useable Floor Area Space Group | 805 | Non-usable - Circulation space |  | Excellent | 0.00 | NO
Lot 14_RA11-Australian Institute for Machine Learning Building_Ground Floor_G.15 _ Lift | RA-RA11-GN-G.15 | RA11-GN-G.15-Lift | Lot 14 | RA | RA11 | Australian Institute for Machine Learning Building | GN | Ground Floor | G.15 | 99939 | Unusable Spaces | 99939 | Unusable Spaces | 6.46 | Lift | 8 | Non Useable Floor Area Space Group | 805 | Non-usable - Circulation space |  | Excellent | 0.00 | NO
Lot 14_RA11-Australian Institute for Machine Learning Building_Ground Floor_G.17 _ FHR | RA-RA11-GN-G.17 | RA11-GN-G.17-FHR | Lot 14 | RA | RA11 | Australian Institute for Machine Learning Building | GN | Ground Floor | G.17 | 99939 | Unusable Spaces | 99939 | Unusable Spaces | 0.35 | FHR | 8 | Non Useable Floor Area Space Group | 840 | Non-usable - Service riser |  | Excellent | 0.00 | NO
Lot 14_RA11-Australian Institute for Machine Learning Building_Ground Floor_G.18 _ WC - F | RA-RA11-GN-G.18 | RA11-GN-G.18-WC - F | Lot 14 | RA | RA11 | Australian Institute for Machine Learning Building | GN | Ground Floor | G.18 | 99939 | Unusable Spaces | 99939 | Unusable Spaces | 9.35 | WC - F | 8 | Non Useable Floor Area Space Group | 820 | Non-usable - Toilets/Amenities - Female |  | Excellent | 0.00 | NO
Lot 14_RA11-Australian Institute for Machine Learning Building_Ground Floor_G.19 _ DB | RA-RA11-GN-G.19 | RA11-GN-G.19-DB | Lot 14 | RA | RA11 | Australian Institute for Machine Learning Building | GN | Ground Floor | G.19 | 99939 | Unusable Spaces | 99939 | Unusable Spaces | 1.22 | DB | 8 | Non Useable Floor Area Space Group | 815 | Non-usable - Switch room |  | Excellent | 0.00 | NO
Lot 14_RA11-Australian Institute for Machine Learning Building_Ground Floor_G.19A _ VSR | RA-RA11-GN-G.19A | RA11-GN-G.19A-VSR | Lot 14 | RA | RA11 | Australian Institute for Machine Learning Building | GN | Ground Floor | G.19A | 99939 | Unusable Spaces | 99939 | Unusable Spaces | 0.48 | VSR | 8 | Non Useable Floor Area Space Group | 840 | Non-usable - Service riser |  | Excellent | 0.00 | NO
Lot 14_RA11-Australian Institute for Machine Learning Building_Ground Floor_G.20 _ A/L - U | RA-RA11-GN-G.20 | RA11-GN-G.20-A/L - U | Lot 14 | RA | RA11 | Australian Institute for Machine Learning Building | GN | Ground Floor | G.20 | 99939 | Unusable Spaces | 99939 | Unusable Spaces | 3.21 | A/L - U | 8 | Non Useable Floor Area Space Group | 805 | Non-usable - Circulation space |  | Excellent | 0.00 | NO
Lot 14_RA11-Australian Institute for Machine Learning Building_Ground Floor_G.20A _ Shower - U | RA-RA11-GN-G.20A | RA11-GN-G.20A-Shower - U | Lot 14 | RA | RA11 | Australian Institute for Machine Learning Building | GN | Ground Floor | G.20A | 99939 | Unusable Spaces | 99939 | Unusable Spaces | 3.04 | Shower - U | 8 | Non Useable Floor Area Space Group | 819 | Non-usable - End of journey shower/change facility |  | Excellent | 0.00 | NO
Lot 14_RA11-Australian Institute for Machine Learning Building_Ground Floor_G.20B _ Shower - U | RA-RA11-GN-G.20B | RA11-GN-G.20B-Shower - U | Lot 14 | RA | RA11 | Australian Institute for Machine Learning Building | GN | Ground Floor | G.20B | 99939 | Unusable Spaces | 99939 | Unusable Spaces | 3.05 | Shower - U | 8 | Non Useable Floor Area Space Group | 819 | Non-usable - End of journey shower/change facility |  | Excellent | 0.00 | NO
Lot 14_RA11-Australian Institute for Machine Learning Building_Ground Floor_G.21 _ Comms | RA-RA11-GN-G.21 | RA11-GN-G.21-Comms | Lot 14 | RA | RA11 | Australian Institute for Machine Learning Building | GN | Ground Floor | G.21 | 864 | ITDS Operations & Digital Services | 869 | Information Technology and Digital Services | 16.26 | Comms | 8 | Non Useable Floor Area Space Group | 805 | Non-usable - Circulation space |  | Excellent | 0.00 | NO
Lot 14_RA11-Australian Institute for Machine Learning Building_Ground Floor_G.22 _ Store | RA-RA11-GN-G.22 | RA11-GN-G.22-Store | Lot 14 | RA | RA11 | Australian Institute for Machine Learning Building | GN | Ground Floor | G.22 | 99955 | Faculty of Engineering Computer and Mathematical Sciences - Shared Space | 214 | ECMS Faculty Services | 6.04 | Store | 4 | Ancillary Area Space Group | 419 | Ancillary Area - Store Room - Generic |  | Excellent | 1,325.00 | NO
Lot 14_RA11-Australian Institute for Machine Learning Building_Ground Floor_G.23 _ Cleaner | RA-RA11-GN-G.23 | RA11-GN-G.23-Cleaner | Lot 14 | RA | RA11 | Australian Institute for Machine Learning Building | GN | Ground Floor | G.23 | 99939 | Unusable Spaces | 99939 | Unusable Spaces | 1.67 | Cleaner | 8 | Non Useable Floor Area Space Group | 806 | Non-usable - Cleaners room |  | Excellent | 0.00 | NO
Lot 14_RA11-Australian Institute for Machine Learning Building_Ground Floor_G.25 _ Lobby | RA-RA11-GN-G.25 | RA11-GN-G.25-Lobby | Lot 14 | RA | RA11 | Australian Institute for Machine Learning Building | GN | Ground Floor | G.25 | 99939 | Unusable Spaces | 99939 | Unusable Spaces | 4.93 | Lobby | 8 | Non Useable Floor Area Space Group | 805 | Non-usable - Circulation space |  | Excellent | 0.00 | NO
Lot 14_RA11-Australian Institute for Machine Learning Building_Ground Floor_G.26 _ Open Office - circ | RA-RA11-GN-G.26 | RA11-GN-G.26-Open Office - circ | Lot 14 | RA | RA11 | Australian Institute for Machine Learning Building | GN | Ground Floor | G.26 | 99955 | Faculty of Engineering Computer and Mathematical Sciences - Shared Space | 214 | ECMS Faculty Services | 35.09 | Open Office - circ | 1 | Office Space Group | 111 | Open Plan - Specific type not defined |  | Excellent | 8,747.44 | NO
Lot 14_RA11-Australian Institute for Machine Learning Building_Ground Floor_G.26.01 _ Workstation | RA-RA11-GN-G.26.01 | RA11-GN-G.26.01-Workstation | Lot 14 | RA | RA11 | Australian Institute for Machine Learning Building | GN | Ground Floor | G.26.01 | 99955 | Faculty of Engineering Computer and Mathematical Sciences - Shared Space | 214 | ECMS Faculty Services | 5.16 | Workstation | 1 | Office Space Group | 111 | Open Plan - Specific type not defined |  | Excellent | 1,286.31 | NO
Lot 14_RA11-Australian Institute for Machine Learning Building_Ground Floor_G.26.02 _ Workstation | RA-RA11-GN-G.26.02 | RA11-GN-G.26.02-Workstation | Lot 14 | RA | RA11 | Australian Institute for Machine Learning Building | GN | Ground Floor | G.26.02 | 99955 | Faculty of Engineering Computer and Mathematical Sciences - Shared Space | 214 | ECMS Faculty Services | 3.33 | Workstation | 1 | Office Space Group | 111 | Open Plan - Specific type not defined |  | Excellent | 830.12 | NO
Lot 14_RA11-Australian Institute for Machine Learning Building_Ground Floor_G.26.03 _ Workstation | RA-RA11-GN-G.26.03 | RA11-GN-G.26.03-Workstation | Lot 14 | RA | RA11 | Australian Institute for Machine Learning Building | GN | Ground Floor | G.26.03 | 99955 | Faculty of Engineering Computer and Mathematical Sciences - Shared Space | 214 | ECMS Faculty Services | 3.33 | Workstation | 1 | Office Space Group | 111 | Open Plan - Specific type not defined |  | Excellent | 830.12 | NO
Lot 14_RA11-Australian Institute for Machine Learning Building_Ground Floor_G.26.04 _ Workstation | RA-RA11-GN-G.26.04 | RA11-GN-G.26.04-Workstation | Lot 14 | RA | RA11 | Australian Institute for Machine Learning Building | GN | Ground Floor | G.26.04 | 99955 | Faculty of Engineering Computer and Mathematical Sciences - Shared Space | 214 | ECMS Faculty Services | 3.33 | Workstation | 1 | Office Space Group | 111 | Open Plan - Specific type not defined |  | Excellent | 830.12 | NO
Lot 14_RA11-Australian Institute for Machine Learning Building_Ground Floor_G.26.05 _ Workstation | RA-RA11-GN-G.26.05 | RA11-GN-G.26.05-Workstation | Lot 14 | RA | RA11 | Australian Institute for Machine Learning Building | GN | Ground Floor | G.26.05 | 99955 | Faculty of Engineering Computer and Mathematical Sciences - Shared Space | 214 | ECMS Faculty Services | 3.33 | Workstation | 1 | Office Space Group | 111 | Open Plan - Specific type not defined |  | Excellent | 830.12 | NO
Lot 14_RA11-Australian Institute for Machine Learning Building_Ground Floor_G.26.06 _ Workstation | RA-RA11-GN-G.26.06 | RA11-GN-G.26.06-Workstation | Lot 14 | RA | RA11 | Australian Institute for Machine Learning Building | GN | Ground Floor | G.26.06 | 99955 | Faculty of Engineering Computer and Mathematical Sciences - Shared Space | 214 | ECMS Faculty Services | 3.33 | Workstation | 1 | Office Space Group | 111 | Open Plan - Specific type not defined |  | Excellent | 830.12 | NO
Lot 14_RA11-Australian Institute for Machine Learning Building_Ground Floor_G.26.07 _ Workstation | RA-RA11-GN-G.26.07 | RA11-GN-G.26.07-Workstation | Lot 14 | RA | RA11 | Australian Institute for Machine Learning Building | GN | Ground Floor | G.26.07 | 99955 | Faculty of Engineering Computer and Mathematical Sciences - Shared Space | 214 | ECMS Faculty Services | 3.33 | Workstation | 1 | Office Space Group | 111 | Open Plan - Specific type not defined |  | Excellent | 830.12 | NO
Lot 14_RA11-Australian Institute for Machine Learning Building_Ground Floor_G.26.08 _ Workstation | RA-RA11-GN-G.26.08 | RA11-GN-G.26.08-Workstation | Lot 14 | RA | RA11 | Australian Institute for Machine Learning Building | GN | Ground Floor | G.26.08 | 99955 | Faculty of Engineering Computer and Mathematical Sciences - Shared Space | 214 | ECMS Faculty Services | 5.16 | Workstation | 1 | Office Space Group | 111 | Open Plan - Specific type not defined |  | Excellent | 1,286.31 | NO
Lot 14_RA11-Australian Institute for Machine Learning Building_Ground Floor_G.27 _ Breakout | RA-RA11-GN-G.27 | RA11-GN-G.27-Breakout | Lot 14 | RA | RA11 | Australian Institute for Machine Learning Building | GN | Ground Floor | G.27 | 99955 | Faculty of Engineering Computer and Mathematical Sciences - Shared Space | 214 | ECMS Faculty Services | 12.59 | Breakout | 1 | Office Space Group | 119 | Informal Work Space |  | Excellent | 3,138.51 | NO
Lot 14_RA11-Australian Institute for Machine Learning Building_Ground Floor_G.28 _ Office | RA-RA11-GN-G.28 | RA11-GN-G.28-Office | Lot 14 | RA | RA11 | Australian Institute for Machine Learning Building | GN | Ground Floor | G.28 | 99955 | Faculty of Engineering Computer and Mathematical Sciences - Shared Space | 214 | ECMS Faculty Services | 12.02 | Office | 1 | Office Space Group | 100 | Office - Specific type not defined |  | Excellent | 2,996.41 | NO
Lot 14_RA11-Australian Institute for Machine Learning Building_Ground Floor_G.29 _ Office | RA-RA11-GN-G.29 | RA11-GN-G.29-Office | Lot 14 | RA | RA11 | Australian Institute for Machine Learning Building | GN | Ground Floor | G.29 | 99955 | Faculty of Engineering Computer and Mathematical Sciences - Shared Space | 214 | ECMS Faculty Services | 12.02 | Office | 1 | Office Space Group | 100 | Office - Specific type not defined |  | Excellent | 2,996.41 | NO
Lot 14_RA11-Australian Institute for Machine Learning Building_Ground Floor_G.30 _ Office | RA-RA11-GN-G.30 | RA11-GN-G.30-Office | Lot 14 | RA | RA11 | Australian Institute for Machine Learning Building | GN | Ground Floor | G.30 | 99955 | Faculty of Engineering Computer and Mathematical Sciences - Shared Space | 214 | ECMS Faculty Services | 12.02 | Office | 1 | Office Space Group | 100 | Office - Specific type not defined |  | Excellent | 2,996.41 | NO
Lot 14_RA11-Australian Institute for Machine Learning Building_Ground Floor_G.31 _ Office | RA-RA11-GN-G.31 | RA11-GN-G.31-Office | Lot 14 | RA | RA11 | Australian Institute for Machine Learning Building | GN | Ground Floor | G.31 | 99955 | Faculty of Engineering Computer and Mathematical Sciences - Shared Space | 214 | ECMS Faculty Services | 12.02 | Office | 1 | Office Space Group | 100 | Office - Specific type not defined |  | Excellent | 2,996.41 | NO
Lot 14_RA11-Australian Institute for Machine Learning Building_Ground Floor_G.32 _ Office | RA-RA11-GN-G.32 | RA11-GN-G.32-Office | Lot 14 | RA | RA11 | Australian Institute for Machine Learning Building | GN | Ground Floor | G.32 | 710 | Australian Institute for Machine Learning - Operations | 710 | Australian Institute for Machine Learning - Operations | 20.75 | Office | 1 | Office Space Group | 100 | Office - Specific type not defined |  | Excellent | 5,172.68 | NO
Lot 14_RA11-Australian Institute for Machine Learning Building_Ground Floor_G.33 _ Office | RA-RA11-GN-G.33 | RA11-GN-G.33-Office | Lot 14 | RA | RA11 | Australian Institute for Machine Learning Building | GN | Ground Floor | G.33 | 710 | Australian Institute for Machine Learning - Operations | 710 | Australian Institute for Machine Learning - Operations | 20.82 | Office | 1 | Office Space Group | 111 | Open Plan - Specific type not defined |  | Excellent | 5,190.13 | NO
Lot 14_RA11-Australian Institute for Machine Learning Building_Ground Floor_G.34 _ Store | RA-RA11-GN-G.34 | RA11-GN-G.34-Store | Lot 14 | RA | RA11 | Australian Institute for Machine Learning Building | GN | Ground Floor | G.34 | 99955 | Faculty of Engineering Computer and Mathematical Sciences - Shared Space | 214 | ECMS Faculty Services | 11.92 | Store | 4 | Ancillary Area Space Group | 419 | Ancillary Area - Store Room - Generic |  | Excellent | 2,614.91 | NO
Lot 14_RA11-Australian Institute for Machine Learning Building_Ground Floor_G.35 _ Corr. | RA-RA11-GN-G.35 | RA11-GN-G.35-Corr. | Lot 14 | RA | RA11 | Australian Institute for Machine Learning Building | GN | Ground Floor | G.35 | 99939 | Unusable Spaces | 99939 | Unusable Spaces | 28.81 | Corr. | 8 | Non Useable Floor Area Space Group | 805 | Non-usable - Circulation space |  | Excellent | 0.00 | NO
Lot 14_RA11-Australian Institute for Machine Learning Building_Ground Floor_G.36 _ FHR | RA-RA11-GN-G.36 | RA11-GN-G.36-FHR | Lot 14 | RA | RA11 | Australian Institute for Machine Learning Building | GN | Ground Floor | G.36 | 99939 | Unusable Spaces | 99939 | Unusable Spaces | 0.26 | FHR | 8 | Non Useable Floor Area Space Group | 840 | Non-usable - Service riser |  | Excellent | 0.00 | NO
Lot 14_RA11-Australian Institute for Machine Learning Building_Ground Floor_G.37 _ Corr. | RA-RA11-GN-G.37 | RA11-GN-G.37-Corr. | Lot 14 | RA | RA11 | Australian Institute for Machine Learning Building | GN | Ground Floor | G.37 | 99939 | Unusable Spaces | 99939 | Unusable Spaces | 50.41 | Corr. | 8 | Non Useable Floor Area Space Group | 805 | Non-usable - Circulation space |  | Excellent | 0.00 | NO
Lot 14_RA11-Australian Institute for Machine Learning Building_Ground Floor_G.38 _ VSR | RA-RA11-GN-G.38 | RA11-GN-G.38-VSR | Lot 14 | RA | RA11 | Australian Institute for Machine Learning Building | GN | Ground Floor | G.38 | 99939 | Unusable Spaces | 99939 | Unusable Spaces | 0.35 | VSR | 8 | Non Useable Floor Area Space Group | 840 | Non-usable - Service riser |  | Excellent | 0.00 | NO
Lot 14_RA11-Australian Institute for Machine Learning Building_Ground Floor_G.39 _ Café | RA-RA11-GN-G.39 | RA11-GN-G.39-Café | Lot 14 | RA | RA11 | Australian Institute for Machine Learning Building | GN | Ground Floor | G.39 | 99955 | Faculty of Engineering Computer and Mathematical Sciences - Shared Space | 214 | ECMS Faculty Services | 6.54 | Café | 6 | General Facility Space Group | 608 | General Facility - Kitchen/Servery/Food Storage |  | Excellent | 1,825.97 | NO
Lot 14_RA11-Australian Institute for Machine Learning Building_Ground Floor_G.39A _ VSR | RA-RA11-GN-G.39A | RA11-GN-G.39A-VSR | Lot 14 | RA | RA11 | Australian Institute for Machine Learning Building | GN | Ground Floor | G.39A | 99939 | Unusable Spaces | 99939 | Unusable Spaces | 0.85 | VSR | 8 | Non Useable Floor Area Space Group | 840 | Non-usable - Service riser |  | Excellent | 0.00 | NO
Lot 14_RA11-Australian Institute for Machine Learning Building_Ground Floor_G.39B _ VSR | RA-RA11-GN-G.39B | RA11-GN-G.39B-VSR | Lot 14 | RA | RA11 | Australian Institute for Machine Learning Building | GN | Ground Floor | G.39B | 99939 | Unusable Spaces | 99939 | Unusable Spaces | 0.65 | VSR | 8 | Non Useable Floor Area Space Group | 840 | Non-usable - Service riser |  | Excellent | 0.00 | NO
Lot 14_RA11-Australian Institute for Machine Learning Building_Ground Floor_G.39C _ VSR | RA-RA11-GN-G.39C | RA11-GN-G.39C-VSR | Lot 14 | RA | RA11 | Australian Institute for Machine Learning Building | GN | Ground Floor | G.39C | 99939 | Unusable Spaces | 99939 | Unusable Spaces | 0.51 | VSR | 8 | Non Useable Floor Area Space Group | 840 | Non-usable - Service riser |  | Excellent | 0.00 | NO
Lot 14_RA11-Australian Institute for Machine Learning Building_Ground Floor_G.39D _ VSR | RA-RA11-GN-G.39D | RA11-GN-G.39D-VSR | Lot 14 | RA | RA11 | Australian Institute for Machine Learning Building | GN | Ground Floor | G.39D | 99939 | Unusable Spaces | 99939 | Unusable Spaces | 0.71 | VSR | 8 | Non Useable Floor Area Space Group | 840 | Non-usable - Service riser |  | Excellent | 0.00 | NO
Lot 14_RA11-Australian Institute for Machine Learning Building_Ground Floor_G.39E _ VSR | RA-RA11-GN-G.39E | RA11-GN-G.39E-VSR | Lot 14 | RA | RA11 | Australian Institute for Machine Learning Building | GN | Ground Floor | G.39E | 99939 | Unusable Spaces | 99939 | Unusable Spaces | 0.51 | VSR | 8 | Non Useable Floor Area Space Group | 840 | Non-usable - Service riser |  | Excellent | 0.00 | NO
Lot 14_RA11-Australian Institute for Machine Learning Building_Ground Floor_G.40 _ Corr. | RA-RA11-GN-G.40 | RA11-GN-G.40-Corr. | Lot 14 | RA | RA11 | Australian Institute for Machine Learning Building | GN | Ground Floor | G.40 | 99939 | Unusable Spaces | 99939 | Unusable Spaces | 24.32 | Corr. | 8 | Non Useable Floor Area Space Group | 805 | Non-usable - Circulation space |  | Excellent | 0.00 | NO
Lot 14_RA11-Australian Institute for Machine Learning Building_Ground Floor_G.41 _ Corr. | RA-RA11-GN-G.41 | RA11-GN-G.41-Corr. | Lot 14 | RA | RA11 | Australian Institute for Machine Learning Building | GN | Ground Floor | G.41 | 99939 | Unusable Spaces | 99939 | Unusable Spaces | 24.32 | Corr. | 8 | Non Useable Floor Area Space Group | 805 | Non-usable - Circulation space |  | Excellent | 0.00 | NO
Lot 14_RA11-Australian Institute for Machine Learning Building_Ground Floor_G.42 _ "The Atrium" | RA-RA11-GN-G.42 | RA11-GN-G.42-"The Atrium" | Lot 14 | RA | RA11 | Australian Institute for Machine Learning Building | GN | Ground Floor | G.42 | 99955 | Faculty of Engineering Computer and Mathematical Sciences - Shared Space | 214 | ECMS Faculty Services | 92.04 | "The Atrium" | 1 | Office Space Group | 119 | Informal Work Space |  | Excellent | 22,944.26 | NO
Lot 14_RA11-Australian Institute for Machine Learning Building_Lower Ground_LG.00A _ Lightwell - External | RA-RA11-LG-LG.00A | RA11-LG-LG.00A-Lightwell - External | Lot 14 | RA | RA11 | Australian Institute for Machine Learning Building | LG | Lower Ground | LG.00A | 99939 | Unusable Spaces | 99939 | Unusable Spaces | 5.38 | Lightwell - External | 8 | Non Useable Floor Area Space Group | 800 | Non-usable - Specific type not defined |  | Unknown | 0.00 | NO
Lot 14_RA11-Australian Institute for Machine Learning Building_Lower Ground_LG.00B _ Lightwell - External | RA-RA11-LG-LG.00B | RA11-LG-LG.00B-Lightwell - External | Lot 14 | RA | RA11 | Australian Institute for Machine Learning Building | LG | Lower Ground | LG.00B | 99939 | Unusable Spaces | 99939 | Unusable Spaces | 1.44 | Lightwell - External | 8 | Non Useable Floor Area Space Group | 800 | Non-usable - Specific type not defined |  | Unknown | 0.00 | NO
Lot 14_RA11-Australian Institute for Machine Learning Building_Lower Ground_LG.00C _ Lightwell - External | RA-RA11-LG-LG.00C | RA11-LG-LG.00C-Lightwell - External | Lot 14 | RA | RA11 | Australian Institute for Machine Learning Building | LG | Lower Ground | LG.00C | 99939 | Unusable Spaces | 99939 | Unusable Spaces | 7.49 | Lightwell - External | 8 | Non Useable Floor Area Space Group | 800 | Non-usable - Specific type not defined |  | Unknown | 0.00 | NO
Lot 14_RA11-Australian Institute for Machine Learning Building_Lower Ground_LG.00D _ Lightwell - External | RA-RA11-LG-LG.00D | RA11-LG-LG.00D-Lightwell - External | Lot 14 | RA | RA11 | Australian Institute for Machine Learning Building | LG | Lower Ground | LG.00D | 99939 | Unusable Spaces | 99939 | Unusable Spaces | 21.71 | Lightwell - External | 8 | Non Useable Floor Area Space Group | 800 | Non-usable - Specific type not defined |  | Unknown | 0.00 | NO
Lot 14_RA11-Australian Institute for Machine Learning Building_Lower Ground_LG.00E _ Lightwell - External | RA-RA11-LG-LG.00E | RA11-LG-LG.00E-Lightwell - External | Lot 14 | RA | RA11 | Australian Institute for Machine Learning Building | LG | Lower Ground | LG.00E | 99939 | Unusable Spaces | 99939 | Unusable Spaces | 3.99 | Lightwell - External | 8 | Non Useable Floor Area Space Group | 800 | Non-usable - Specific type not defined |  | Unknown | 0.00 | NO
Lot 14_RA11-Australian Institute for Machine Learning Building_Lower Ground_LG.00F _ Lightwell - External | RA-RA11-LG-LG.00F | RA11-LG-LG.00F-Lightwell - External | Lot 14 | RA | RA11 | Australian Institute for Machine Learning Building | LG | Lower Ground | LG.00F | 99939 | Unusable Spaces | 99939 | Unusable Spaces | 37.07 | Lightwell - External | 8 | Non Useable Floor Area Space Group | 800 | Non-usable - Specific type not defined |  | Unknown | 0.00 | NO
Lot 14_RA11-Australian Institute for Machine Learning Building_Lower Ground_LG.01 _ Store | RA-RA11-LG-LG.01 | RA11-LG-LG.01-Store | Lot 14 | RA | RA11 | Australian Institute for Machine Learning Building | LG | Lower Ground | LG.01 | 99955 | Faculty of Engineering Computer and Mathematical Sciences - Shared Space | 214 | ECMS Faculty Services | 26.21 | Store | 4 | Ancillary Area Space Group | 419 | Ancillary Area - Store Room - Generic |  | Excellent | 5,749.73 | NO
Lot 14_RA11-Australian Institute for Machine Learning Building_Lower Ground_LG.02 _ Stair | RA-RA11-LG-LG.02 | RA11-LG-LG.02-Stair | Lot 14 | RA | RA11 | Australian Institute for Machine Learning Building | LG | Lower Ground | LG.02 | 99939 | Unusable Spaces | 99939 | Unusable Spaces | 2.52 | Stair | 8 | Non Useable Floor Area Space Group | 805 | Non-usable - Circulation space |  | Excellent | 0.00 | NO
Lot 14_RA11-Australian Institute for Machine Learning Building_Lower Ground_LG.03 _ Office | RA-RA11-LG-LG.03 | RA11-LG-LG.03-Office | Lot 14 | RA | RA11 | Australian Institute for Machine Learning Building | LG | Lower Ground | LG.03 | 99955 | Faculty of Engineering Computer and Mathematical Sciences - Shared Space | 214 | ECMS Faculty Services | 19.25 | Office | 1 | Office Space Group | 100 | Office - Specific type not defined |  | Excellent | 4,798.75 | NO
Lot 14_RA11-Australian Institute for Machine Learning Building_Lower Ground_LG.04 _ Office | RA-RA11-LG-LG.04 | RA11-LG-LG.04-Office | Lot 14 | RA | RA11 | Australian Institute for Machine Learning Building | LG | Lower Ground | LG.04 | 99955 | Faculty of Engineering Computer and Mathematical Sciences - Shared Space | 214 | ECMS Faculty Services | 14.75 | Office | 1 | Office Space Group | 100 | Office - Specific type not defined |  | Excellent | 3,676.96 | NO
Lot 14_RA11-Australian Institute for Machine Learning Building_Lower Ground_LG.05 _ Open Office - circ | RA-RA11-LG-LG.05 | RA11-LG-LG.05-Open Office - circ | Lot 14 | RA | RA11 | Australian Institute for Machine Learning Building | LG | Lower Ground | LG.05 | 99955 | Faculty of Engineering Computer and Mathematical Sciences - Shared Space | 214 | ECMS Faculty Services | 33.9 | Open Office - circ | 1 | Office Space Group | 111 | Open Plan - Specific type not defined |  | Excellent | 8,450.79 | NO
Lot 14_RA11-Australian Institute for Machine Learning Building_Lower Ground_LG.05.01 _ Workstation | RA-RA11-LG-LG.05.01 | RA11-LG-LG.05.01-Workstation | Lot 14 | RA | RA11 | Australian Institute for Machine Learning Building | LG | Lower Ground | LG.05.01 | 99955 | Faculty of Engineering Computer and Mathematical Sciences - Shared Space | 214 | ECMS Faculty Services | 5.07 | Workstation | 1 | Office Space Group | 111 | Open Plan - Specific type not defined |  | Excellent | 1,263.88 | NO
Lot 14_RA11-Australian Institute for Machine Learning Building_Lower Ground_LG.05.02 _ Workstation | RA-RA11-LG-LG.05.02 | RA11-LG-LG.05.02-Workstation | Lot 14 | RA | RA11 | Australian Institute for Machine Learning Building | LG | Lower Ground | LG.05.02 | 99955 | Faculty of Engineering Computer and Mathematical Sciences - Shared Space | 214 | ECMS Faculty Services | 3.33 | Workstation | 1 | Office Space Group | 111 | Open Plan - Specific type not defined |  | Excellent | 830.12 | NO
Lot 14_RA11-Australian Institute for Machine Learning Building_Lower Ground_LG.05.03 _ Workstation | RA-RA11-LG-LG.05.03 | RA11-LG-LG.05.03-Workstation | Lot 14 | RA | RA11 | Australian Institute for Machine Learning Building | LG | Lower Ground | LG.05.03 | 99955 | Faculty of Engineering Computer and Mathematical Sciences - Shared Space | 214 | ECMS Faculty Services | 3.33 | Workstation | 1 | Office Space Group | 111 | Open Plan - Specific type not defined |  | Excellent | 830.12 | NO
Lot 14_RA11-Australian Institute for Machine Learning Building_Lower Ground_LG.05.04 _ Workstation | RA-RA11-LG-LG.05.04 | RA11-LG-LG.05.04-Workstation | Lot 14 | RA | RA11 | Australian Institute for Machine Learning Building | LG | Lower Ground | LG.05.04 | 99955 | Faculty of Engineering Computer and Mathematical Sciences - Shared Space | 214 | ECMS Faculty Services | 3.33 | Workstation | 1 | Office Space Group | 111 | Open Plan - Specific type not defined |  | Excellent | 830.12 | NO
Lot 14_RA11-Australian Institute for Machine Learning Building_Lower Ground_LG.05.05 _ Workstation | RA-RA11-LG-LG.05.05 | RA11-LG-LG.05.05-Workstation | Lot 14 | RA | RA11 | Australian Institute for Machine Learning Building | LG | Lower Ground | LG.05.05 | 99955 | Faculty of Engineering Computer and Mathematical Sciences - Shared Space | 214 | ECMS Faculty Services | 3.33 | Workstation | 1 | Office Space Group | 111 | Open Plan - Specific type not defined |  | Excellent | 830.12 | NO
Lot 14_RA11-Australian Institute for Machine Learning Building_Lower Ground_LG.05.06 _ Workstation | RA-RA11-LG-LG.05.06 | RA11-LG-LG.05.06-Workstation | Lot 14 | RA | RA11 | Australian Institute for Machine Learning Building | LG | Lower Ground | LG.05.06 | 99955 | Faculty of Engineering Computer and Mathematical Sciences - Shared Space | 214 | ECMS Faculty Services | 3.33 | Workstation | 1 | Office Space Group | 111 | Open Plan - Specific type not defined |  | Excellent | 830.12 | NO
Lot 14_RA11-Australian Institute for Machine Learning Building_Lower Ground_LG.05.07 _ Workstation | RA-RA11-LG-LG.05.07 | RA11-LG-LG.05.07-Workstation | Lot 14 | RA | RA11 | Australian Institute for Machine Learning Building | LG | Lower Ground | LG.05.07 | 99955 | Faculty of Engineering Computer and Mathematical Sciences - Shared Space | 214 | ECMS Faculty Services | 3.33 | Workstation | 1 | Office Space Group | 111 | Open Plan - Specific type not defined |  | Excellent | 830.12 | NO
Lot 14_RA11-Australian Institute for Machine Learning Building_Lower Ground_LG.05.08 _ Workstation | RA-RA11-LG-LG.05.08 | RA11-LG-LG.05.08-Workstation | Lot 14 | RA | RA11 | Australian Institute for Machine Learning Building | LG | Lower Ground | LG.05.08 | 99955 | Faculty of Engineering Computer and Mathematical Sciences - Shared Space | 214 | ECMS Faculty Services | 5.08 | Workstation | 1 | Office Space Group | 111 | Open Plan - Specific type not defined |  | Excellent | 1,266.37 | NO
Lot 14_RA11-Australian Institute for Machine Learning Building_Lower Ground_LG.06 _ Office | RA-RA11-LG-LG.06 | RA11-LG-LG.06-Office | Lot 14 | RA | RA11 | Australian Institute for Machine Learning Building | LG | Lower Ground | LG.06 | 99955 | Faculty of Engineering Computer and Mathematical Sciences - Shared Space | 214 | ECMS Faculty Services | 13.53 | Office | 1 | Office Space Group | 100 | Office - Specific type not defined |  | Excellent | 3,372.84 | NO
Lot 14_RA11-Australian Institute for Machine Learning Building_Lower Ground_LG.07 _ Office | RA-RA11-LG-LG.07 | RA11-LG-LG.07-Office | Lot 14 | RA | RA11 | Australian Institute for Machine Learning Building | LG | Lower Ground | LG.07 | 99955 | Faculty of Engineering Computer and Mathematical Sciences - Shared Space | 214 | ECMS Faculty Services | 12.02 | Office | 1 | Office Space Group | 100 | Office - Specific type not defined |  | Excellent | 2,996.41 | NO
Lot 14_RA11-Australian Institute for Machine Learning Building_Lower Ground_LG.08 _ Office | RA-RA11-LG-LG.08 | RA11-LG-LG.08-Office | Lot 14 | RA | RA11 | Australian Institute for Machine Learning Building | LG | Lower Ground | LG.08 | 99955 | Faculty of Engineering Computer and Mathematical Sciences - Shared Space | 214 | ECMS Faculty Services | 12.02 | Office | 1 | Office Space Group | 100 | Office - Specific type not defined |  | Excellent | 2,996.41 | NO
Lot 14_RA11-Australian Institute for Machine Learning Building_Lower Ground_LG.09 _ Office | RA-RA11-LG-LG.09 | RA11-LG-LG.09-Office | Lot 14 | RA | RA11 | Australian Institute for Machine Learning Building | LG | Lower Ground | LG.09 | 99955 | Faculty of Engineering Computer and Mathematical Sciences - Shared Space | 214 | ECMS Faculty Services | 12.02 | Office | 1 | Office Space Group | 100 | Office - Specific type not defined |  | Excellent | 2,996.41 | NO
Lot 14_RA11-Australian Institute for Machine Learning Building_Lower Ground_LG.10 _ Breakout | RA-RA11-LG-LG.10 | RA11-LG-LG.10-Breakout | Lot 14 | RA | RA11 | Australian Institute for Machine Learning Building | LG | Lower Ground | LG.10 | 99955 | Faculty of Engineering Computer and Mathematical Sciences - Shared Space | 214 | ECMS Faculty Services | 10.69 | Breakout | 1 | Office Space Group | 119 | Informal Work Space |  | Excellent | 2,664.86 | NO
Lot 14_RA11-Australian Institute for Machine Learning Building_Lower Ground_LG.11 _ Office | RA-RA11-LG-LG.11 | RA11-LG-LG.11-Office | Lot 14 | RA | RA11 | Australian Institute for Machine Learning Building | LG | Lower Ground | LG.11 | 99955 | Faculty of Engineering Computer and Mathematical Sciences - Shared Space | 214 | ECMS Faculty Services | 24.85 | Office | 1 | Office Space Group | 100 | Office - Specific type not defined |  | Excellent | 6,194.75 | NO
Lot 14_RA11-Australian Institute for Machine Learning Building_Lower Ground_LG.12 _ WC - U - Access (RH) | RA-RA11-LG-LG.12 | RA11-LG-LG.12-WC - U - Access (RH) | Lot 14 | RA | RA11 | Australian Institute for Machine Learning Building | LG | Lower Ground | LG.12 | 99939 | Unusable Spaces | 99939 | Unusable Spaces | 9.36 | WC - U - Access (RH) | 8 | Non Useable Floor Area Space Group | 818 | Non-usable - Toilets/Amenities - Unisex Accessible |  | Excellent | 0.00 | NO
Lot 14_RA11-Australian Institute for Machine Learning Building_Lower Ground_LG.13 _ WC - F | RA-RA11-LG-LG.13 | RA11-LG-LG.13-WC - F | Lot 14 | RA | RA11 | Australian Institute for Machine Learning Building | LG | Lower Ground | LG.13 | 99939 | Unusable Spaces | 99939 | Unusable Spaces | 11.5 | WC - F | 8 | Non Useable Floor Area Space Group | 820 | Non-usable - Toilets/Amenities - Female |  | Excellent | 0.00 | NO
Lot 14_RA11-Australian Institute for Machine Learning Building_Lower Ground_LG.14 _ Stair - Lobby | RA-RA11-LG-LG.14 | RA11-LG-LG.14-Stair - Lobby | Lot 14 | RA | RA11 | Australian Institute for Machine Learning Building | LG | Lower Ground | LG.14 | 99939 | Unusable Spaces | 99939 | Unusable Spaces | 8.78 | Stair - Lobby | 8 | Non Useable Floor Area Space Group | 805 | Non-usable - Circulation space |  | Excellent | 0.00 | NO
Lot 14_RA11-Australian Institute for Machine Learning Building_Lower Ground_LG.14A _ Store | RA-RA11-LG-LG.14A | RA11-LG-LG.14A-Store | Lot 14 | RA | RA11 | Australian Institute for Machine Learning Building | LG | Lower Ground | LG.14A | 99955 | Faculty of Engineering Computer and Mathematical Sciences - Shared Space | 214 | ECMS Faculty Services | 5.5 | Store | 4 | Ancillary Area Space Group | 419 | Ancillary Area - Store Room - Generic |  | Excellent | 1,206.54 | NO
Lot 14_RA11-Australian Institute for Machine Learning Building_Lower Ground_LG.15 _ Stair | RA-RA11-LG-LG.15 | RA11-LG-LG.15-Stair | Lot 14 | RA | RA11 | Australian Institute for Machine Learning Building | LG | Lower Ground | LG.15 | 99939 | Unusable Spaces | 99939 | Unusable Spaces | 5.46 | Stair | 8 | Non Useable Floor Area Space Group | 805 | Non-usable - Circulation space |  | Excellent | 0.00 | NO
Lot 14_RA11-Australian Institute for Machine Learning Building_Lower Ground_LG.16 _ WC - M | RA-RA11-LG-LG.16 | RA11-LG-LG.16-WC - M | Lot 14 | RA | RA11 | Australian Institute for Machine Learning Building | LG | Lower Ground | LG.16 | 99939 | Unusable Spaces | 99939 | Unusable Spaces | 8.18 | WC - M | 8 | Non Useable Floor Area Space Group | 821 | Non-usable - Toilets/Amenities - Male |  | Excellent | 0.00 | NO
Lot 14_RA11-Australian Institute for Machine Learning Building_Lower Ground_LG.17 _ Plant | RA-RA11-LG-LG.17 | RA11-LG-LG.17-Plant | Lot 14 | RA | RA11 | Australian Institute for Machine Learning Building | LG | Lower Ground | LG.17 | 99939 | Unusable Spaces | 99939 | Unusable Spaces | 20.73 | Plant | 8 | Non Useable Floor Area Space Group | 810 | Non-usable - Mechanical plant room |  | Excellent | 0.00 | NO
Lot 14_RA11-Australian Institute for Machine Learning Building_Lower Ground_LG.18 _ Comms | RA-RA11-LG-LG.18 | RA11-LG-LG.18-Comms | Lot 14 | RA | RA11 | Australian Institute for Machine Learning Building | LG | Lower Ground | LG.18 | 864 | ITDS Operations & Digital Services | 869 | Information Technology and Digital Services | 12.79 | Comms | 8 | Non Useable Floor Area Space Group | 805 | Non-usable - Circulation space |  | Excellent | 0.00 | NO
Lot 14_RA11-Australian Institute for Machine Learning Building_Lower Ground_LG.19 _ Corr. | RA-RA11-LG-LG.19 | RA11-LG-LG.19-Corr. | Lot 14 | RA | RA11 | Australian Institute for Machine Learning Building | LG | Lower Ground | LG.19 | 99939 | Unusable Spaces | 99939 | Unusable Spaces | 34.62 | Corr. | 8 | Non Useable Floor Area Space Group | 805 | Non-usable - Circulation space |  | Excellent | 0.00 | NO
Lot 14_RA11-Australian Institute for Machine Learning Building_Lower Ground_LG.20 _ Utility | RA-RA11-LG-LG.20 | RA11-LG-LG.20-Utility | Lot 14 | RA | RA11 | Australian Institute for Machine Learning Building | LG | Lower Ground | LG.20 | 99955 | Faculty of Engineering Computer and Mathematical Sciences - Shared Space | 214 | ECMS Faculty Services | 11.8 | Utility | 6 | General Facility Space Group | 603 | General Facility - Resource room |  | Excellent | 3,294.56 | NO
Lot 14_RA11-Australian Institute for Machine Learning Building_Lower Ground_LG.21 _ Office | RA-RA11-LG-LG.21 | RA11-LG-LG.21-Office | Lot 14 | RA | RA11 | Australian Institute for Machine Learning Building | LG | Lower Ground | LG.21 | 99955 | Faculty of Engineering Computer and Mathematical Sciences - Shared Space | 214 | ECMS Faculty Services | 12.02 | Office | 1 | Office Space Group | 100 | Office - Specific type not defined |  | Excellent | 2,996.41 | NO
Lot 14_RA11-Australian Institute for Machine Learning Building_Lower Ground_LG.22 _ Office | RA-RA11-LG-LG.22 | RA11-LG-LG.22-Office | Lot 14 | RA | RA11 | Australian Institute for Machine Learning Building | LG | Lower Ground | LG.22 | 99955 | Faculty of Engineering Computer and Mathematical Sciences - Shared Space | 214 | ECMS Faculty Services | 11.44 | Office | 1 | Office Space Group | 100 | Office - Specific type not defined |  | Excellent | 2,851.83 | NO
Lot 14_RA11-Australian Institute for Machine Learning Building_Lower Ground_LG.23 _ Office | RA-RA11-LG-LG.23 | RA11-LG-LG.23-Office | Lot 14 | RA | RA11 | Australian Institute for Machine Learning Building | LG | Lower Ground | LG.23 | 99955 | Faculty of Engineering Computer and Mathematical Sciences - Shared Space | 214 | ECMS Faculty Services | 11.44 | Office | 1 | Office Space Group | 100 | Office - Specific type not defined |  | Excellent | 2,851.83 | NO
Lot 14_RA11-Australian Institute for Machine Learning Building_Lower Ground_LG.24 _ Office | RA-RA11-LG-LG.24 | RA11-LG-LG.24-Office | Lot 14 | RA | RA11 | Australian Institute for Machine Learning Building | LG | Lower Ground | LG.24 | 99955 | Faculty of Engineering Computer and Mathematical Sciences - Shared Space | 214 | ECMS Faculty Services | 13.3 | Office | 1 | Office Space Group | 100 | Office - Specific type not defined |  | Excellent | 3,315.50 | NO
Lot 14_RA11-Australian Institute for Machine Learning Building_Lower Ground_LG.25 _ Open Office - circ | RA-RA11-LG-LG.25 | RA11-LG-LG.25-Open Office - circ | Lot 14 | RA | RA11 | Australian Institute for Machine Learning Building | LG | Lower Ground | LG.25 | 99955 | Faculty of Engineering Computer and Mathematical Sciences - Shared Space | 214 | ECMS Faculty Services | 35.34 | Open Office - circ | 1 | Office Space Group | 111 | Open Plan - Specific type not defined |  | Excellent | 8,809.76 | NO
Lot 14_RA11-Australian Institute for Machine Learning Building_Lower Ground_LG.25.01 _ Workstation | RA-RA11-LG-LG.25.01 | RA11-LG-LG.25.01-Workstation | Lot 14 | RA | RA11 | Australian Institute for Machine Learning Building | LG | Lower Ground | LG.25.01 | 99955 | Faculty of Engineering Computer and Mathematical Sciences - Shared Space | 214 | ECMS Faculty Services | 5.07 | Workstation | 1 | Office Space Group | 111 | Open Plan - Specific type not defined |  | Excellent | 1,263.88 | NO
Lot 14_RA11-Australian Institute for Machine Learning Building_Lower Ground_LG.25.02 _ Workstation | RA-RA11-LG-LG.25.02 | RA11-LG-LG.25.02-Workstation | Lot 14 | RA | RA11 | Australian Institute for Machine Learning Building | LG | Lower Ground | LG.25.02 | 99955 | Faculty of Engineering Computer and Mathematical Sciences - Shared Space | 214 | ECMS Faculty Services | 3.33 | Workstation | 1 | Office Space Group | 111 | Open Plan - Specific type not defined |  | Excellent | 830.12 | NO
Lot 14_RA11-Australian Institute for Machine Learning Building_Lower Ground_LG.25.03 _ Workstation | RA-RA11-LG-LG.25.03 | RA11-LG-LG.25.03-Workstation | Lot 14 | RA | RA11 | Australian Institute for Machine Learning Building | LG | Lower Ground | LG.25.03 | 99955 | Faculty of Engineering Computer and Mathematical Sciences - Shared Space | 214 | ECMS Faculty Services | 3.33 | Workstation | 1 | Office Space Group | 111 | Open Plan - Specific type not defined |  | Excellent | 830.12 | NO
Lot 14_RA11-Australian Institute for Machine Learning Building_Lower Ground_LG.25.04 _ Workstation | RA-RA11-LG-LG.25.04 | RA11-LG-LG.25.04-Workstation | Lot 14 | RA | RA11 | Australian Institute for Machine Learning Building | LG | Lower Ground | LG.25.04 | 99955 | Faculty of Engineering Computer and Mathematical Sciences - Shared Space | 214 | ECMS Faculty Services | 3.33 | Workstation | 1 | Office Space Group | 111 | Open Plan - Specific type not defined |  | Excellent | 830.12 | NO
Lot 14_RA11-Australian Institute for Machine Learning Building_Lower Ground_LG.25.05 _ Workstation | RA-RA11-LG-LG.25.05 | RA11-LG-LG.25.05-Workstation | Lot 14 | RA | RA11 | Australian Institute for Machine Learning Building | LG | Lower Ground | LG.25.05 | 99955 | Faculty of Engineering Computer and Mathematical Sciences - Shared Space | 214 | ECMS Faculty Services | 3.33 | Workstation | 1 | Office Space Group | 111 | Open Plan - Specific type not defined |  | Excellent | 830.12 | NO
Lot 14_RA11-Australian Institute for Machine Learning Building_Lower Ground_LG.25.06 _ Workstation | RA-RA11-LG-LG.25.06 | RA11-LG-LG.25.06-Workstation | Lot 14 | RA | RA11 | Australian Institute for Machine Learning Building | LG | Lower Ground | LG.25.06 | 99955 | Faculty of Engineering Computer and Mathematical Sciences - Shared Space | 214 | ECMS Faculty Services | 3.33 | Workstation | 1 | Office Space Group | 111 | Open Plan - Specific type not defined |  | Excellent | 830.12 | NO
Lot 14_RA11-Australian Institute for Machine Learning Building_Lower Ground_LG.25.07 _ Workstation | RA-RA11-LG-LG.25.07 | RA11-LG-LG.25.07-Workstation | Lot 14 | RA | RA11 | Australian Institute for Machine Learning Building | LG | Lower Ground | LG.25.07 | 99955 | Faculty of Engineering Computer and Mathematical Sciences - Shared Space | 214 | ECMS Faculty Services | 3.33 | Workstation | 1 | Office Space Group | 111 | Open Plan - Specific type not defined |  | Excellent | 830.12 | NO
Lot 14_RA11-Australian Institute for Machine Learning Building_Lower Ground_LG.25.08 _ Workstation | RA-RA11-LG-LG.25.08 | RA11-LG-LG.25.08-Workstation | Lot 14 | RA | RA11 | Australian Institute for Machine Learning Building | LG | Lower Ground | LG.25.08 | 99955 | Faculty of Engineering Computer and Mathematical Sciences - Shared Space | 214 | ECMS Faculty Services | 5.08 | Workstation | 1 | Office Space Group | 111 | Open Plan - Specific type not defined |  | Excellent | 1,266.37 | NO
Lot 14_RA11-Australian Institute for Machine Learning Building_Lower Ground_LG.26 _ Office | RA-RA11-LG-LG.26 | RA11-LG-LG.26-Office | Lot 14 | RA | RA11 | Australian Institute for Machine Learning Building | LG | Lower Ground | LG.26 | 99955 | Faculty of Engineering Computer and Mathematical Sciences - Shared Space | 214 | ECMS Faculty Services | 14.69 | Office | 1 | Office Space Group | 100 | Office - Specific type not defined |  | Excellent | 3,662.01 | NO
Lot 14_RA11-Australian Institute for Machine Learning Building_Lower Ground_LG.27 _ Office | RA-RA11-LG-LG.27 | RA11-LG-LG.27-Office | Lot 14 | RA | RA11 | Australian Institute for Machine Learning Building | LG | Lower Ground | LG.27 | 99955 | Faculty of Engineering Computer and Mathematical Sciences - Shared Space | 214 | ECMS Faculty Services | 18.09 | Office | 1 | Office Space Group | 100 | Office - Specific type not defined |  | Excellent | 4,509.58 | NO
Lot 14_RA11-Australian Institute for Machine Learning Building_Lower Ground_LG.28 _ Meeting | RA-RA11-LG-LG.28 | RA11-LG-LG.28-Meeting | Lot 14 | RA | RA11 | Australian Institute for Machine Learning Building | LG | Lower Ground | LG.28 | 99955 | Faculty of Engineering Computer and Mathematical Sciences - Shared Space | 214 | ECMS Faculty Services | 17.48 | Meeting | 6 | General Facility Space Group | 601 | General Facility - Committee/Conference/Meeting room |  | Excellent | 4,880.42 | NO
Lot 14_RA11-Australian Institute for Machine Learning Building_Lower Ground_LG.29 _ Corr. | RA-RA11-LG-LG.29 | RA11-LG-LG.29-Corr. | Lot 14 | RA | RA11 | Australian Institute for Machine Learning Building | LG | Lower Ground | LG.29 | 99939 | Unusable Spaces | 99939 | Unusable Spaces | 50.74 | Corr. | 8 | Non Useable Floor Area Space Group | 805 | Non-usable - Circulation space |  | Excellent | 0.00 | NO
Lot 14_RA11-Australian Institute for Machine Learning Building_Lower Ground_LG.30 _ Corr. | RA-RA11-LG-LG.30 | RA11-LG-LG.30-Corr. | Lot 14 | RA | RA11 | Australian Institute for Machine Learning Building | LG | Lower Ground | LG.30 | 99939 | Unusable Spaces | 99939 | Unusable Spaces | 23.43 | Corr. | 8 | Non Useable Floor Area Space Group | 805 | Non-usable - Circulation space |  | Excellent | 0.00 | NO
Lot 14_RA11-Australian Institute for Machine Learning Building_Lower Ground_LG.30A _ FHR | RA-RA11-LG-LG.30A | RA11-LG-LG.30A-FHR | Lot 14 | RA | RA11 | Australian Institute for Machine Learning Building | LG | Lower Ground | LG.30A | 99939 | Unusable Spaces | 99939 | Unusable Spaces | 0.32 | FHR | 8 | Non Useable Floor Area Space Group | 840 | Non-usable - Service riser |  | Excellent | 0.00 | NO
Lot 14_RA11-Australian Institute for Machine Learning Building_Lower Ground_LG.31 _ "The Lab" | RA-RA11-LG-LG.31 | RA11-LG-LG.31-"The Lab" | Lot 14 | RA | RA11 | Australian Institute for Machine Learning Building | LG | Lower Ground | LG.31 | 99955 | Faculty of Engineering Computer and Mathematical Sciences - Shared Space | 214 | ECMS Faculty Services | 19.96 | "The Lab" | 1 | Office Space Group | 111 | Open Plan - Specific type not defined |  | Excellent | 4,975.74 | NO
Lot 14_RA11-Australian Institute for Machine Learning Building_Lower Ground_LG.31.01 _ Workstation | RA-RA11-LG-LG.31.01 | RA11-LG-LG.31.01-Workstation | Lot 14 | RA | RA11 | Australian Institute for Machine Learning Building | LG | Lower Ground | LG.31.01 | 99955 | Faculty of Engineering Computer and Mathematical Sciences - Shared Space | 214 | ECMS Faculty Services | 7.82 | Workstation | 1 | Office Space Group | 111 | Open Plan - Specific type not defined |  | Excellent | 1,949.41 | NO
Lot 14_RA11-Australian Institute for Machine Learning Building_Lower Ground_LG.31.02 _ Workstation | RA-RA11-LG-LG.31.02 | RA11-LG-LG.31.02-Workstation | Lot 14 | RA | RA11 | Australian Institute for Machine Learning Building | LG | Lower Ground | LG.31.02 | 99955 | Faculty of Engineering Computer and Mathematical Sciences - Shared Space | 214 | ECMS Faculty Services | 9.63 | Workstation | 1 | Office Space Group | 111 | Open Plan - Specific type not defined |  | Excellent | 2,400.62 | NO
Lot 14_RA11-Australian Institute for Machine Learning Building_Lower Ground_LG.31.03 _ Workstation | RA-RA11-LG-LG.31.03 | RA11-LG-LG.31.03-Workstation | Lot 14 | RA | RA11 | Australian Institute for Machine Learning Building | LG | Lower Ground | LG.31.03 | 99955 | Faculty of Engineering Computer and Mathematical Sciences - Shared Space | 214 | ECMS Faculty Services | 9.63 | Workstation | 1 | Office Space Group | 111 | Open Plan - Specific type not defined |  | Excellent | 2,400.62 | NO
Lot 14_RA11-Australian Institute for Machine Learning Building_Lower Ground_LG.31.04 _ Workstation | RA-RA11-LG-LG.31.04 | RA11-LG-LG.31.04-Workstation | Lot 14 | RA | RA11 | Australian Institute for Machine Learning Building | LG | Lower Ground | LG.31.04 | 99955 | Faculty of Engineering Computer and Mathematical Sciences - Shared Space | 214 | ECMS Faculty Services | 8.18 | Workstation | 1 | Office Space Group | 111 | Open Plan - Specific type not defined |  | Excellent | 2,039.16 | NO
Lot 14_RA11-Australian Institute for Machine Learning Building_Lower Ground_LG.31.05 _ Workstation | RA-RA11-LG-LG.31.05 | RA11-LG-LG.31.05-Workstation | Lot 14 | RA | RA11 | Australian Institute for Machine Learning Building | LG | Lower Ground | LG.31.05 | 99955 | Faculty of Engineering Computer and Mathematical Sciences - Shared Space | 214 | ECMS Faculty Services | 8.18 | Workstation | 1 | Office Space Group | 111 | Open Plan - Specific type not defined |  | Excellent | 2,039.16 | NO
Lot 14_RA11-Australian Institute for Machine Learning Building_Lower Ground_LG.31.06 _ Workstation | RA-RA11-LG-LG.31.06 | RA11-LG-LG.31.06-Workstation | Lot 14 | RA | RA11 | Australian Institute for Machine Learning Building | LG | Lower Ground | LG.31.06 | 99955 | Faculty of Engineering Computer and Mathematical Sciences - Shared Space | 214 | ECMS Faculty Services | 9.63 | Workstation | 1 | Office Space Group | 111 | Open Plan - Specific type not defined |  | Excellent | 2,400.62 | NO
Lot 14_RA11-Australian Institute for Machine Learning Building_Lower Ground_LG.31.07 _ Workstation | RA-RA11-LG-LG.31.07 | RA11-LG-LG.31.07-Workstation | Lot 14 | RA | RA11 | Australian Institute for Machine Learning Building | LG | Lower Ground | LG.31.07 | 99955 | Faculty of Engineering Computer and Mathematical Sciences - Shared Space | 214 | ECMS Faculty Services | 9.63 | Workstation | 1 | Office Space Group | 111 | Open Plan - Specific type not defined |  | Excellent | 2,400.62 | NO
Lot 14_RA11-Australian Institute for Machine Learning Building_Lower Ground_LG.31.08 _ Workstation | RA-RA11-LG-LG.31.08 | RA11-LG-LG.31.08-Workstation | Lot 14 | RA | RA11 | Australian Institute for Machine Learning Building | LG | Lower Ground | LG.31.08 | 99955 | Faculty of Engineering Computer and Mathematical Sciences - Shared Space | 214 | ECMS Faculty Services | 7.82 | Workstation | 1 | Office Space Group | 111 | Open Plan - Specific type not defined |  | Excellent | 1,949.41 | NO
Lot 14_RA11-Australian Institute for Machine Learning Building_Lower Ground_LG.32 _ Corr. | RA-RA11-LG-LG.32 | RA11-LG-LG.32-Corr. | Lot 14 | RA | RA11 | Australian Institute for Machine Learning Building | LG | Lower Ground | LG.32 | 99939 | Unusable Spaces | 99939 | Unusable Spaces | 24.27 | Corr. | 8 | Non Useable Floor Area Space Group | 805 | Non-usable - Circulation space |  | Excellent | 0.00 | NO
Lot 14_RA11-Australian Institute for Machine Learning Building_Lower Ground_LG.34 _ FHR | RA-RA11-LG-LG.34 | RA11-LG-LG.34-FHR | Lot 14 | RA | RA11 | Australian Institute for Machine Learning Building | LG | Lower Ground | LG.34 | 99939 | Unusable Spaces | 99939 | Unusable Spaces | 0.3 | FHR | 8 | Non Useable Floor Area Space Group | 840 | Non-usable - Service riser |  | Excellent | 0.00 | NO
Lot 14_RA11-Australian Institute for Machine Learning Building_Lower Ground_LG.39 _ VSR | RA-RA11-LG-LG.39 | RA11-LG-LG.39-VSR | Lot 14 | RA | RA11 | Australian Institute for Machine Learning Building | LG | Lower Ground | LG.39 | 99939 | Unusable Spaces | 99939 | Unusable Spaces | 0.3 | VSR | 8 | Non Useable Floor Area Space Group | 840 | Non-usable - Service riser |  | Excellent | 0.00 | NO
Rosedale_RD01-Bird & Animal Proof Enclosure_Ground Floor_G01 _ Bird / Animal Proof Enclosure | RD-RD01-01-G01 | RD01-01-G01-Bird / Animal Proof Enclosure | Rosedale | RD | RD01 | Bird & Animal Proof Enclosure | 01 | Ground Floor | G01 | 859 | Infrastructure Office | 859 | Infrastructure | 20060.04 | Bird / Animal Proof Enclosure | 4 | Ancillary Area Space Group | 407 | Ancillary Area - Glasshouse/Greenhouse |  | Unknown |  | NO
Roseworthy_RW001-Assembly Hall_Ground Floor_G1 _ Store | RW-RW001-01-G1 | RW001-01-G1-Store | Roseworthy | RW | RW001 | Assembly Hall | 01 | Ground Floor | G1 | 775 | University Library Collections | 733 | University Library | 132.67 | Store | 4 | Ancillary Area Space Group | 413 | Ancillary Area - Store Room Art Works |  | Poor | 8,635.26 | NO
Roseworthy_RW001-Assembly Hall_Ground Floor_G2 _ Store | RW-RW001-01-G2 | RW001-01-G2-Store | Roseworthy | RW | RW001 | Assembly Hall | 01 | Ground Floor | G2 | 775 | University Library Collections | 733 | University Library | 80.36 | Store | 4 | Ancillary Area Space Group | 413 | Ancillary Area - Store Room Art Works |  | Poor | 5,230.49 | NO
Roseworthy_RW001-Assembly Hall_Ground Floor_G3 _ Store | RW-RW001-01-G3 | RW001-01-G3-Store | Roseworthy | RW | RW001 | Assembly Hall | 01 | Ground Floor | G3 | 99946 | Vacant not occupiable | 99939 | Unusable Spaces | 17.96 | Store | 4 | Ancillary Area Space Group | 413 | Ancillary Area - Store Room Art Works |  | Poor | 1,168.98 | NO
Roseworthy_RW001-Assembly Hall_Ground Floor_G3A _ Store | RW-RW001-01-G3A | RW001-01-G3A-Store | Roseworthy | RW | RW001 | Assembly Hall | 01 | Ground Floor | G3A | 99946 | Vacant not occupiable | 99939 | Unusable Spaces | 6.33 | Store | 4 | Ancillary Area Space Group | 413 | Ancillary Area - Store Room Art Works |  | Unknown | 0.00 | NO
Roseworthy_RW002-Agricultural Engineering_Ground Floor_G1 _ Coolroom | RW-RW002-GN-G1 | RW002-GN-G1-Coolroom | Roseworthy | RW | RW002 | Agricultural Engineering | GN | Ground Floor | G1 | 141 | School of Agriculture, Food and Wine | 141 | School of Agriculture, Food and Wine | 21.17 | Coolroom | 4 | Ancillary Area Space Group | 405 | Ancillary Area - Constant Temperature/ Freezer/Cold/Warm Rooms |  | Unknown | 0.00 | NO
Roseworthy_RW002-Agricultural Engineering_Ground Floor_G2 _ Headhouse | RW-RW002-GN-G2 | RW002-GN-G2-Headhouse | Roseworthy | RW | RW002 | Agricultural Engineering | GN | Ground Floor | G2 | 141 | School of Agriculture, Food and Wine | 141 | School of Agriculture, Food and Wine | 43.82 | Headhouse | 4 | Ancillary Area Space Group | 401 | Ancillary Area - Laboratory Service and Preparation |  | Unknown | 0.00 | NO
Roseworthy_RW002-Agricultural Engineering_Ground Floor_G3 _ Workroom | RW-RW002-GN-G3 | RW002-GN-G3-Workroom | Roseworthy | RW | RW002 | Agricultural Engineering | GN | Ground Floor | G3 | 141 | School of Agriculture, Food and Wine | 141 | School of Agriculture, Food and Wine | 15.63 | Workroom | 4 | Ancillary Area Space Group | 401 | Ancillary Area - Laboratory Service and Preparation |  | Unknown | 0.00 | NO
Roseworthy_RW002-Agricultural Engineering_Ground Floor_G4 _ Growth Cabinet Room | RW-RW002-GN-G4 | RW002-GN-G4-Growth Cabinet Room | Roseworthy | RW | RW002 | Agricultural Engineering | GN | Ground Floor | G4 | 141 | School of Agriculture, Food and Wine | 141 | School of Agriculture, Food and Wine | 84.87 | Growth Cabinet Room | 4 | Ancillary Area Space Group | 405 | Ancillary Area - Constant Temperature/ Freezer/Cold/Warm Rooms |  | Unknown | 0.00 | NO
Roseworthy_RW002-Agricultural Engineering_Ground Floor_G5 _ Workroom | RW-RW002-GN-G5 | RW002-GN-G5-Workroom | Roseworthy | RW | RW002 | Agricultural Engineering | GN | Ground Floor | G5 | 141 | School of Agriculture, Food and Wine | 141 | School of Agriculture, Food and Wine | 15.66 | Workroom | 4 | Ancillary Area Space Group | 401 | Ancillary Area - Laboratory Service and Preparation |  | Unknown | 0.00 | NO
Roseworthy_RW002-Agricultural Engineering_Ground Floor_G6 _ Drying Ovens | RW-RW002-GN-G6 | RW002-GN-G6-Drying Ovens | Roseworthy | RW | RW002 | Agricultural Engineering | GN | Ground Floor | G6 | 141 | School of Agriculture, Food and Wine | 141 | School of Agriculture, Food and Wine | 44.28 | Drying Ovens | 4 | Ancillary Area Space Group | 400 | Ancillary Area - Specific Type Not Defined |  | Unknown | 0.00 | NO
Roseworthy_RW002-Agricultural Engineering_Ground Floor_G7 _ Root Washing | RW-RW002-GN-G7 | RW002-GN-G7-Root Washing | Roseworthy | RW | RW002 | Agricultural Engineering | GN | Ground Floor | G7 | 141 | School of Agriculture, Food and Wine | 141 | School of Agriculture, Food and Wine | 34.97 | Root Washing | 4 | Ancillary Area Space Group | 401 | Ancillary Area - Laboratory Service and Preparation |  | Unknown | 0.00 | NO
Roseworthy_RW003-Agricultural Engineering_Ground Floor_G1 _ Spray Booth Room | RW-RW003-GN-G1 | RW003-GN-G1-Spray Booth Room | Roseworthy | RW | RW003 | Agricultural Engineering | GN | Ground Floor | G1 | 99946 | Vacant not occupiable | 99939 | Unusable Spaces | 41.06 | Spray Booth Room | 4 | Ancillary Area Space Group | 400 | Ancillary Area - Specific Type Not Defined |  | Unknown | 0.00 | NO
Roseworthy_RW003-Agricultural Engineering_Ground Floor_G2 _ Metal Store | RW-RW003-GN-G2 | RW003-GN-G2-Metal Store | Roseworthy | RW | RW003 | Agricultural Engineering | GN | Ground Floor | G2 | 99946 | Vacant not occupiable | 99939 | Unusable Spaces | 67.03 | Metal Store | 4 | Ancillary Area Space Group | 419 | Ancillary Area - Store Room - Generic |  | Unknown | 0.00 | NO
Roseworthy_RW003-Agricultural Engineering_Ground Floor_G2A _ Gas System Enclosure | RW-RW003-GN-G2A | RW003-GN-G2A-Gas System Enclosure | Roseworthy | RW | RW003 | Agricultural Engineering | GN | Ground Floor | G2A | 99946 | Vacant not occupiable | 99939 | Unusable Spaces | 25.47 | Gas System Enclosure | 4 | Ancillary Area Space Group | 418 | Ancillary Area - Dangerous goods storage |  | Unknown | 0.00 | NO
Roseworthy_RW003-Agricultural Engineering_Ground Floor_G3 _ Mainenance Store / Welding | RW-RW003-GN-G3 | RW003-GN-G3-Mainenance Store / Welding | Roseworthy | RW | RW003 | Agricultural Engineering | GN | Ground Floor | G3 | 99946 | Vacant not occupiable | 99939 | Unusable Spaces | 94.47 | Mainenance Store / Welding | 4 | Ancillary Area Space Group | 419 | Ancillary Area - Store Room - Generic |  | Unknown | 0.00 | NO
Roseworthy_RW003-Agricultural Engineering_Ground Floor_G3A _ Store Welding | RW-RW003-GN-G3A | RW003-GN-G3A-Store Welding | Roseworthy | RW | RW003 | Agricultural Engineering | GN | Ground Floor | G3A | 99946 | Vacant not occupiable | 99939 | Unusable Spaces | 12.71 | Store Welding | 4 | Ancillary Area Space Group | 419 | Ancillary Area - Store Room - Generic |  | Unknown | 0.00 | NO
Roseworthy_RW003-Agricultural Engineering_Ground Floor_G4 _ General Store | RW-RW003-GN-G4 | RW003-GN-G4-General Store | Roseworthy | RW | RW003 | Agricultural Engineering | GN | Ground Floor | G4 | 99946 | Vacant not occupiable | 99939 | Unusable Spaces | 106.07 | General Store | 4 | Ancillary Area Space Group | 419 | Ancillary Area - Store Room - Generic |  | Unknown | 0.00 | NO
Roseworthy_RW004-Agronomy Building_Roof Plan_R01 _ Roof / Plant access (NUFA) | RW-RW004-01-R01 | RW004-01-R01-Roof / Plant access (NUFA) | Roseworthy | RW | RW004 | Agronomy Building | 01 | Roof Plan | R01 | 99939 | Unusable Spaces | 99939 | Unusable Spaces | 21.19 | Roof / Plant access (NUFA) | 8 | Non Useable Floor Area Space Group | 811 | Non-usable - Plant room other |  | Unknown | 0.00 | NO
Roseworthy_RW004-Agronomy Building_Ground Floor_G07A _ Comms | RW-RW004-GN-G07A | RW004-GN-G07A-Comms | Roseworthy | RW | RW004 | Agronomy Building | GN | Ground Floor | G07A | 99939 | Unusable Spaces | 99939 | Unusable Spaces | 3.7 | Comms | 8 | Non Useable Floor Area Space Group | 812 | Non-usable - Comms/network system/Telephone/PABX |  | Adequate | 0.00 | NO
Roseworthy_RW004-Agronomy Building_Ground Floor_G1 _ Office (F3) | RW-RW004-GN-G1 | RW004-GN-G1-Office (F3) | Roseworthy | RW | RW004 | Agronomy Building | GN | Ground Floor | G1 | 99101 | State - CFS - Country Fire Service | 859 | Infrastructure | 11.75 | Office (F3) | 1 | Office Space Group | 100 | Office - Specific type not defined |  | Adequate | 1,072.93 | NO
Roseworthy_RW004-Agronomy Building_Ground Floor_G10 _ Store (F3) | RW-RW004-GN-G10 | RW004-GN-G10-Store (F3) | Roseworthy | RW | RW004 | Agronomy Building | GN | Ground Floor | G10 | 99101 | State - CFS - Country Fire Service | 859 | Infrastructure | 13.91 | Store (F3) | 4 | Ancillary Area Space Group | 419 | Ancillary Area - Store Room - Generic |  | Adequate | 1,117.75 | NO
Roseworthy_RW004-Agronomy Building_Ground Floor_G10A _ Meeting / Teaching Room (F3) | RW-RW004-GN-G10A | RW004-GN-G10A-Meeting / Teaching Room (F3) | Roseworthy | RW | RW004 | Agronomy Building | GN | Ground Floor | G10A | 99101 | State - CFS - Country Fire Service | 859 | Infrastructure | 80.42 | Meeting / Teaching Room (F3) | 6 | General Facility Space Group | 601 | General Facility - Committee/Conference/Meeting room |  | Adequate | 8,224.64 | NO
Roseworthy_RW004-Agronomy Building_Ground Floor_G10B _ Tea Room | RW-RW004-GN-G10B | RW004-GN-G10B-Tea Room | Roseworthy | RW | RW004 | Agronomy Building | GN | Ground Floor | G10B | 99101 | State - CFS - Country Fire Service | 859 | Infrastructure | 22.98 | Tea Room | 6 | General Facility Space Group | 608 | General Facility - Kitchen/Servery/Food Storage |  | Adequate | 2,350.19 | NO
Roseworthy_RW004-Agronomy Building_Ground Floor_G11 _ Display Area | RW-RW004-GN-G11 | RW004-GN-G11-Display Area | Roseworthy | RW | RW004 | Agronomy Building | GN | Ground Floor | G11 | 99101 | State - CFS - Country Fire Service | 859 | Infrastructure | 170.75 | Display Area | 1 | Office Space Group | 119 | Informal Work Space |  | Adequate | 15,591.77 | NO
Roseworthy_RW004-Agronomy Building_Ground Floor_G12 _ Laboratory Analytical | RW-RW004-GN-G12 | RW004-GN-G12-Laboratory Analytical | Roseworthy | RW | RW004 | Agronomy Building | GN | Ground Floor | G12 | 99996 | Vacant | 859 | Infrastructure | 50.52 | Laboratory Analytical | 3 | Specialist Teaching or Research Space Group | 300 | Laboratory - Specialist teaching and research - type not defined |  | Adequate | 6,135.50 | NO
Roseworthy_RW004-Agronomy Building_Ground Floor_G13 _ Office | RW-RW004-GN-G13 | RW004-GN-G13-Office | Roseworthy | RW | RW004 | Agronomy Building | GN | Ground Floor | G13 | 99101 | State - CFS - Country Fire Service | 859 | Infrastructure | 51.97 | Office | 1 | Office Space Group | 100 | Office - Specific type not defined |  | Adequate | 4,745.56 | NO
Roseworthy_RW004-Agronomy Building_Ground Floor_G13A _ Corr. (F3) | RW-RW004-GN-G13A | RW004-GN-G13A-Corr. (F3) | Roseworthy | RW | RW004 | Agronomy Building | GN | Ground Floor | G13A | 99939 | Unusable Spaces | 99939 | Unusable Spaces | 13.01 | Corr. (F3) | 8 | Non Useable Floor Area Space Group | 805 | Non-usable - Circulation space |  | Unknown | 0.00 | NO
Roseworthy_RW004-Agronomy Building_Ground Floor_G14 _ Office | RW-RW004-GN-G14 | RW004-GN-G14-Office | Roseworthy | RW | RW004 | Agronomy Building | GN | Ground Floor | G14 | 99101 | State - CFS - Country Fire Service | 859 | Infrastructure | 65.79 | Office | 1 | Office Space Group | 100 | Office - Specific type not defined |  | Adequate | 6,007.51 | NO
Roseworthy_RW004-Agronomy Building_Ground Floor_G14A _ Office | RW-RW004-GN-G14A | RW004-GN-G14A-Office | Roseworthy | RW | RW004 | Agronomy Building | GN | Ground Floor | G14A | 99101 | State - CFS - Country Fire Service | 859 | Infrastructure | 23.01 | Office | 1 | Office Space Group | 100 | Office - Specific type not defined |  | Adequate | 2,101.12 | NO
Roseworthy_RW004-Agronomy Building_Ground Floor_G15 _ Office (F3) | RW-RW004-GN-G15 | RW004-GN-G15-Office (F3) | Roseworthy | RW | RW004 | Agronomy Building | GN | Ground Floor | G15 | 99101 | State - CFS - Country Fire Service | 859 | Infrastructure | 18.65 | Office (F3) | 1 | Office Space Group | 100 | Office - Specific type not defined |  | Adequate | 1,703.00 | NO
Roseworthy_RW004-Agronomy Building_Ground Floor_G15A _ Corr. (F3) | RW-RW004-GN-G15A | RW004-GN-G15A-Corr. (F3) | Roseworthy | RW | RW004 | Agronomy Building | GN | Ground Floor | G15A | 99939 | Unusable Spaces | 99939 | Unusable Spaces | 24.93 | Corr. (F3) | 8 | Non Useable Floor Area Space Group | 805 | Non-usable - Circulation space |  | Unknown | 0.00 | NO
Roseworthy_RW004-Agronomy Building_Ground Floor_G15B _ VSR | RW-RW004-GN-G15B | RW004-GN-G15B-VSR | Roseworthy | RW | RW004 | Agronomy Building | GN | Ground Floor | G15B | 99939 | Unusable Spaces | 99939 | Unusable Spaces | 0.42 | VSR | 8 | Non Useable Floor Area Space Group | 840 | Non-usable - Service riser |  | Unknown | 0.00 | NO
Roseworthy_RW004-Agronomy Building_Ground Floor_G15C _ FHR | RW-RW004-GN-G15C | RW004-GN-G15C-FHR | Roseworthy | RW | RW004 | Agronomy Building | GN | Ground Floor | G15C | 99939 | Unusable Spaces | 99939 | Unusable Spaces | 0.17 | FHR | 8 | Non Useable Floor Area Space Group | 840 | Non-usable - Service riser |  | Unknown | 0.00 | NO
Roseworthy_RW004-Agronomy Building_Ground Floor_G16 _ Office (F3) | RW-RW004-GN-G16 | RW004-GN-G16-Office (F3) | Roseworthy | RW | RW004 | Agronomy Building | GN | Ground Floor | G16 | 99101 | State - CFS - Country Fire Service | 859 | Infrastructure | 12.87 | Office (F3) | 1 | Office Space Group | 100 | Office - Specific type not defined |  | Adequate | 1,175.20 | NO
Roseworthy_RW004-Agronomy Building_Ground Floor_G17 _ Office (F3) | RW-RW004-GN-G17 | RW004-GN-G17-Office (F3) | Roseworthy | RW | RW004 | Agronomy Building | GN | Ground Floor | G17 | 99101 | State - CFS - Country Fire Service | 859 | Infrastructure | 11.99 | Office (F3) | 1 | Office Space Group | 100 | Office - Specific type not defined |  | Adequate | 1,094.85 | NO
Roseworthy_RW004-Agronomy Building_Ground Floor_G18 _ Office (F3) | RW-RW004-GN-G18 | RW004-GN-G18-Office (F3) | Roseworthy | RW | RW004 | Agronomy Building | GN | Ground Floor | G18 | 99101 | State - CFS - Country Fire Service | 859 | Infrastructure | 10.96 | Office (F3) | 1 | Office Space Group | 100 | Office - Specific type not defined |  | Adequate | 1,000.80 | NO
Roseworthy_RW004-Agronomy Building_Ground Floor_G19 _ Office (F3) | RW-RW004-GN-G19 | RW004-GN-G19-Office (F3) | Roseworthy | RW | RW004 | Agronomy Building | GN | Ground Floor | G19 | 99101 | State - CFS - Country Fire Service | 859 | Infrastructure | 25.11 | Office (F3) | 1 | Office Space Group | 100 | Office - Specific type not defined |  | Adequate | 2,292.88 | NO
Roseworthy_RW004-Agronomy Building_Ground Floor_G2 _ Office (F3) | RW-RW004-GN-G2 | RW004-GN-G2-Office (F3) | Roseworthy | RW | RW004 | Agronomy Building | GN | Ground Floor | G2 | 99101 | State - CFS - Country Fire Service | 859 | Infrastructure | 11.81 | Office (F3) | 1 | Office Space Group | 100 | Office - Specific type not defined |  | Adequate | 1,078.41 | NO
Roseworthy_RW004-Agronomy Building_Ground Floor_G20 _ Office (F3) | RW-RW004-GN-G20 | RW004-GN-G20-Office (F3) | Roseworthy | RW | RW004 | Agronomy Building | GN | Ground Floor | G20 | 99101 | State - CFS - Country Fire Service | 859 | Infrastructure | 13.48 | Office (F3) | 1 | Office Space Group | 100 | Office - Specific type not defined |  | Adequate | 1,230.91 | NO
Roseworthy_RW004-Agronomy Building_Ground Floor_G21 _ Office (F3) | RW-RW004-GN-G21 | RW004-GN-G21-Office (F3) | Roseworthy | RW | RW004 | Agronomy Building | GN | Ground Floor | G21 | 99101 | State - CFS - Country Fire Service | 859 | Infrastructure | 13.49 | Office (F3) | 1 | Office Space Group | 100 | Office - Specific type not defined |  | Adequate | 1,231.82 | NO
Roseworthy_RW004-Agronomy Building_Ground Floor_G22 _ Office | RW-RW004-GN-G22 | RW004-GN-G22-Office | Roseworthy | RW | RW004 | Agronomy Building | GN | Ground Floor | G22 | 99101 | State - CFS - Country Fire Service | 859 | Infrastructure | 13.95 | Office | 1 | Office Space Group | 100 | Office - Specific type not defined |  | Adequate | 1,273.82 | NO
Roseworthy_RW004-Agronomy Building_Ground Floor_G3 _ Office | RW-RW004-GN-G3 | RW004-GN-G3-Office | Roseworthy | RW | RW004 | Agronomy Building | GN | Ground Floor | G3 | 99101 | State - CFS - Country Fire Service | 859 | Infrastructure | 9.84 | Office | 1 | Office Space Group | 100 | Office - Specific type not defined |  | Adequate | 898.52 | NO
Roseworthy_RW004-Agronomy Building_Ground Floor_G4 _ Office (F3) | RW-RW004-GN-G4 | RW004-GN-G4-Office (F3) | Roseworthy | RW | RW004 | Agronomy Building | GN | Ground Floor | G4 | 99101 | State - CFS - Country Fire Service | 859 | Infrastructure | 11.89 | Office (F3) | 1 | Office Space Group | 100 | Office - Specific type not defined |  | Adequate | 1,085.72 | NO
Roseworthy_RW004-Agronomy Building_Ground Floor_G5 _ Office | RW-RW004-GN-G5 | RW004-GN-G5-Office | Roseworthy | RW | RW004 | Agronomy Building | GN | Ground Floor | G5 | 99101 | State - CFS - Country Fire Service | 859 | Infrastructure | 11.72 | Office | 1 | Office Space Group | 100 | Office - Specific type not defined |  | Adequate | 1,070.19 | NO
Roseworthy_RW004-Agronomy Building_Ground Floor_G6A _ Store | RW-RW004-GN-G6A | RW004-GN-G6A-Store | Roseworthy | RW | RW004 | Agronomy Building | GN | Ground Floor | G6A | 99101 | State - CFS - Country Fire Service | 859 | Infrastructure | 10.08 | Store | 4 | Ancillary Area Space Group | 419 | Ancillary Area - Store Room - Generic |  | Adequate | 809.99 | NO
Roseworthy_RW004-Agronomy Building_Ground Floor_G6B _ Office (F3) | RW-RW004-GN-G6B | RW004-GN-G6B-Office (F3) | Roseworthy | RW | RW004 | Agronomy Building | GN | Ground Floor | G6B | 99101 | State - CFS - Country Fire Service | 859 | Infrastructure | 10.66 | Office (F3) | 1 | Office Space Group | 100 | Office - Specific type not defined |  | Adequate | 973.40 | NO
Roseworthy_RW004-Agronomy Building_Ground Floor_G7 _ Office - Open Plan (F3) | RW-RW004-GN-G7 | RW004-GN-G7-Office - Open Plan (F3) | Roseworthy | RW | RW004 | Agronomy Building | GN | Ground Floor | G7 | 99101 | State - CFS - Country Fire Service | 859 | Infrastructure | 39.38 | Office - Open Plan (F3) | 1 | Office Space Group | 111 | Open Plan - Specific type not defined |  | Adequate | 3,595.92 | NO
Roseworthy_RW004-Agronomy Building_Ground Floor_G8 _ Office (F3) | RW-RW004-GN-G8 | RW004-GN-G8-Office (F3) | Roseworthy | RW | RW004 | Agronomy Building | GN | Ground Floor | G8 | 99101 | State - CFS - Country Fire Service | 859 | Infrastructure | 14.37 | Office (F3) | 1 | Office Space Group | 100 | Office - Specific type not defined |  | Adequate | 1,312.17 | NO
Roseworthy_RW004-Agronomy Building_Ground Floor_G9 _ Office - Staff | RW-RW004-GN-G9 | RW004-GN-G9-Office - Staff | Roseworthy | RW | RW004 | Agronomy Building | GN | Ground Floor | G9 | 99101 | State - CFS - Country Fire Service | 859 | Infrastructure | 18.2 | Office - Staff | 1 | Office Space Group | 116 | Open Plan - Professional/General Staff |  | Adequate | 1,661.90 | NO
Roseworthy_RW005-Agronomy Workshops_Ground Floor_G1 _ Soils Laboratory | RW-RW005-01-G1 | RW005-01-G1-Soils Laboratory | Roseworthy | RW | RW005 | Agronomy Workshops | 01 | Ground Floor | G1 | 141 | School of Agriculture, Food and Wine | 141 | School of Agriculture, Food and Wine | 66.22 | Soils Laboratory | 3 | Specialist Teaching or Research Space Group | 312 | Laboratory - Research Only |  | Barely Adequate | 7,720.53 | NO
Roseworthy_RW005-Agronomy Workshops_Ground Floor_G10 _ Verandah (UCA) | RW-RW005-01-G10 | RW005-01-G10-Verandah (UCA) | Roseworthy | RW | RW005 | Agronomy Workshops | 01 | Ground Floor | G10 | 99939 | Unusable Spaces | 99939 | Unusable Spaces | 100.72 | Verandah (UCA) | 8 | Non Useable Floor Area Space Group | 839 | Non-usable - Verandah/Balcony |  | Unknown | 0.00 | NO
Roseworthy_RW005-Agronomy Workshops_Ground Floor_G11 _ Office | RW-RW005-01-G11 | RW005-01-G11-Office | Roseworthy | RW | RW005 | Agronomy Workshops | 01 | Ground Floor | G11 | 141 | School of Agriculture, Food and Wine | 141 | School of Agriculture, Food and Wine | 12.58 | Office | 1 | Office Space Group | 101 | Office - Academic Staff |  | Barely Adequate | 1,102.77 | NO
Roseworthy_RW005-Agronomy Workshops_Ground Floor_G12 _ Metal Workshop | RW-RW005-01-G12 | RW005-01-G12-Metal Workshop | Roseworthy | RW | RW005 | Agronomy Workshops | 01 | Ground Floor | G12 | 141 | School of Agriculture, Food and Wine | 141 | School of Agriculture, Food and Wine | 66.7 | Metal Workshop | 4 | Ancillary Area Space Group | 403 | Ancillary Area - Workshop |  | Barely Adequate | 5,145.35 | NO
Roseworthy_RW005-Agronomy Workshops_Ground Floor_G13 _ Office | RW-RW005-01-G13 | RW005-01-G13-Office | Roseworthy | RW | RW005 | Agronomy Workshops | 01 | Ground Floor | G13 | 141 | School of Agriculture, Food and Wine | 141 | School of Agriculture, Food and Wine | 17.52 | Office | 1 | Office Space Group | 101 | Office - Academic Staff |  | Barely Adequate | 1,535.82 | NO
Roseworthy_RW005-Agronomy Workshops_Ground Floor_G13A _ Corr. | RW-RW005-01-G13A | RW005-01-G13A-Corr. | Roseworthy | RW | RW005 | Agronomy Workshops | 01 | Ground Floor | G13A | 99939 | Unusable Spaces | 99939 | Unusable Spaces | 19.32 | Corr. | 8 | Non Useable Floor Area Space Group | 805 | Non-usable - Circulation space |  | Unknown | 0.00 | NO
Roseworthy_RW005-Agronomy Workshops_Ground Floor_G14 _ Microbiology Laboratory | RW-RW005-01-G14 | RW005-01-G14-Microbiology Laboratory | Roseworthy | RW | RW005 | Agronomy Workshops | 01 | Ground Floor | G14 | 141 | School of Agriculture, Food and Wine | 141 | School of Agriculture, Food and Wine | 79.12 | Microbiology Laboratory | 3 | Specialist Teaching or Research Space Group | 312 | Laboratory - Research Only |  | Barely Adequate | 9,224.52 | NO
Roseworthy_RW005-Agronomy Workshops_Ground Floor_G14A _ PCR Room | RW-RW005-01-G14A | RW005-01-G14A-PCR Room | Roseworthy | RW | RW005 | Agronomy Workshops | 01 | Ground Floor | G14A | 141 | School of Agriculture, Food and Wine | 141 | School of Agriculture, Food and Wine | 12.25 | PCR Room | 4 | Ancillary Area Space Group | 401 | Ancillary Area - Laboratory Service and Preparation |  | Barely Adequate | 944.98 | NO
Roseworthy_RW005-Agronomy Workshops_Ground Floor_G14B _ Culture Room | RW-RW005-01-G14B | RW005-01-G14B-Culture Room | Roseworthy | RW | RW005 | Agronomy Workshops | 01 | Ground Floor | G14B | 141 | School of Agriculture, Food and Wine | 141 | School of Agriculture, Food and Wine | 12.56 | Culture Room | 4 | Ancillary Area Space Group | 401 | Ancillary Area - Laboratory Service and Preparation |  | Barely Adequate | 968.90 | NO
Roseworthy_RW005-Agronomy Workshops_Ground Floor_G15 _ Corr. | RW-RW005-01-G15 | RW005-01-G15-Corr. | Roseworthy | RW | RW005 | Agronomy Workshops | 01 | Ground Floor | G15 | 99939 | Unusable Spaces | 99939 | Unusable Spaces | 32.06 | Corr. | 8 | Non Useable Floor Area Space Group | 805 | Non-usable - Circulation space |  | Unknown | 0.00 | NO
Roseworthy_RW005-Agronomy Workshops_Ground Floor_G15A _ Corr. | RW-RW005-01-G15A | RW005-01-G15A-Corr. | Roseworthy | RW | RW005 | Agronomy Workshops | 01 | Ground Floor | G15A | 99939 | Unusable Spaces | 99939 | Unusable Spaces | 10.27 | Corr. | 8 | Non Useable Floor Area Space Group | 805 | Non-usable - Circulation space |  | Unknown | 0.00 | NO
Roseworthy_RW005-Agronomy Workshops_Ground Floor_G16 _ A/L | RW-RW005-01-G16 | RW005-01-G16-A/L | Roseworthy | RW | RW005 | Agronomy Workshops | 01 | Ground Floor | G16 | 99939 | Unusable Spaces | 99939 | Unusable Spaces | 1.87 | A/L | 8 | Non Useable Floor Area Space Group | 835 | Non-usable - Toilets/Amenities - Other |  | Unknown | 0.00 | NO
Roseworthy_RW005-Agronomy Workshops_Ground Floor_G16A _ WC - M | RW-RW005-01-G16A | RW005-01-G16A-WC - M | Roseworthy | RW | RW005 | Agronomy Workshops | 01 | Ground Floor | G16A | 99939 | Unusable Spaces | 99939 | Unusable Spaces | 17.87 | WC - M | 8 | Non Useable Floor Area Space Group | 821 | Non-usable - Toilets/Amenities - Male |  | Unknown | 0.00 | NO
Roseworthy_RW005-Agronomy Workshops_Ground Floor_G16B _ Cleaners | RW-RW005-01-G16B | RW005-01-G16B-Cleaners | Roseworthy | RW | RW005 | Agronomy Workshops | 01 | Ground Floor | G16B | 99939 | Unusable Spaces | 99939 | Unusable Spaces | 2.2 | Cleaners | 8 | Non Useable Floor Area Space Group | 806 | Non-usable - Cleaners room |  | Unknown | 0.00 | NO
Roseworthy_RW005-Agronomy Workshops_Ground Floor_G17 _ A/L | RW-RW005-01-G17 | RW005-01-G17-A/L | Roseworthy | RW | RW005 | Agronomy Workshops | 01 | Ground Floor | G17 | 99939 | Unusable Spaces | 99939 | Unusable Spaces | 1.55 | A/L | 8 | Non Useable Floor Area Space Group | 835 | Non-usable - Toilets/Amenities - Other |  | Unknown | 0.00 | NO
Roseworthy_RW005-Agronomy Workshops_Ground Floor_G17A _ WC - F | RW-RW005-01-G17A | RW005-01-G17A-WC - F | Roseworthy | RW | RW005 | Agronomy Workshops | 01 | Ground Floor | G17A | 99939 | Unusable Spaces | 99939 | Unusable Spaces | 11.16 | WC - F | 8 | Non Useable Floor Area Space Group | 820 | Non-usable - Toilets/Amenities - Female |  | Unknown | 0.00 | NO
Roseworthy_RW005-Agronomy Workshops_Ground Floor_G17B _ A/L | RW-RW005-01-G17B | RW005-01-G17B-A/L | Roseworthy | RW | RW005 | Agronomy Workshops | 01 | Ground Floor | G17B | 99939 | Unusable Spaces | 99939 | Unusable Spaces | 1.62 | A/L | 8 | Non Useable Floor Area Space Group | 835 | Non-usable - Toilets/Amenities - Other |  | Unknown | 0.00 | NO
Roseworthy_RW005-Agronomy Workshops_Ground Floor_G18 _ WC - U - Access (RH) | RW-RW005-01-G18 | RW005-01-G18-WC - U - Access (RH) | Roseworthy | RW | RW005 | Agronomy Workshops | 01 | Ground Floor | G18 | 99939 | Unusable Spaces | 99939 | Unusable Spaces | 5.6 | WC - U - Access (RH) | 8 | Non Useable Floor Area Space Group | 818 | Non-usable - Toilets/Amenities - Unisex Accessible |  | Unknown | 0.00 | NO
Roseworthy_RW005-Agronomy Workshops_Ground Floor_G1A _ Const.Temp. Room | RW-RW005-01-G1A | RW005-01-G1A-Const.Temp. Room | Roseworthy | RW | RW005 | Agronomy Workshops | 01 | Ground Floor | G1A | 141 | School of Agriculture, Food and Wine | 141 | School of Agriculture, Food and Wine | 7.5 | Const.Temp. Room | 4 | Ancillary Area Space Group | 405 | Ancillary Area - Constant Temperature/ Freezer/Cold/Warm Rooms |  | Barely Adequate | 578.56 | NO
Roseworthy_RW005-Agronomy Workshops_Ground Floor_G1B _ Grinding Room | RW-RW005-01-G1B | RW005-01-G1B-Grinding Room | Roseworthy | RW | RW005 | Agronomy Workshops | 01 | Ground Floor | G1B | 141 | School of Agriculture, Food and Wine | 141 | School of Agriculture, Food and Wine | 12.6 | Grinding Room | 4 | Ancillary Area Space Group | 401 | Ancillary Area - Laboratory Service and Preparation |  | Barely Adequate | 971.98 | NO
Roseworthy_RW005-Agronomy Workshops_Ground Floor_G2 _ Workroom/Store | RW-RW005-01-G2 | RW005-01-G2-Workroom/Store | Roseworthy | RW | RW005 | Agronomy Workshops | 01 | Ground Floor | G2 | 141 | School of Agriculture, Food and Wine | 141 | School of Agriculture, Food and Wine | 102.86 | Workroom/Store | 4 | Ancillary Area Space Group | 403 | Ancillary Area - Workshop |  | Barely Adequate | 7,934.79 | NO
Roseworthy_RW005-Agronomy Workshops_Ground Floor_G2A _ Thresher Room | RW-RW005-01-G2A | RW005-01-G2A-Thresher Room | Roseworthy | RW | RW005 | Agronomy Workshops | 01 | Ground Floor | G2A | 141 | School of Agriculture, Food and Wine | 141 | School of Agriculture, Food and Wine | 19.14 | Thresher Room | 4 | Ancillary Area Space Group | 401 | Ancillary Area - Laboratory Service and Preparation |  | Barely Adequate | 1,476.49 | NO
Roseworthy_RW005-Agronomy Workshops_Ground Floor_G2B _ Laboratory | RW-RW005-01-G2B | RW005-01-G2B-Laboratory | Roseworthy | RW | RW005 | Agronomy Workshops | 01 | Ground Floor | G2B | 141 | School of Agriculture, Food and Wine | 141 | School of Agriculture, Food and Wine | 55.19 | Laboratory | 3 | Specialist Teaching or Research Space Group | 300 | Laboratory - Specialist teaching and research - type not defined |  | Barely Adequate | 6,434.55 | NO
Roseworthy_RW005-Agronomy Workshops_Ground Floor_G3 _ Office - School Safety | RW-RW005-01-G3 | RW005-01-G3-Office - School Safety | Roseworthy | RW | RW005 | Agronomy Workshops | 01 | Ground Floor | G3 | 141 | School of Agriculture, Food and Wine | 141 | School of Agriculture, Food and Wine | 20.4 | Office - School Safety | 1 | Office Space Group | 101 | Office - Academic Staff |  | Barely Adequate | 1,788.28 | NO
Roseworthy_RW005-Agronomy Workshops_Ground Floor_G5 _ Office | RW-RW005-01-G5 | RW005-01-G5-Office | Roseworthy | RW | RW005 | Agronomy Workshops | 01 | Ground Floor | G5 | 141 | School of Agriculture, Food and Wine | 141 | School of Agriculture, Food and Wine | 12.5 | Office | 1 | Office Space Group | 101 | Office - Academic Staff |  | Barely Adequate | 1,095.76 | NO
Roseworthy_RW005-Agronomy Workshops_Ground Floor_G5A _ Store | RW-RW005-01-G5A | RW005-01-G5A-Store | Roseworthy | RW | RW005 | Agronomy Workshops | 01 | Ground Floor | G5A | 141 | School of Agriculture, Food and Wine | 141 | School of Agriculture, Food and Wine | 3.82 | Store | 4 | Ancillary Area Space Group | 419 | Ancillary Area - Store Room - Generic |  | Barely Adequate | 294.68 | NO
Roseworthy_RW005-Agronomy Workshops_Ground Floor_G6 _ Workshop | RW-RW005-01-G6 | RW005-01-G6-Workshop | Roseworthy | RW | RW005 | Agronomy Workshops | 01 | Ground Floor | G6 | 141 | School of Agriculture, Food and Wine | 141 | School of Agriculture, Food and Wine | 406.55 | Workshop | 4 | Ancillary Area Space Group | 403 | Ancillary Area - Workshop |  | Barely Adequate | 31,361.92 | NO
Roseworthy_RW005-Agronomy Workshops_Ground Floor_G6A _ Store | RW-RW005-01-G6A | RW005-01-G6A-Store | Roseworthy | RW | RW005 | Agronomy Workshops | 01 | Ground Floor | G6A | 141 | School of Agriculture, Food and Wine | 141 | School of Agriculture, Food and Wine | 14.62 | Store | 4 | Ancillary Area Space Group | 419 | Ancillary Area - Store Room - Generic |  | Barely Adequate | 1,127.81 | NO
Roseworthy_RW005-Agronomy Workshops_Ground Floor_G7 _ Office | RW-RW005-01-G7 | RW005-01-G7-Office | Roseworthy | RW | RW005 | Agronomy Workshops | 01 | Ground Floor | G7 | 141 | School of Agriculture, Food and Wine | 141 | School of Agriculture, Food and Wine | 13.18 | Office | 1 | Office Space Group | 101 | Office - Academic Staff |  | Barely Adequate | 1,155.37 | NO
Roseworthy_RW005-Agronomy Workshops_Ground Floor_G8 _ Office | RW-RW005-01-G8 | RW005-01-G8-Office | Roseworthy | RW | RW005 | Agronomy Workshops | 01 | Ground Floor | G8 | 141 | School of Agriculture, Food and Wine | 141 | School of Agriculture, Food and Wine | 12.92 | Office | 1 | Office Space Group | 101 | Office - Academic Staff |  | Barely Adequate | 1,132.58 | NO
Roseworthy_RW005-Agronomy Workshops_Ground Floor_G9 _ Store | RW-RW005-01-G9 | RW005-01-G9-Store | Roseworthy | RW | RW005 | Agronomy Workshops | 01 | Ground Floor | G9 | 141 | School of Agriculture, Food and Wine | 141 | School of Agriculture, Food and Wine | 22.59 | Store | 4 | Ancillary Area Space Group | 419 | Ancillary Area - Store Room - Generic |  | Barely Adequate | 1,742.63 | NO
Roseworthy_RW005-Agronomy Workshops_Roof Plan_R01 _ Roof walkway | RW-RW005-02-R01 | RW005-02-R01-Roof walkway | Roseworthy | RW | RW005 | Agronomy Workshops | 02 | Roof Plan | R01 | 99939 | Unusable Spaces | 99939 | Unusable Spaces | 11.13 | Roof walkway | 8 | Non Useable Floor Area Space Group | 805 | Non-usable - Circulation space |  | Unknown | 0.00 | NO
Roseworthy_RW006-Production Animal Health Centre_Ground Floor_G01 _ Corr. | RW-RW006-01-G01 | RW006-01-G01-Corr. | Roseworthy | RW | RW006 | Production Animal Health Centre | 01 | Ground Floor | G01 | 99939 | Unusable Spaces | 99939 | Unusable Spaces | 6.88 | Corr. | 8 | Non Useable Floor Area Space Group | 805 | Non-usable - Circulation space |  | Unknown | 0.00 | NO
Roseworthy_RW006-Production Animal Health Centre_Ground Floor_G02 _ Reception / Admin | RW-RW006-01-G02 | RW006-01-G02-Reception / Admin | Roseworthy | RW | RW006 | Production Animal Health Centre | 01 | Ground Floor | G02 | 122 | School of Animal and Veterinary Sciences | 122 | School of Animal and Veterinary Sciences | 12.14 | Reception / Admin | 6 | General Facility Space Group | 623 | General Facility - Waiting Area/Foyer/Reception Area |  | Good | 1,551.96 | NO
Roseworthy_RW006-Production Animal Health Centre_Ground Floor_G03 _ Office - shared | RW-RW006-01-G03 | RW006-01-G03-Office - shared | Roseworthy | RW | RW006 | Production Animal Health Centre | 01 | Ground Floor | G03 | 122 | School of Animal and Veterinary Sciences | 122 | School of Animal and Veterinary Sciences | 17.34 | Office - shared | 1 | Office Space Group | 101 | Office - Academic Staff |  | Good | 1,979.22 | NO
Roseworthy_RW006-Production Animal Health Centre_Ground Floor_G04 _ Office - Senior Clinical | RW-RW006-01-G04 | RW006-01-G04-Office - Senior Clinical | Roseworthy | RW | RW006 | Production Animal Health Centre | 01 | Ground Floor | G04 | 122 | School of Animal and Veterinary Sciences | 122 | School of Animal and Veterinary Sciences | 13.31 | Office - Senior Clinical | 1 | Office Space Group | 101 | Office - Academic Staff |  | Good | 1,519.23 | NO
Roseworthy_RW006-Production Animal Health Centre_Ground Floor_G05 _ Utility | RW-RW006-01-G05 | RW006-01-G05-Utility | Roseworthy | RW | RW006 | Production Animal Health Centre | 01 | Ground Floor | G05 | 122 | School of Animal and Veterinary Sciences | 122 | School of Animal and Veterinary Sciences | 13.31 | Utility | 6 | General Facility Space Group | 603 | General Facility - Resource room |  | Good | 1,701.54 | NO
Roseworthy_RW006-Production Animal Health Centre_Ground Floor_G06 _ Pharmacy / Secure Store | RW-RW006-01-G06 | RW006-01-G06-Pharmacy / Secure Store | Roseworthy | RW | RW006 | Production Animal Health Centre | 01 | Ground Floor | G06 | 122 | School of Animal and Veterinary Sciences | 122 | School of Animal and Veterinary Sciences | 10.72 | Pharmacy / Secure Store | 4 | Ancillary Area Space Group | 419 | Ancillary Area - Store Room - Generic |  | Good | 1,076.77 | NO
Roseworthy_RW006-Production Animal Health Centre_Ground Floor_G07 _ Store | RW-RW006-01-G07 | RW006-01-G07-Store | Roseworthy | RW | RW006 | Production Animal Health Centre | 01 | Ground Floor | G07 | 122 | School of Animal and Veterinary Sciences | 122 | School of Animal and Veterinary Sciences | 12.02 | Store | 4 | Ancillary Area Space Group | 419 | Ancillary Area - Store Room - Generic |  | Good | 1,207.35 | NO
Roseworthy_RW006-Production Animal Health Centre_Ground Floor_G08 _ Store | RW-RW006-01-G08 | RW006-01-G08-Store | Roseworthy | RW | RW006 | Production Animal Health Centre | 01 | Ground Floor | G08 | 122 | School of Animal and Veterinary Sciences | 122 | School of Animal and Veterinary Sciences | 9.24 | Store | 4 | Ancillary Area Space Group | 419 | Ancillary Area - Store Room - Generic |  | Good | 928.11 | NO
Roseworthy_RW006-Production Animal Health Centre_Ground Floor_G09 _ Tutorial | RW-RW006-01-G09 | RW006-01-G09-Tutorial | Roseworthy | RW | RW006 | Production Animal Health Centre | 01 | Ground Floor | G09 | 99998 | Central Common Teaching Areas (In Use) | 952 | Corporate Services Division Admin | 28.63 | Tutorial | 2 | Teaching Space Group | 206 | Lecture/Seminar/Tutorial/Class Room (<30) Flat Floor |  | Good | 3,986.81 | NO
Roseworthy_RW006-Production Animal Health Centre_Ground Floor_G10 _ Corr. | RW-RW006-01-G10 | RW006-01-G10-Corr. | Roseworthy | RW | RW006 | Production Animal Health Centre | 01 | Ground Floor | G10 | 99939 | Unusable Spaces | 99939 | Unusable Spaces | 18.07 | Corr. | 8 | Non Useable Floor Area Space Group | 805 | Non-usable - Circulation space |  | Unknown | 0.00 | NO
Roseworthy_RW006-Production Animal Health Centre_Ground Floor_G11 _ Vehicle Park | RW-RW006-01-G11 | RW006-01-G11-Vehicle Park | Roseworthy | RW | RW006 | Production Animal Health Centre | 01 | Ground Floor | G11 | 99997 | Parking Spaces | 99939 | Unusable Spaces | 93.72 | Vehicle Park | 8 | Non Useable Floor Area Space Group | 805 | Non-usable - Circulation space |  | Unknown | 0.00 | NO
Roseworthy_RW006-Production Animal Health Centre_Ground Floor_G12 _ WC - U - Access (RH) | RW-RW006-01-G12 | RW006-01-G12-WC - U - Access (RH) | Roseworthy | RW | RW006 | Production Animal Health Centre | 01 | Ground Floor | G12 | 99939 | Unusable Spaces | 99939 | Unusable Spaces | 5.28 | WC - U - Access (RH) | 8 | Non Useable Floor Area Space Group | 818 | Non-usable - Toilets/Amenities - Unisex Accessible |  | Unknown | 0.00 | NO
Roseworthy_RW006-Production Animal Health Centre_Ground Floor_G13 _ WC - U | RW-RW006-01-G13 | RW006-01-G13-WC - U | Roseworthy | RW | RW006 | Production Animal Health Centre | 01 | Ground Floor | G13 | 99939 | Unusable Spaces | 99939 | Unusable Spaces | 2.88 | WC - U | 8 | Non Useable Floor Area Space Group | 835 | Non-usable - Toilets/Amenities - Other |  | Unknown | 0.00 | NO
Roseworthy_RW006-Production Animal Health Centre_Ground Floor_G14 _ WC - U | RW-RW006-01-G14 | RW006-01-G14-WC - U | Roseworthy | RW | RW006 | Production Animal Health Centre | 01 | Ground Floor | G14 | 99939 | Unusable Spaces | 99939 | Unusable Spaces | 2.88 | WC - U | 8 | Non Useable Floor Area Space Group | 835 | Non-usable - Toilets/Amenities - Other |  | Unknown | 0.00 | NO
Roseworthy_RW006-Production Animal Health Centre_Ground Floor_G15 _ Dirty Wash / Canopy 2 | RW-RW006-01-G15 | RW006-01-G15-Dirty Wash / Canopy 2 | Roseworthy | RW | RW006 | Production Animal Health Centre | 01 | Ground Floor | G15 | 99939 | Unusable Spaces | 99939 | Unusable Spaces | 12.96 | Dirty Wash / Canopy 2 | 8 | Non Useable Floor Area Space Group | 805 | Non-usable - Circulation space |  | Unknown | 0.00 | NO
Roseworthy_RW006-Production Animal Health Centre_Ground Floor_G16 _ Canopy 1 | RW-RW006-01-G16 | RW006-01-G16-Canopy 1 | Roseworthy | RW | RW006 | Production Animal Health Centre | 01 | Ground Floor | G16 | 99939 | Unusable Spaces | 99939 | Unusable Spaces | 2.61 | Canopy 1 | 8 | Non Useable Floor Area Space Group | 805 | Non-usable - Circulation space |  | Unknown | 0.00 | NO
Roseworthy_RW007-Animal Holding Facility_Roof Plan_R01 _ Roof walkway | RW-RW007-01-R01 | RW007-01-R01-Roof walkway | Roseworthy | RW | RW007 | Animal Holding Facility | 01 | Roof Plan | R01 | 99939 | Unusable Spaces | 99939 | Unusable Spaces | 13.62 | Roof walkway | 8 | Non Useable Floor Area Space Group | 805 | Non-usable - Circulation space |  | Unknown | 0.00 | NO
Roseworthy_RW007-Animal Holding Facility_Ground Floor_G0 _ Sheep Holding Pens | RW-RW007-GN-G0 | RW007-GN-G0-Sheep Holding Pens | Roseworthy | RW | RW007 | Animal Holding Facility | GN | Ground Floor | G0 | 122 | School of Animal and Veterinary Sciences | 122 | School of Animal and Veterinary Sciences | 312.95 | Sheep Holding Pens | 4 | Ancillary Area Space Group | 404 | Ancillary Area - Animal Holding |  | Good | 31,434.20 | NO
Roseworthy_RW007-Animal Holding Facility_Ground Floor_G1 _ WC | RW-RW007-GN-G1 | RW007-GN-G1-WC | Roseworthy | RW | RW007 | Animal Holding Facility | GN | Ground Floor | G1 | 122 | School of Animal and Veterinary Sciences | 122 | School of Animal and Veterinary Sciences | 6.3 | WC | 8 | Non Useable Floor Area Space Group | 835 | Non-usable - Toilets/Amenities - Other |  | Good | 0.00 | NO
Roseworthy_RW007-Animal Holding Facility_Ground Floor_G2 _ Sample Processing Ro | RW-RW007-GN-G2 | RW007-GN-G2-Sample Processing Ro | Roseworthy | RW | RW007 | Animal Holding Facility | GN | Ground Floor | G2 | 122 | School of Animal and Veterinary Sciences | 122 | School of Animal and Veterinary Sciences | 19.48 | Sample Processing Ro | 3 | Specialist Teaching or Research Space Group | 300 | Laboratory - Specialist teaching and research - type not defined |  | Good | 2,957.23 | NO
Roseworthy_RW007-Animal Holding Facility_Ground Floor_G2A _ Surgery | RW-RW007-GN-G2A | RW007-GN-G2A-Surgery | Roseworthy | RW | RW007 | Animal Holding Facility | GN | Ground Floor | G2A | 122 | School of Animal and Veterinary Sciences | 122 | School of Animal and Veterinary Sciences | 27.31 | Surgery | 3 | Specialist Teaching or Research Space Group | 314 | Clinical Areas Teaching Space - Undergraduate/Postgraduate |  | Good | 4,145.89 | NO
Roseworthy_RW007-Animal Holding Facility_Ground Floor_G3 _ Feed Prep. | RW-RW007-GN-G3 | RW007-GN-G3-Feed Prep. | Roseworthy | RW | RW007 | Animal Holding Facility | GN | Ground Floor | G3 | 122 | School of Animal and Veterinary Sciences | 122 | School of Animal and Veterinary Sciences | 13.78 | Feed Prep. | 4 | Ancillary Area Space Group | 404 | Ancillary Area - Animal Holding |  | Good | 1,384.13 | NO
Roseworthy_RW007-Animal Holding Facility_Ground Floor_G4 _ Feed Store | RW-RW007-GN-G4 | RW007-GN-G4-Feed Store | Roseworthy | RW | RW007 | Animal Holding Facility | GN | Ground Floor | G4 | 122 | School of Animal and Veterinary Sciences | 122 | School of Animal and Veterinary Sciences | 20.66 | Feed Store | 4 | Ancillary Area Space Group | 404 | Ancillary Area - Animal Holding |  | Good | 2,075.19 | NO
Roseworthy_RW007-Animal Holding Facility_Lower Ground_LG01 _ space - under building | RW-RW007-LG-LG01 | RW007-LG-LG01-space - under building | Roseworthy | RW | RW007 | Animal Holding Facility | LG | Lower Ground | LG01 | 99946 | Vacant not occupiable | 99939 | Unusable Spaces | 423.15 | space - under building | 8 | Non Useable Floor Area Space Group | 800 | Non-usable - Specific type not defined |  | Unknown | 0.00 | NO
Roseworthy_RW008-Applied Science Laboratory_Ground Floor_G1 _ Foyer | RW-RW008-01-G1 | RW008-01-G1-Foyer | Roseworthy | RW | RW008 | Applied Science Laboratory | 01 | Ground Floor | G1 | 99939 | Unusable Spaces | 99939 | Unusable Spaces | 11.44 | Foyer | 8 | Non Useable Floor Area Space Group | 805 | Non-usable - Circulation space |  | Unknown | 0.00 | NO
Roseworthy_RW008-Applied Science Laboratory_Ground Floor_G2 _ WC - U | RW-RW008-01-G2 | RW008-01-G2-WC - U | Roseworthy | RW | RW008 | Applied Science Laboratory | 01 | Ground Floor | G2 | 99939 | Unusable Spaces | 99939 | Unusable Spaces | 3.14 | WC - U | 8 | Non Useable Floor Area Space Group | 835 | Non-usable - Toilets/Amenities - Other |  | Unknown | 0.00 | NO
Roseworthy_RW008-Applied Science Laboratory_Ground Floor_G3 _ Tutorial | RW-RW008-01-G3 | RW008-01-G3-Tutorial | Roseworthy | RW | RW008 | Applied Science Laboratory | 01 | Ground Floor | G3 | 99998 | Central Common Teaching Areas (In Use) | 952 | Corporate Services Division Admin | 43.46 | Tutorial | 2 | Teaching Space Group | 206 | Lecture/Seminar/Tutorial/Class Room (<30) Flat Floor |  | Adequate | 4,841.55 | NO
Roseworthy_RW008-Applied Science Laboratory_Ground Floor_G4 _ Store / Amenities | RW-RW008-01-G4 | RW008-01-G4-Store / Amenities | Roseworthy | RW | RW008 | Applied Science Laboratory | 01 | Ground Floor | G4 | 99996 | Vacant | 859 | Infrastructure | 27.96 | Store / Amenities | 4 | Ancillary Area Space Group | 419 | Ancillary Area - Store Room - Generic |  | Adequate | 2,246.75 | NO
Roseworthy_RW008-Applied Science Laboratory_Ground Floor_G4A _ Corr. | RW-RW008-01-G4A | RW008-01-G4A-Corr. | Roseworthy | RW | RW008 | Applied Science Laboratory | 01 | Ground Floor | G4A | 99939 | Unusable Spaces | 99939 | Unusable Spaces | 1.39 | Corr. | 8 | Non Useable Floor Area Space Group | 805 | Non-usable - Circulation space |  | Unknown | 0.00 | NO
Roseworthy_RW008-Applied Science Laboratory_Ground Floor_G5 _ Prep Laboratory | RW-RW008-01-G5 | RW008-01-G5-Prep Laboratory | Roseworthy | RW | RW008 | Applied Science Laboratory | 01 | Ground Floor | G5 | 99996 | Vacant | 859 | Infrastructure | 19.46 | Prep Laboratory | 3 | Specialist Teaching or Research Space Group | 300 | Laboratory - Specialist teaching and research - type not defined |  | Adequate | 2,363.36 | NO
Roseworthy_RW008-Applied Science Laboratory_Ground Floor_G5A _ Corr. | RW-RW008-01-G5A | RW008-01-G5A-Corr. | Roseworthy | RW | RW008 | Applied Science Laboratory | 01 | Ground Floor | G5A | 99939 | Unusable Spaces | 99939 | Unusable Spaces | 2.99 | Corr. | 8 | Non Useable Floor Area Space Group | 805 | Non-usable - Circulation space |  | Unknown | 0.00 | NO
Roseworthy_RW008-Applied Science Laboratory_Ground Floor_G6 _ Laboratory | RW-RW008-01-G6 | RW008-01-G6-Laboratory | Roseworthy | RW | RW008 | Applied Science Laboratory | 01 | Ground Floor | G6 | 122 | School of Animal and Veterinary Sciences | 122 | School of Animal and Veterinary Sciences | 161.37 | Laboratory | 3 | Specialist Teaching or Research Space Group | 300 | Laboratory - Specialist teaching and research - type not defined |  | Adequate | 19,597.89 | NO
Roseworthy_RW008-Applied Science Laboratory_Ground Floor_G7 _ Office | RW-RW008-01-G7 | RW008-01-G7-Office | Roseworthy | RW | RW008 | Applied Science Laboratory | 01 | Ground Floor | G7 | 99996 | Vacant | 859 | Infrastructure | 12.43 | Office | 1 | Office Space Group | 101 | Office - Academic Staff |  | Adequate | 1,135.03 | NO
Roseworthy_RW008-Applied Science Laboratory_Ground Floor_G8 _ Cleaner | RW-RW008-01-G8 | RW008-01-G8-Cleaner | Roseworthy | RW | RW008 | Applied Science Laboratory | 01 | Ground Floor | G8 | 99939 | Unusable Spaces | 99939 | Unusable Spaces | 3.49 | Cleaner | 8 | Non Useable Floor Area Space Group | 806 | Non-usable - Cleaners room |  | Unknown | 0.00 | NO
Roseworthy_RW008-Applied Science Laboratory_Roof Plan_R01 _ Roof walkway | RW-RW008-02-R01 | RW008-02-R01-Roof walkway | Roseworthy | RW | RW008 | Applied Science Laboratory | 02 | Roof Plan | R01 | 99939 | Unusable Spaces | 99939 | Unusable Spaces | 15.93 | Roof walkway | 8 | Non Useable Floor Area Space Group | 805 | Non-usable - Circulation space |  | Unknown | 0.00 | NO
Roseworthy_RW009-Aquatic Animal Biosecure Facility_Ground Floor_G01 _ Aquatic Laboratory [PC2-Cert] | RW-RW009-GN-G01 | RW009-GN-G01-Aquatic Laboratory [PC2-Cert] | Roseworthy | RW | RW009 | Aquatic Animal Biosecure Facility | GN | Ground Floor | G01 | 99106 | State - SARDI - South Australian Research and Development Institute | 859 | Infrastructure | 237.16 | Aquatic Laboratory [PC2-Cert] | 3 | Specialist Teaching or Research Space Group | 312 | Laboratory - Research Only | RATED - PC2 | Excellent | 42,339.45 | NO
Roseworthy_RW009-Aquatic Animal Biosecure Facility_Ground Floor_G02 _ Ante Room | RW-RW009-GN-G02 | RW009-GN-G02-Ante Room | Roseworthy | RW | RW009 | Aquatic Animal Biosecure Facility | GN | Ground Floor | G02 | 99106 | State - SARDI - South Australian Research and Development Institute | 859 | Infrastructure | 9.69 | Ante Room | 8 | Non Useable Floor Area Space Group | 805 | Non-usable - Circulation space |  | Excellent | 0.00 | NO
Roseworthy_RW009-Aquatic Animal Biosecure Facility_Ground Floor_G03 _ Plant Room | RW-RW009-GN-G03 | RW009-GN-G03-Plant Room | Roseworthy | RW | RW009 | Aquatic Animal Biosecure Facility | GN | Ground Floor | G03 | 99106 | State - SARDI - South Australian Research and Development Institute | 859 | Infrastructure | 57.79 | Plant Room | 4 | Ancillary Area Space Group | 401 | Ancillary Area - Laboratory Service and Preparation |  | Excellent | 6,826.33 | NO
Roseworthy_RW009-Aquatic Animal Biosecure Facility_Ground Floor_G04 _ Plant Enclosure- External (UCA) | RW-RW009-GN-G04 | RW009-GN-G04-Plant Enclosure- External (UCA) | Roseworthy | RW | RW009 | Aquatic Animal Biosecure Facility | GN | Ground Floor | G04 | 99106 | State - SARDI - South Australian Research and Development Institute | 859 | Infrastructure | 105.29 | Plant Enclosure- External (UCA) | 4 | Ancillary Area Space Group | 401 | Ancillary Area - Laboratory Service and Preparation |  | Excellent | 12,437.18 | NO
Roseworthy_RW009-Aquatic Animal Biosecure Facility_Mezzanine_G08 _ Mezzanine | RW-RW009-MZ-G08 | RW009-MZ-G08-Mezzanine | Roseworthy | RW | RW009 | Aquatic Animal Biosecure Facility | MZ | Mezzanine | G08 | 99106 | State - SARDI - South Australian Research and Development Institute | 859 | Infrastructure | 52.98 | Mezzanine | 4 | Ancillary Area Space Group | 401 | Ancillary Area - Laboratory Service and Preparation |  | Excellent | 6,258.16 | NO
Roseworthy_RW010-Breakwell Building_Ground Floor_G0 _ Covered Area | RW-RW010-01-G0 | RW010-01-G0-Covered Area | Roseworthy | RW | RW010 | Breakwell Building | 01 | Ground Floor | G0 | 99939 | Unusable Spaces | 99939 | Unusable Spaces | 69.26 | Covered Area | 8 | Non Useable Floor Area Space Group | 805 | Non-usable - Circulation space |  | Unknown | 0.00 | NO
Roseworthy_RW010-Breakwell Building_Ground Floor_G1 _ Work Area | RW-RW010-01-G1 | RW010-01-G1-Work Area | Roseworthy | RW | RW010 | Breakwell Building | 01 | Ground Floor | G1 | 122 | School of Animal and Veterinary Sciences | 122 | School of Animal and Veterinary Sciences | 25.35 | Work Area | 3 | Specialist Teaching or Research Space Group | 312 | Laboratory - Research Only |  | Adequate | 3,078.68 | NO
Roseworthy_RW010-Breakwell Building_Ground Floor_G10 _ WC | RW-RW010-01-G10 | RW010-01-G10-WC | Roseworthy | RW | RW010 | Breakwell Building | 01 | Ground Floor | G10 | 99939 | Unusable Spaces | 99939 | Unusable Spaces | 5.75 | WC | 8 | Non Useable Floor Area Space Group | 835 | Non-usable - Toilets/Amenities - Other |  | Unknown | 0.00 | NO
Roseworthy_RW010-Breakwell Building_Ground Floor_G10A _ Corr. | RW-RW010-01-G10A | RW010-01-G10A-Corr. | Roseworthy | RW | RW010 | Breakwell Building | 01 | Ground Floor | G10A | 99939 | Unusable Spaces | 99939 | Unusable Spaces | 1.2 | Corr. | 8 | Non Useable Floor Area Space Group | 805 | Non-usable - Circulation space |  | Unknown | 0.00 | NO
Roseworthy_RW010-Breakwell Building_Ground Floor_G11 _ Cleaner | RW-RW010-01-G11 | RW010-01-G11-Cleaner | Roseworthy | RW | RW010 | Breakwell Building | 01 | Ground Floor | G11 | 99939 | Unusable Spaces | 99939 | Unusable Spaces | 5.17 | Cleaner | 8 | Non Useable Floor Area Space Group | 806 | Non-usable - Cleaners room |  | Unknown | 0.00 | NO
Roseworthy_RW010-Breakwell Building_Ground Floor_G12 _ Laboratory | RW-RW010-01-G12 | RW010-01-G12-Laboratory | Roseworthy | RW | RW010 | Breakwell Building | 01 | Ground Floor | G12 | 122 | School of Animal and Veterinary Sciences | 122 | School of Animal and Veterinary Sciences | 66.35 | Laboratory | 3 | Specialist Teaching or Research Space Group | 300 | Laboratory - Specialist teaching and research - type not defined |  | Adequate | 8,058.00 | NO
Roseworthy_RW010-Breakwell Building_Ground Floor_G13 _ Passage | RW-RW010-01-G13 | RW010-01-G13-Passage | Roseworthy | RW | RW010 | Breakwell Building | 01 | Ground Floor | G13 | 99939 | Unusable Spaces | 99939 | Unusable Spaces | 6.37 | Passage | 8 | Non Useable Floor Area Space Group | 805 | Non-usable - Circulation space |  | Unknown | 0.00 | NO
Roseworthy_RW010-Breakwell Building_Ground Floor_G1A _ Cold Room | RW-RW010-01-G1A | RW010-01-G1A-Cold Room | Roseworthy | RW | RW010 | Breakwell Building | 01 | Ground Floor | G1A | 122 | School of Animal and Veterinary Sciences | 122 | School of Animal and Veterinary Sciences | 11.43 | Cold Room | 4 | Ancillary Area Space Group | 405 | Ancillary Area - Constant Temperature/ Freezer/Cold/Warm Rooms |  | Adequate | 918.47 | NO
Roseworthy_RW010-Breakwell Building_Ground Floor_G1B _ Freezer | RW-RW010-01-G1B | RW010-01-G1B-Freezer | Roseworthy | RW | RW010 | Breakwell Building | 01 | Ground Floor | G1B | 122 | School of Animal and Veterinary Sciences | 122 | School of Animal and Veterinary Sciences | 14.29 | Freezer | 4 | Ancillary Area Space Group | 405 | Ancillary Area - Constant Temperature/ Freezer/Cold/Warm Rooms |  | Adequate | 1,148.29 | NO
Roseworthy_RW010-Breakwell Building_Ground Floor_G2 _ Meat Prep | RW-RW010-01-G2 | RW010-01-G2-Meat Prep | Roseworthy | RW | RW010 | Breakwell Building | 01 | Ground Floor | G2 | 122 | School of Animal and Veterinary Sciences | 122 | School of Animal and Veterinary Sciences | 31.58 | Meat Prep | 4 | Ancillary Area Space Group | 401 | Ancillary Area - Laboratory Service and Preparation |  | Adequate | 2,537.64 | NO
Roseworthy_RW010-Breakwell Building_Ground Floor_G2A _ Store | RW-RW010-01-G2A | RW010-01-G2A-Store | Roseworthy | RW | RW010 | Breakwell Building | 01 | Ground Floor | G2A | 122 | School of Animal and Veterinary Sciences | 122 | School of Animal and Veterinary Sciences | 5.68 | Store | 4 | Ancillary Area Space Group | 419 | Ancillary Area - Store Room - Generic |  | Adequate | 456.42 | NO
Roseworthy_RW010-Breakwell Building_Ground Floor_G3 _ Wool Laboratory | RW-RW010-01-G3 | RW010-01-G3-Wool Laboratory | Roseworthy | RW | RW010 | Breakwell Building | 01 | Ground Floor | G3 | 122 | School of Animal and Veterinary Sciences | 122 | School of Animal and Veterinary Sciences | 37.47 | Wool Laboratory | 3 | Specialist Teaching or Research Space Group | 312 | Laboratory - Research Only |  | Adequate | 4,550.62 | NO
Roseworthy_RW010-Breakwell Building_Ground Floor_G3A _ Wool Preparation | RW-RW010-01-G3A | RW010-01-G3A-Wool Preparation | Roseworthy | RW | RW010 | Breakwell Building | 01 | Ground Floor | G3A | 122 | School of Animal and Veterinary Sciences | 122 | School of Animal and Veterinary Sciences | 38.41 | Wool Preparation | 3 | Specialist Teaching or Research Space Group | 312 | Laboratory - Research Only |  | Adequate | 4,664.78 | NO
Roseworthy_RW010-Breakwell Building_Ground Floor_G3B _ Preparation Room | RW-RW010-01-G3B | RW010-01-G3B-Preparation Room | Roseworthy | RW | RW010 | Breakwell Building | 01 | Ground Floor | G3B | 122 | School of Animal and Veterinary Sciences | 122 | School of Animal and Veterinary Sciences | 19 | Preparation Room | 4 | Ancillary Area Space Group | 401 | Ancillary Area - Laboratory Service and Preparation |  | Adequate | 1,526.76 | NO
Roseworthy_RW010-Breakwell Building_Ground Floor_G4 _ Plantroom | RW-RW010-01-G4 | RW010-01-G4-Plantroom | Roseworthy | RW | RW010 | Breakwell Building | 01 | Ground Floor | G4 | 99946 | Vacant not occupiable | 99939 | Unusable Spaces | 20.58 | Plantroom | 8 | Non Useable Floor Area Space Group | 811 | Non-usable - Plant room other |  | Unknown | 0.00 | NO
Roseworthy_RW010-Breakwell Building_Ground Floor_G5 _ Office | RW-RW010-01-G5 | RW010-01-G5-Office | Roseworthy | RW | RW010 | Breakwell Building | 01 | Ground Floor | G5 | 99996 | Vacant | 859 | Infrastructure | 11.02 | Office | 1 | Office Space Group | 100 | Office - Specific type not defined |  | Adequate | 1,006.27 | NO
Roseworthy_RW010-Breakwell Building_Ground Floor_G6 _ Office | RW-RW010-01-G6 | RW010-01-G6-Office | Roseworthy | RW | RW010 | Breakwell Building | 01 | Ground Floor | G6 | 99996 | Vacant | 859 | Infrastructure | 14.58 | Office | 1 | Office Space Group | 100 | Office - Specific type not defined |  | Adequate | 1,331.35 | NO
Roseworthy_RW010-Breakwell Building_Ground Floor_G7 _ Laboratory | RW-RW010-01-G7 | RW010-01-G7-Laboratory | Roseworthy | RW | RW010 | Breakwell Building | 01 | Ground Floor | G7 | 99996 | Vacant | 859 | Infrastructure | 47.31 | Laboratory | 3 | Specialist Teaching or Research Space Group | 300 | Laboratory - Specialist teaching and research - type not defined |  | Adequate | 5,745.65 | NO
Roseworthy_RW010-Breakwell Building_Ground Floor_G8 _ Animal Holding | RW-RW010-01-G8 | RW010-01-G8-Animal Holding | Roseworthy | RW | RW010 | Breakwell Building | 01 | Ground Floor | G8 | 122 | School of Animal and Veterinary Sciences | 122 | School of Animal and Veterinary Sciences | 18.85 | Animal Holding | 4 | Ancillary Area Space Group | 404 | Ancillary Area - Animal Holding |  | Adequate | 1,514.71 | NO
Roseworthy_RW010-Breakwell Building_Ground Floor_G9 _ Laboratory | RW-RW010-01-G9 | RW010-01-G9-Laboratory | Roseworthy | RW | RW010 | Breakwell Building | 01 | Ground Floor | G9 | 99996 | Vacant | 859 | Infrastructure | 28.83 | Laboratory | 3 | Specialist Teaching or Research Space Group | 300 | Laboratory - Specialist teaching and research - type not defined |  | Adequate | 3,501.31 | NO
Roseworthy_RW010-Breakwell Building_Roof Plan_R01 _ Roof walkway | RW-RW010-02-R01 | RW010-02-R01-Roof walkway | Roseworthy | RW | RW010 | Breakwell Building | 02 | Roof Plan | R01 | 99939 | Unusable Spaces | 99939 | Unusable Spaces | 5.9 | Roof walkway | 8 | Non Useable Floor Area Space Group | 805 | Non-usable - Circulation space |  | Unknown | 0.00 | NO
Roseworthy_RW011-Birks House - Custance_Ground Floor_G1 _ Bedroom (4) | RW-RW011-GN-G1 | RW011-GN-G1-Bedroom (4) | Roseworthy | RW | RW011 | Birks House - Custance | GN | Ground Floor | G1 | 99963 | Student Accommodation | 99939 | Unusable Spaces | 13.47 | Bedroom (4) | 7 | Residential Accommodation Space Group | 700 | Residential - Specific type not defined |  | Unknown | 0.00 | NO
Roseworthy_RW011-Birks House - Custance_Ground Floor_G10 _ Store | RW-RW011-GN-G10 | RW011-GN-G10-Store | Roseworthy | RW | RW011 | Birks House - Custance | GN | Ground Floor | G10 | 99963 | Student Accommodation | 99939 | Unusable Spaces | 0.8 | Store | 4 | Ancillary Area Space Group | 419 | Ancillary Area - Store Room - Generic |  | Unknown | 0.00 | NO
Roseworthy_RW011-Birks House - Custance_Ground Floor_G11 _ Bathroom | RW-RW011-GN-G11 | RW011-GN-G11-Bathroom | Roseworthy | RW | RW011 | Birks House - Custance | GN | Ground Floor | G11 | 99963 | Student Accommodation | 99939 | Unusable Spaces | 5.94 | Bathroom | 7 | Residential Accommodation Space Group | 700 | Residential - Specific type not defined |  | Unknown | 0.00 | NO
Roseworthy_RW011-Birks House - Custance_Ground Floor_G12 _ Bedroom (5) | RW-RW011-GN-G12 | RW011-GN-G12-Bedroom (5) | Roseworthy | RW | RW011 | Birks House - Custance | GN | Ground Floor | G12 | 99963 | Student Accommodation | 99939 | Unusable Spaces | 10.26 | Bedroom (5) | 7 | Residential Accommodation Space Group | 700 | Residential - Specific type not defined |  | Unknown | 0.00 | NO
Roseworthy_RW011-Birks House - Custance_Ground Floor_G13 _ Corr. | RW-RW011-GN-G13 | RW011-GN-G13-Corr. | Roseworthy | RW | RW011 | Birks House - Custance | GN | Ground Floor | G13 | 99963 | Student Accommodation | 99939 | Unusable Spaces | 7.9 | Corr. | 8 | Non Useable Floor Area Space Group | 805 | Non-usable - Circulation space |  | Unknown | 0.00 | NO
Roseworthy_RW011-Birks House - Custance_Ground Floor_G2 _ Bedroom (3) | RW-RW011-GN-G2 | RW011-GN-G2-Bedroom (3) | Roseworthy | RW | RW011 | Birks House - Custance | GN | Ground Floor | G2 | 99963 | Student Accommodation | 99939 | Unusable Spaces | 10.13 | Bedroom (3) | 7 | Residential Accommodation Space Group | 700 | Residential - Specific type not defined |  | Unknown | 0.00 | NO
Roseworthy_RW011-Birks House - Custance_Ground Floor_G3 _ Bedroom (2) | RW-RW011-GN-G3 | RW011-GN-G3-Bedroom (2) | Roseworthy | RW | RW011 | Birks House - Custance | GN | Ground Floor | G3 | 99963 | Student Accommodation | 99939 | Unusable Spaces | 10.13 | Bedroom (2) | 7 | Residential Accommodation Space Group | 700 | Residential - Specific type not defined |  | Unknown | 0.00 | NO
Roseworthy_RW011-Birks House - Custance_Ground Floor_G4 _ Bedroom (1) | RW-RW011-GN-G4 | RW011-GN-G4-Bedroom (1) | Roseworthy | RW | RW011 | Birks House - Custance | GN | Ground Floor | G4 | 99963 | Student Accommodation | 99939 | Unusable Spaces | 10.13 | Bedroom (1) | 7 | Residential Accommodation Space Group | 700 | Residential - Specific type not defined |  | Unknown | 0.00 | NO
Roseworthy_RW011-Birks House - Custance_Ground Floor_G5 _ Verandah (UCA) | RW-RW011-GN-G5 | RW011-GN-G5-Verandah (UCA) | Roseworthy | RW | RW011 | Birks House - Custance | GN | Ground Floor | G5 | 99963 | Student Accommodation | 99939 | Unusable Spaces | 8.31 | Verandah (UCA) | 8 | Non Useable Floor Area Space Group | 839 | Non-usable - Verandah/Balcony |  | Unknown | 0.00 | NO
Roseworthy_RW011-Birks House - Custance_Ground Floor_G6 _ Dining / Lounge | RW-RW011-GN-G6 | RW011-GN-G6-Dining / Lounge | Roseworthy | RW | RW011 | Birks House - Custance | GN | Ground Floor | G6 | 99963 | Student Accommodation | 99939 | Unusable Spaces | 25.84 | Dining / Lounge | 6 | General Facility Space Group | 608 | General Facility - Kitchen/Servery/Food Storage |  | Unknown | 0.00 | NO
Roseworthy_RW011-Birks House - Custance_Ground Floor_G7 _ Kitchen | RW-RW011-GN-G7 | RW011-GN-G7-Kitchen | Roseworthy | RW | RW011 | Birks House - Custance | GN | Ground Floor | G7 | 99963 | Student Accommodation | 99939 | Unusable Spaces | 9.45 | Kitchen | 6 | General Facility Space Group | 608 | General Facility - Kitchen/Servery/Food Storage |  | Unknown | 0.00 | NO
Roseworthy_RW011-Birks House - Custance_Ground Floor_G8 _ Ldry | RW-RW011-GN-G8 | RW011-GN-G8-Ldry | Roseworthy | RW | RW011 | Birks House - Custance | GN | Ground Floor | G8 | 99963 | Student Accommodation | 99939 | Unusable Spaces | 4.86 | Ldry | 7 | Residential Accommodation Space Group | 700 | Residential - Specific type not defined |  | Unknown | 0.00 | NO
Roseworthy_RW011-Birks House - Custance_Ground Floor_G8A _ Verandah (UCA) | RW-RW011-GN-G8A | RW011-GN-G8A-Verandah (UCA) | Roseworthy | RW | RW011 | Birks House - Custance | GN | Ground Floor | G8A | 99963 | Student Accommodation | 99939 | Unusable Spaces | 5.94 | Verandah (UCA) | 8 | Non Useable Floor Area Space Group | 839 | Non-usable - Verandah/Balcony |  | Unknown | 0.00 | NO
Roseworthy_RW011-Birks House - Custance_Ground Floor_G9 _ WC | RW-RW011-GN-G9 | RW011-GN-G9-WC | Roseworthy | RW | RW011 | Birks House - Custance | GN | Ground Floor | G9 | 99963 | Student Accommodation | 99939 | Unusable Spaces | 1.81 | WC | 8 | Non Useable Floor Area Space Group | 835 | Non-usable - Toilets/Amenities - Other |  | Unknown | 0.00 | NO
Roseworthy_RW012-Bird Proof Enclosure_Ground Floor_A2 _ Birdproof Enclosure | RW-RW012-GN-A2 | RW012-GN-A2-Birdproof Enclosure | Roseworthy | RW | RW012 | Bird Proof Enclosure | GN | Ground Floor | A2 | 99964 | Bird Proof Enclosure | 99939 | Unusable Spaces | 22123.6 | Birdproof Enclosure | 4 | Ancillary Area Space Group | 407 | Ancillary Area - Glasshouse/Greenhouse |  | Unknown | 0.00 | NO
Roseworthy_RW013-Museum Shed_Ground Floor_G1 _ Museum Shed | RW-RW013-GN-G1 | RW013-GN-G1-Museum Shed | Roseworthy | RW | RW013 | Museum Shed | GN | Ground Floor | G1 | 99993 | Charitable Relationship | 859 | Infrastructure | 328.32 | Museum Shed | 6 | General Facility Space Group | 600 | General Facility - Specific type not defined |  | Adequate | 33,577.64 | NO
Roseworthy_RW014-Buckby - Large Equipment Shed_Ground Floor_G1 _ Buckby - Large Equipment Store | RW-RW014-GN-G1 | RW014-GN-G1-Buckby - Large Equipment Store | Roseworthy | RW | RW014 | Buckby - Large Equipment Shed | GN | Ground Floor | G1 | 99984 | Commercial - Martindale Holdings Pty Ltd | 859 | Infrastructure | 101.2 | Buckby - Large Equipment Store | 4 | Ancillary Area Space Group | 414 | Ancillary Area - Store Room - Bulk Storage/Warehouse |  | Unknown | 0.00 | NO
Roseworthy_RW016-Buckby House_Ground Floor_G1 _ Foyer | RW-RW016-GN-G1 | RW016-GN-G1-Foyer | Roseworthy | RW | RW016 | Buckby House | GN | Ground Floor | G1 | 99984 | Commercial - Martindale Holdings Pty Ltd | 859 | Infrastructure | 23.27 | Foyer | 8 | Non Useable Floor Area Space Group | 805 | Non-usable - Circulation space |  | Unknown | 0.00 | NO
Roseworthy_RW016-Buckby House_Ground Floor_G10 _ Dining Room | RW-RW016-GN-G10 | RW016-GN-G10-Dining Room | Roseworthy | RW | RW016 | Buckby House | GN | Ground Floor | G10 | 99984 | Commercial - Martindale Holdings Pty Ltd | 859 | Infrastructure | 19.63 | Dining Room | 6 | General Facility Space Group | 608 | General Facility - Kitchen/Servery/Food Storage |  | Unknown | 0.00 | NO
Roseworthy_RW016-Buckby House_Ground Floor_G11 _ Study | RW-RW016-GN-G11 | RW016-GN-G11-Study | Roseworthy | RW | RW016 | Buckby House | GN | Ground Floor | G11 | 99984 | Commercial - Martindale Holdings Pty Ltd | 859 | Infrastructure | 17.32 | Study | 7 | Residential Accommodation Space Group | 700 | Residential - Specific type not defined |  | Unknown | 0.00 | NO
Roseworthy_RW016-Buckby House_Ground Floor_G12 _ Lounge | RW-RW016-GN-G12 | RW016-GN-G12-Lounge | Roseworthy | RW | RW016 | Buckby House | GN | Ground Floor | G12 | 99984 | Commercial - Martindale Holdings Pty Ltd | 859 | Infrastructure | 25.92 | Lounge | 7 | Residential Accommodation Space Group | 700 | Residential - Specific type not defined |  | Unknown | 0.00 | NO
Roseworthy_RW016-Buckby House_Ground Floor_G1A _ Cupboard | RW-RW016-GN-G1A | RW016-GN-G1A-Cupboard | Roseworthy | RW | RW016 | Buckby House | GN | Ground Floor | G1A | 99984 | Commercial - Martindale Holdings Pty Ltd | 859 | Infrastructure | 0.79 | Cupboard | 4 | Ancillary Area Space Group | 419 | Ancillary Area - Store Room - Generic |  | Unknown | 0.00 | NO
Roseworthy_RW016-Buckby House_Ground Floor_G2 _ Bedroom | RW-RW016-GN-G2 | RW016-GN-G2-Bedroom | Roseworthy | RW | RW016 | Buckby House | GN | Ground Floor | G2 | 99984 | Commercial - Martindale Holdings Pty Ltd | 859 | Infrastructure | 21.93 | Bedroom | 7 | Residential Accommodation Space Group | 700 | Residential - Specific type not defined |  | Unknown | 0.00 | NO
Roseworthy_RW016-Buckby House_Ground Floor_G3 _ Bedroom | RW-RW016-GN-G3 | RW016-GN-G3-Bedroom | Roseworthy | RW | RW016 | Buckby House | GN | Ground Floor | G3 | 99984 | Commercial - Martindale Holdings Pty Ltd | 859 | Infrastructure | 17.43 | Bedroom | 7 | Residential Accommodation Space Group | 700 | Residential - Specific type not defined |  | Unknown | 0.00 | NO
Roseworthy_RW016-Buckby House_Ground Floor_G4 _ Garage | RW-RW016-GN-G4 | RW016-GN-G4-Garage | Roseworthy | RW | RW016 | Buckby House | GN | Ground Floor | G4 | 99984 | Commercial - Martindale Holdings Pty Ltd | 859 | Infrastructure | 29.49 | Garage | 8 | Non Useable Floor Area Space Group | 804 | Non-usable - Car park < 50% of building - Not usable TEFMA |  | Unknown | 0.00 | NO
Roseworthy_RW016-Buckby House_Ground Floor_G5 _ Ldry | RW-RW016-GN-G5 | RW016-GN-G5-Ldry | Roseworthy | RW | RW016 | Buckby House | GN | Ground Floor | G5 | 99984 | Commercial - Martindale Holdings Pty Ltd | 859 | Infrastructure | 5.65 | Ldry | 7 | Residential Accommodation Space Group | 700 | Residential - Specific type not defined |  | Unknown | 0.00 | NO
Roseworthy_RW016-Buckby House_Ground Floor_G5A _ Shower | RW-RW016-GN-G5A | RW016-GN-G5A-Shower | Roseworthy | RW | RW016 | Buckby House | GN | Ground Floor | G5A | 99984 | Commercial - Martindale Holdings Pty Ltd | 859 | Infrastructure | 0.89 | Shower | 8 | Non Useable Floor Area Space Group | 835 | Non-usable - Toilets/Amenities - Other |  | Unknown | 0.00 | NO
Roseworthy_RW016-Buckby House_Ground Floor_G5B _ WC | RW-RW016-GN-G5B | RW016-GN-G5B-WC | Roseworthy | RW | RW016 | Buckby House | GN | Ground Floor | G5B | 99984 | Commercial - Martindale Holdings Pty Ltd | 859 | Infrastructure | 1.53 | WC | 8 | Non Useable Floor Area Space Group | 835 | Non-usable - Toilets/Amenities - Other |  | Unknown | 0.00 | NO
Roseworthy_RW016-Buckby House_Ground Floor_G6 _ Bedroom | RW-RW016-GN-G6 | RW016-GN-G6-Bedroom | Roseworthy | RW | RW016 | Buckby House | GN | Ground Floor | G6 | 99984 | Commercial - Martindale Holdings Pty Ltd | 859 | Infrastructure | 13.53 | Bedroom | 7 | Residential Accommodation Space Group | 700 | Residential - Specific type not defined |  | Unknown | 0.00 | NO
Roseworthy_RW016-Buckby House_Ground Floor_G7 _ Bathroom | RW-RW016-GN-G7 | RW016-GN-G7-Bathroom | Roseworthy | RW | RW016 | Buckby House | GN | Ground Floor | G7 | 99984 | Commercial - Martindale Holdings Pty Ltd | 859 | Infrastructure | 6.07 | Bathroom | 7 | Residential Accommodation Space Group | 700 | Residential - Specific type not defined |  | Unknown | 0.00 | NO
Roseworthy_RW016-Buckby House_Ground Floor_G7A _ Shower | RW-RW016-GN-G7A | RW016-GN-G7A-Shower | Roseworthy | RW | RW016 | Buckby House | GN | Ground Floor | G7A | 99984 | Commercial - Martindale Holdings Pty Ltd | 859 | Infrastructure | 0.94 | Shower | 8 | Non Useable Floor Area Space Group | 835 | Non-usable - Toilets/Amenities - Other |  | Unknown | 0.00 | NO
Roseworthy_RW016-Buckby House_Ground Floor_G8 _ Corr. | RW-RW016-GN-G8 | RW016-GN-G8-Corr. | Roseworthy | RW | RW016 | Buckby House | GN | Ground Floor | G8 | 99984 | Commercial - Martindale Holdings Pty Ltd | 859 | Infrastructure | 4.94 | Corr. | 8 | Non Useable Floor Area Space Group | 805 | Non-usable - Circulation space |  | Unknown | 0.00 | NO
Roseworthy_RW016-Buckby House_Ground Floor_G8A _ Linen | RW-RW016-GN-G8A | RW016-GN-G8A-Linen | Roseworthy | RW | RW016 | Buckby House | GN | Ground Floor | G8A | 99984 | Commercial - Martindale Holdings Pty Ltd | 859 | Infrastructure | 2.02 | Linen | 4 | Ancillary Area Space Group | 419 | Ancillary Area - Store Room - Generic |  | Unknown | 0.00 | NO
Roseworthy_RW016-Buckby House_Ground Floor_G9 _ Kitchen | RW-RW016-GN-G9 | RW016-GN-G9-Kitchen | Roseworthy | RW | RW016 | Buckby House | GN | Ground Floor | G9 | 99984 | Commercial - Martindale Holdings Pty Ltd | 859 | Infrastructure | 21.85 | Kitchen | 6 | General Facility Space Group | 608 | General Facility - Kitchen/Servery/Food Storage |  | Unknown | 0.00 | NO
Roseworthy_RW017-Roseworthy College Hall_Ground Floor_G01 _ AUU Office/Shop | RW-RW017-01-G01 | RW017-01-G01-AUU Office/Shop | Roseworthy | RW | RW017 | Roseworthy College Hall | 01 | Ground Floor | G01 | 99994 | Uni of Adelaide Student Union Association | 859 | Infrastructure | 32.08 | AUU Office/Shop | 1 | Office Space Group | 100 | Office - Specific type not defined |  | Excellent | 4,306.12 | NO
Roseworthy_RW017-Roseworthy College Hall_Ground Floor_G02 _ Project Room / Tutorial | RW-RW017-01-G02 | RW017-01-G02-Project Room / Tutorial | Roseworthy | RW | RW017 | Roseworthy College Hall | 01 | Ground Floor | G02 | 99950 | Hub and study spaces (ex-DVCA) | 952 | Corporate Services Division Admin | 37.62 | Project Room / Tutorial | 2 | Teaching Space Group | 217 | Collaborative Teaching Space |  | Excellent | 6,160.71 | NO
Roseworthy_RW017-Roseworthy College Hall_Ground Floor_G03 _ School Council Room | RW-RW017-01-G03 | RW017-01-G03-School Council Room | Roseworthy | RW | RW017 | Roseworthy College Hall | 01 | Ground Floor | G03 | 99998 | Central Common Teaching Areas (In Use) | 952 | Corporate Services Division Admin | 107.64 | School Council Room | 2 | Teaching Space Group | 205 | Lecture/Seminar/Tutorial/Class Room (31 to 69) Flat Floor |  | Excellent | 17,627.29 | NO
Roseworthy_RW017-Roseworthy College Hall_Ground Floor_G04 _ Plantroom | RW-RW017-01-G04 | RW017-01-G04-Plantroom | Roseworthy | RW | RW017 | Roseworthy College Hall | 01 | Ground Floor | G04 | 99939 | Unusable Spaces | 99939 | Unusable Spaces | 39.35 | Plantroom | 8 | Non Useable Floor Area Space Group | 811 | Non-usable - Plant room other |  | Unknown | 0.00 | NO
Roseworthy_RW017-Roseworthy College Hall_Ground Floor_G05 _ Office - Open Plan - RW Student | RW-RW017-01-G05 | RW017-01-G05-Office - Open Plan - RW Student | Roseworthy | RW | RW017 | Roseworthy College Hall | 01 | Ground Floor | G05 | 820 | Roseworthy Residential Services | 671 | Student Experience | 35.91 | Office - Open Plan - RW Student | 1 | Office Space Group | 116 | Open Plan - Professional/General Staff |  | Excellent | 4,820.23 | NO
Roseworthy_RW017-Roseworthy College Hall_Ground Floor_G05A _ Student Kitchen Amenities | RW-RW017-01-G05A | RW017-01-G05A-Student Kitchen Amenities | Roseworthy | RW | RW017 | Roseworthy College Hall | 01 | Ground Floor | G05A | 99950 | Hub and study spaces (ex-DVCA) | 952 | Corporate Services Division Admin | 26.22 | Student Kitchen Amenities | 6 | General Facility Space Group | 608 | General Facility - Kitchen/Servery/Food Storage |  | Excellent | 3,941.87 | NO
Roseworthy_RW017-Roseworthy College Hall_Ground Floor_G05C _ Office | RW-RW017-01-G05C | RW017-01-G05C-Office | Roseworthy | RW | RW017 | Roseworthy College Hall | 01 | Ground Floor | G05C | 820 | Roseworthy Residential Services | 671 | Student Experience | 9 | Office | 1 | Office Space Group | 108 | Office - Professional/General Staff |  | Excellent | 1,208.08 | NO
Roseworthy_RW017-Roseworthy College Hall_Ground Floor_G05D _ Office | RW-RW017-01-G05D | RW017-01-G05D-Office | Roseworthy | RW | RW017 | Roseworthy College Hall | 01 | Ground Floor | G05D | 820 | Roseworthy Residential Services | 671 | Student Experience | 10.92 | Office | 1 | Office Space Group | 108 | Office - Professional/General Staff |  | Excellent | 1,465.80 | NO
Roseworthy_RW017-Roseworthy College Hall_Ground Floor_G07 _ Student Hub | RW-RW017-01-G07 | RW017-01-G07-Student Hub | Roseworthy | RW | RW017 | Roseworthy College Hall | 01 | Ground Floor | G07 | 99950 | Hub and study spaces (ex-DVCA) | 952 | Corporate Services Division Admin | 240.58 | Student Hub | 5 | Library, IT and Learning Space Group | 517 | Informal Learning | INFORMAL-PRIM-S | Excellent | 36,168.43 | NO
Roseworthy_RW017-Roseworthy College Hall_Ground Floor_G07A _ Corr. | RW-RW017-01-G07A | RW017-01-G07A-Corr. | Roseworthy | RW | RW017 | Roseworthy College Hall | 01 | Ground Floor | G07A | 99939 | Unusable Spaces | 99939 | Unusable Spaces | 3.37 | Corr. | 8 | Non Useable Floor Area Space Group | 805 | Non-usable - Circulation space |  | Excellent | 0.00 | NO
Roseworthy_RW017-Roseworthy College Hall_Ground Floor_G08 _ Corr. | RW-RW017-01-G08 | RW017-01-G08-Corr. | Roseworthy | RW | RW017 | Roseworthy College Hall | 01 | Ground Floor | G08 | 99939 | Unusable Spaces | 99939 | Unusable Spaces | 18.09 | Corr. | 8 | Non Useable Floor Area Space Group | 805 | Non-usable - Circulation space |  | Excellent | 0.00 | NO
Roseworthy_RW017-Roseworthy College Hall_Ground Floor_G09 _ Store | RW-RW017-01-G09 | RW017-01-G09-Store | Roseworthy | RW | RW017 | Roseworthy College Hall | 01 | Ground Floor | G09 | 820 | Roseworthy Residential Services | 671 | Student Experience | 25.16 | Store | 4 | Ancillary Area Space Group | 419 | Ancillary Area - Store Room - Generic |  | Barely Adequate | 1,940.88 | NO
Roseworthy_RW017-Roseworthy College Hall_Ground Floor_G0C _ Corr. | RW-RW017-01-G0C | RW017-01-G0C-Corr. | Roseworthy | RW | RW017 | Roseworthy College Hall | 01 | Ground Floor | G0C | 99939 | Unusable Spaces | 99939 | Unusable Spaces | 5.06 | Corr. | 8 | Non Useable Floor Area Space Group | 805 | Non-usable - Circulation space |  | Unknown | 0.00 | NO
Roseworthy_RW017-Roseworthy College Hall_Ground Floor_G12 _ Dining Hall | RW-RW017-01-G12 | RW017-01-G12-Dining Hall | Roseworthy | RW | RW017 | Roseworthy College Hall | 01 | Ground Floor | G12 | 99950 | Hub and study spaces (ex-DVCA) | 952 | Corporate Services Division Admin | 125.32 | Dining Hall | 8 | Non Useable Floor Area Space Group | 805 | Non-usable - Circulation space |  | Excellent | 0.00 | NO
Roseworthy_RW017-Roseworthy College Hall_Ground Floor_G12A _ Dining Hall | RW-RW017-01-G12A | RW017-01-G12A-Dining Hall | Roseworthy | RW | RW017 | Roseworthy College Hall | 01 | Ground Floor | G12A | 99950 | Hub and study spaces (ex-DVCA) | 952 | Corporate Services Division Admin | 72.48 | Dining Hall | 6 | General Facility Space Group | 607 | General Facility - Cafeteria/Refectory/Canteen/Dining Room |  | Excellent | 10,896.53 | NO
Roseworthy_RW017-Roseworthy College Hall_Ground Floor_G12B _ Servery | RW-RW017-01-G12B | RW017-01-G12B-Servery | Roseworthy | RW | RW017 | Roseworthy College Hall | 01 | Ground Floor | G12B | 99982 | Uni of Adelaide Club | 859 | Infrastructure | 41.95 | Servery | 6 | General Facility Space Group | 608 | General Facility - Kitchen/Servery/Food Storage |  | Barely Adequate | 4,118.66 | NO
Roseworthy_RW017-Roseworthy College Hall_Ground Floor_G12D _ Circ. | RW-RW017-01-G12D | RW017-01-G12D-Circ. | Roseworthy | RW | RW017 | Roseworthy College Hall | 01 | Ground Floor | G12D | 99939 | Unusable Spaces | 99939 | Unusable Spaces | 23.02 | Circ. | 8 | Non Useable Floor Area Space Group | 805 | Non-usable - Circulation space |  | Excellent | 0.00 | NO
Roseworthy_RW017-Roseworthy College Hall_Ground Floor_G14 _ WC - F | RW-RW017-01-G14 | RW017-01-G14-WC - F | Roseworthy | RW | RW017 | Roseworthy College Hall | 01 | Ground Floor | G14 | 99939 | Unusable Spaces | 99939 | Unusable Spaces | 25.07 | WC - F | 8 | Non Useable Floor Area Space Group | 820 | Non-usable - Toilets/Amenities - Female |  | Excellent | 0.00 | NO
Roseworthy_RW017-Roseworthy College Hall_Ground Floor_G14A _ A/L- F | RW-RW017-01-G14A | RW017-01-G14A-A/L- F | Roseworthy | RW | RW017 | Roseworthy College Hall | 01 | Ground Floor | G14A | 99939 | Unusable Spaces | 99939 | Unusable Spaces | 2.29 | A/L- F | 8 | Non Useable Floor Area Space Group | 820 | Non-usable - Toilets/Amenities - Female |  | Excellent | 0.00 | NO
Roseworthy_RW017-Roseworthy College Hall_Ground Floor_G15 _ Lounge | RW-RW017-01-G15 | RW017-01-G15-Lounge | Roseworthy | RW | RW017 | Roseworthy College Hall | 01 | Ground Floor | G15 | 99950 | Hub and study spaces (ex-DVCA) | 952 | Corporate Services Division Admin | 46.71 | Lounge | 5 | Library, IT and Learning Space Group | 517 | Informal Learning | INFORMAL-PRIM-S | Excellent | 7,022.31 | NO
Roseworthy_RW017-Roseworthy College Hall_Ground Floor_G15A _ Circ. | RW-RW017-01-G15A | RW017-01-G15A-Circ. | Roseworthy | RW | RW017 | Roseworthy College Hall | 01 | Ground Floor | G15A | 99939 | Unusable Spaces | 99939 | Unusable Spaces | 13.13 | Circ. | 8 | Non Useable Floor Area Space Group | 805 | Non-usable - Circulation space |  | Excellent | 0.00 | NO
Roseworthy_RW017-Roseworthy College Hall_Ground Floor_G16 _ WC - M | RW-RW017-01-G16 | RW017-01-G16-WC - M | Roseworthy | RW | RW017 | Roseworthy College Hall | 01 | Ground Floor | G16 | 99939 | Unusable Spaces | 99939 | Unusable Spaces | 13.15 | WC - M | 8 | Non Useable Floor Area Space Group | 821 | Non-usable - Toilets/Amenities - Male |  | Unknown | 0.00 | NO
Roseworthy_RW017-Roseworthy College Hall_Ground Floor_G16A _ A/L - M | RW-RW017-01-G16A | RW017-01-G16A-A/L - M | Roseworthy | RW | RW017 | Roseworthy College Hall | 01 | Ground Floor | G16A | 99939 | Unusable Spaces | 99939 | Unusable Spaces | 2.22 | A/L - M | 8 | Non Useable Floor Area Space Group | 821 | Non-usable - Toilets/Amenities - Male |  | Excellent | 0.00 | NO
Roseworthy_RW017-Roseworthy College Hall_Ground Floor_G16B _ Cleaners | RW-RW017-01-G16B | RW017-01-G16B-Cleaners | Roseworthy | RW | RW017 | Roseworthy College Hall | 01 | Ground Floor | G16B | 99939 | Unusable Spaces | 99939 | Unusable Spaces | 4.2 | Cleaners | 8 | Non Useable Floor Area Space Group | 806 | Non-usable - Cleaners room |  | Unknown | 0.00 | NO
Roseworthy_RW017-Roseworthy College Hall_Ground Floor_G16C _ WC - U - Access (LH) | RW-RW017-01-G16C | RW017-01-G16C-WC - U - Access (LH) | Roseworthy | RW | RW017 | Roseworthy College Hall | 01 | Ground Floor | G16C | 99939 | Unusable Spaces | 99939 | Unusable Spaces | 7.47 | WC - U - Access (LH) | 8 | Non Useable Floor Area Space Group | 818 | Non-usable - Toilets/Amenities - Unisex Accessible |  | Excellent | 0.00 | NO
Roseworthy_RW017-Roseworthy College Hall_Ground Floor_G17 _ Kitchen | RW-RW017-01-G17 | RW017-01-G17-Kitchen | Roseworthy | RW | RW017 | Roseworthy College Hall | 01 | Ground Floor | G17 | 99982 | Uni of Adelaide Club | 859 | Infrastructure | 143.81 | Kitchen | 6 | General Facility Space Group | 608 | General Facility - Kitchen/Servery/Food Storage |  | Barely Adequate | 14,119.30 | NO
Roseworthy_RW017-Roseworthy College Hall_Ground Floor_G17A _ Corr. | RW-RW017-01-G17A | RW017-01-G17A-Corr. | Roseworthy | RW | RW017 | Roseworthy College Hall | 01 | Ground Floor | G17A | 99939 | Unusable Spaces | 99939 | Unusable Spaces | 8.67 | Corr. | 8 | Non Useable Floor Area Space Group | 805 | Non-usable - Circulation space |  | Barely Adequate | 0.00 | NO
Roseworthy_RW017-Roseworthy College Hall_Ground Floor_G18 _ Store | RW-RW017-01-G18 | RW017-01-G18-Store | Roseworthy | RW | RW017 | Roseworthy College Hall | 01 | Ground Floor | G18 | 99982 | Uni of Adelaide Club | 859 | Infrastructure | 7.37 | Store | 4 | Ancillary Area Space Group | 419 | Ancillary Area - Store Room - Generic |  | Barely Adequate | 568.53 | NO
Roseworthy_RW017-Roseworthy College Hall_Ground Floor_G19 _ Store | RW-RW017-01-G19 | RW017-01-G19-Store | Roseworthy | RW | RW017 | Roseworthy College Hall | 01 | Ground Floor | G19 | 99982 | Uni of Adelaide Club | 859 | Infrastructure | 4.76 | Store | 4 | Ancillary Area Space Group | 419 | Ancillary Area - Store Room - Generic |  | Barely Adequate | 367.19 | NO
Roseworthy_RW017-Roseworthy College Hall_Ground Floor_G20 _ Plantroom | RW-RW017-01-G20 | RW017-01-G20-Plantroom | Roseworthy | RW | RW017 | Roseworthy College Hall | 01 | Ground Floor | G20 | 99939 | Unusable Spaces | 99939 | Unusable Spaces | 35.15 | Plantroom | 4 | Ancillary Area Space Group | 419 | Ancillary Area - Store Room - Generic |  | Unknown | 0.00 | NO
Roseworthy_RW017-Roseworthy College Hall_Ground Floor_G21 _ Dry Store | RW-RW017-01-G21 | RW017-01-G21-Dry Store | Roseworthy | RW | RW017 | Roseworthy College Hall | 01 | Ground Floor | G21 | 99982 | Uni of Adelaide Club | 859 | Infrastructure | 31.61 | Dry Store | 4 | Ancillary Area Space Group | 419 | Ancillary Area - Store Room - Generic |  | Barely Adequate | 2,438.45 | NO
Roseworthy_RW017-Roseworthy College Hall_Ground Floor_G22 _ Food Prep | RW-RW017-01-G22 | RW017-01-G22-Food Prep | Roseworthy | RW | RW017 | Roseworthy College Hall | 01 | Ground Floor | G22 | 99982 | Uni of Adelaide Club | 859 | Infrastructure | 4.76 | Food Prep | 4 | Ancillary Area Space Group | 405 | Ancillary Area - Constant Temperature/ Freezer/Cold/Warm Rooms |  | Barely Adequate | 367.19 | NO
Roseworthy_RW017-Roseworthy College Hall_Ground Floor_G23 _ Cool Room | RW-RW017-01-G23 | RW017-01-G23-Cool Room | Roseworthy | RW | RW017 | Roseworthy College Hall | 01 | Ground Floor | G23 | 99982 | Uni of Adelaide Club | 859 | Infrastructure | 6.57 | Cool Room | 4 | Ancillary Area Space Group | 405 | Ancillary Area - Constant Temperature/ Freezer/Cold/Warm Rooms |  | Barely Adequate | 506.82 | NO
Roseworthy_RW017-Roseworthy College Hall_Ground Floor_G24 _ Cool Room | RW-RW017-01-G24 | RW017-01-G24-Cool Room | Roseworthy | RW | RW017 | Roseworthy College Hall | 01 | Ground Floor | G24 | 99982 | Uni of Adelaide Club | 859 | Infrastructure | 5.85 | Cool Room | 4 | Ancillary Area Space Group | 405 | Ancillary Area - Constant Temperature/ Freezer/Cold/Warm Rooms |  | Barely Adequate | 451.28 | NO
Roseworthy_RW017-Roseworthy College Hall_Ground Floor_G25 _ Entry | RW-RW017-01-G25 | RW017-01-G25-Entry | Roseworthy | RW | RW017 | Roseworthy College Hall | 01 | Ground Floor | G25 | 99939 | Unusable Spaces | 99939 | Unusable Spaces | 9.13 | Entry | 8 | Non Useable Floor Area Space Group | 805 | Non-usable - Circulation space |  | Excellent | 0.00 | NO
Roseworthy_RW017-Roseworthy College Hall_Ground Floor_G26 _ Entry Hall | RW-RW017-01-G26 | RW017-01-G26-Entry Hall | Roseworthy | RW | RW017 | Roseworthy College Hall | 01 | Ground Floor | G26 | 99939 | Unusable Spaces | 99939 | Unusable Spaces | 53.98 | Entry Hall | 8 | Non Useable Floor Area Space Group | 805 | Non-usable - Circulation space |  | Excellent | 0.00 | NO
Roseworthy_RW017-Roseworthy College Hall_Ground Floor_G26D _ Stair | RW-RW017-01-G26D | RW017-01-G26D-Stair | Roseworthy | RW | RW017 | Roseworthy College Hall | 01 | Ground Floor | G26D | 99939 | Unusable Spaces | 99939 | Unusable Spaces | 6.42 | Stair | 8 | Non Useable Floor Area Space Group | 805 | Non-usable - Circulation space |  | Barely Adequate | 0.00 | NO
Roseworthy_RW017-Roseworthy College Hall_Ground Floor_G29 _ Corr. | RW-RW017-01-G29 | RW017-01-G29-Corr. | Roseworthy | RW | RW017 | Roseworthy College Hall | 01 | Ground Floor | G29 | 99939 | Unusable Spaces | 99939 | Unusable Spaces | 7.99 | Corr. | 8 | Non Useable Floor Area Space Group | 805 | Non-usable - Circulation space |  | Barely Adequate | 0.00 | NO
Roseworthy_RW017-Roseworthy College Hall_Ground Floor_G30 _ Service Yard (NUFA) | RW-RW017-01-G30 | RW017-01-G30-Service Yard (NUFA) | Roseworthy | RW | RW017 | Roseworthy College Hall | 01 | Ground Floor | G30 | 99939 | Unusable Spaces | 99939 | Unusable Spaces | 123.98 | Service Yard (NUFA) | 8 | Non Useable Floor Area Space Group | 807 | Non-usable - Garage/Loading bay |  | Unknown | 0.00 | NO
Roseworthy_RW017-Roseworthy College Hall_Ground Floor_G31 _ Unload Platform | RW-RW017-01-G31 | RW017-01-G31-Unload Platform | Roseworthy | RW | RW017 | Roseworthy College Hall | 01 | Ground Floor | G31 | 99939 | Unusable Spaces | 99939 | Unusable Spaces | 14.67 | Unload Platform | 8 | Non Useable Floor Area Space Group | 805 | Non-usable - Circulation space |  | Unknown | 0.00 | NO
Roseworthy_RW017-Roseworthy College Hall_Ground Floor_G40 _ Ramp & Stair - external (NUFA) | RW-RW017-01-G40 | RW017-01-G40-Ramp & Stair - external (NUFA) | Roseworthy | RW | RW017 | Roseworthy College Hall | 01 | Ground Floor | G40 | 99939 | Unusable Spaces | 99939 | Unusable Spaces | 27.9 | Ramp & Stair - external (NUFA) | 8 | Non Useable Floor Area Space Group | 805 | Non-usable - Circulation space |  | Unknown | 0.00 | NO
Roseworthy_RW017-Roseworthy College Hall_Ground Floor_G41 _ Ramp & Stair - external (NUFA) | RW-RW017-01-G41 | RW017-01-G41-Ramp & Stair - external (NUFA) | Roseworthy | RW | RW017 | Roseworthy College Hall | 01 | Ground Floor | G41 | 99939 | Unusable Spaces | 99939 | Unusable Spaces | 20.41 | Ramp & Stair - external (NUFA) | 8 | Non Useable Floor Area Space Group | 805 | Non-usable - Circulation space |  | Unknown | 0.00 | NO
Roseworthy_RW017-Roseworthy College Hall_Ground Floor_G42 _ Ramp - external (NUFA) | RW-RW017-01-G42 | RW017-01-G42-Ramp - external (NUFA) | Roseworthy | RW | RW017 | Roseworthy College Hall | 01 | Ground Floor | G42 | 99939 | Unusable Spaces | 99939 | Unusable Spaces | 11.29 | Ramp - external (NUFA) | 8 | Non Useable Floor Area Space Group | 805 | Non-usable - Circulation space |  | Unknown | 0.00 | NO
Roseworthy_RW017-Roseworthy College Hall_Ground Floor_G43 _ Stair - external (NUFA) | RW-RW017-01-G43 | RW017-01-G43-Stair - external (NUFA) | Roseworthy | RW | RW017 | Roseworthy College Hall | 01 | Ground Floor | G43 | 99939 | Unusable Spaces | 99939 | Unusable Spaces | 4.76 | Stair - external (NUFA) | 8 | Non Useable Floor Area Space Group | 805 | Non-usable - Circulation space |  | Unknown | 0.00 | NO
Roseworthy_RW017-Roseworthy College Hall_Ground Floor_G44 _ Ramp - external (NUFA) | RW-RW017-01-G44 | RW017-01-G44-Ramp - external (NUFA) | Roseworthy | RW | RW017 | Roseworthy College Hall | 01 | Ground Floor | G44 | 99939 | Unusable Spaces | 99939 | Unusable Spaces | 18.03 | Ramp - external (NUFA) | 8 | Non Useable Floor Area Space Group | 805 | Non-usable - Circulation space |  | Unknown | 0.00 | NO
Roseworthy_RW017-Roseworthy College Hall_Ground Floor_M01 _ WC - M | RW-RW017-01-M01 | RW017-01-M01-WC - M | Roseworthy | RW | RW017 | Roseworthy College Hall | 01 | Ground Floor | M01 | 99939 | Unusable Spaces | 99939 | Unusable Spaces | 26.22 | WC - M | 8 | Non Useable Floor Area Space Group | 821 | Non-usable - Toilets/Amenities - Male |  | Unknown | 0.00 | NO
Roseworthy_RW017-Roseworthy College Hall_First Floor_101 _ Office | RW-RW017-02-101 | RW017-02-101-Office | Roseworthy | RW | RW017 | Roseworthy College Hall | 02 | First Floor | 101 | 99946 | Vacant not occupiable | 99939 | Unusable Spaces | 14.72 | Office | 1 | Office Space Group | 100 | Office - Specific type not defined |  | Unknown | 0.00 | NO
Roseworthy_RW017-Roseworthy College Hall_First Floor_102 _ Comms | RW-RW017-02-102 | RW017-02-102-Comms | Roseworthy | RW | RW017 | Roseworthy College Hall | 02 | First Floor | 102 | 850 | ITDS Branch Central Costs | 869 | Information Technology and Digital Services | 21.82 | Comms | 8 | Non Useable Floor Area Space Group | 812 | Non-usable - Comms/network system/Telephone/PABX |  | Barely Adequate | 0.00 | NO
Roseworthy_RW017-Roseworthy College Hall_First Floor_103 _ Tutorial | RW-RW017-02-103 | RW017-02-103-Tutorial | Roseworthy | RW | RW017 | Roseworthy College Hall | 02 | First Floor | 103 | 99946 | Vacant not occupiable | 99939 | Unusable Spaces | 35.6 | Tutorial | 2 | Teaching Space Group | 206 | Lecture/Seminar/Tutorial/Class Room (<30) Flat Floor |  | Unknown | 0.00 | NO
Roseworthy_RW017-Roseworthy College Hall_First Floor_104 _ WC - F | RW-RW017-02-104 | RW017-02-104-WC - F | Roseworthy | RW | RW017 | Roseworthy College Hall | 02 | First Floor | 104 | 99939 | Unusable Spaces | 99939 | Unusable Spaces | 4.09 | WC - F | 8 | Non Useable Floor Area Space Group | 820 | Non-usable - Toilets/Amenities - Female |  | Unknown | 0.00 | NO
Roseworthy_RW017-Roseworthy College Hall_First Floor_105 _ Tutorial | RW-RW017-02-105 | RW017-02-105-Tutorial | Roseworthy | RW | RW017 | Roseworthy College Hall | 02 | First Floor | 105 | 99946 | Vacant not occupiable | 99939 | Unusable Spaces | 42.19 | Tutorial | 2 | Teaching Space Group | 206 | Lecture/Seminar/Tutorial/Class Room (<30) Flat Floor |  | Unknown | 0.00 | NO
Roseworthy_RW017-Roseworthy College Hall_First Floor_106 _ Tutorial | RW-RW017-02-106 | RW017-02-106-Tutorial | Roseworthy | RW | RW017 | Roseworthy College Hall | 02 | First Floor | 106 | 99946 | Vacant not occupiable | 99939 | Unusable Spaces | 31.78 | Tutorial | 2 | Teaching Space Group | 206 | Lecture/Seminar/Tutorial/Class Room (<30) Flat Floor |  | Unknown | 0.00 | NO
Roseworthy_RW017-Roseworthy College Hall_First Floor_107 _ Office | RW-RW017-02-107 | RW017-02-107-Office | Roseworthy | RW | RW017 | Roseworthy College Hall | 02 | First Floor | 107 | 99946 | Vacant not occupiable | 99939 | Unusable Spaces | 32.62 | Office | 1 | Office Space Group | 100 | Office - Specific type not defined |  | Unknown | 0.00 | NO
Roseworthy_RW017-Roseworthy College Hall_First Floor_107A _ Stair - Access | RW-RW017-02-107A | RW017-02-107A-Stair - Access | Roseworthy | RW | RW017 | Roseworthy College Hall | 02 | First Floor | 107A | 99939 | Unusable Spaces | 99939 | Unusable Spaces | 1.3 | Stair - Access | 8 | Non Useable Floor Area Space Group | 805 | Non-usable - Circulation space |  | Unknown | 0.00 | NO
Roseworthy_RW017-Roseworthy College Hall_First Floor_108 _ Store | RW-RW017-02-108 | RW017-02-108-Store | Roseworthy | RW | RW017 | Roseworthy College Hall | 02 | First Floor | 108 | 99946 | Vacant not occupiable | 99939 | Unusable Spaces | 21.28 | Store | 4 | Ancillary Area Space Group | 419 | Ancillary Area - Store Room - Generic |  | Unknown | 0.00 | NO
Roseworthy_RW017-Roseworthy College Hall_First Floor_109 _ Store | RW-RW017-02-109 | RW017-02-109-Store | Roseworthy | RW | RW017 | Roseworthy College Hall | 02 | First Floor | 109 | 99946 | Vacant not occupiable | 99939 | Unusable Spaces | 11.1 | Store | 4 | Ancillary Area Space Group | 419 | Ancillary Area - Store Room - Generic |  | Unknown | 0.00 | NO
Roseworthy_RW017-Roseworthy College Hall_First Floor_110 _ Tutorial | RW-RW017-02-110 | RW017-02-110-Tutorial | Roseworthy | RW | RW017 | Roseworthy College Hall | 02 | First Floor | 110 | 99946 | Vacant not occupiable | 99939 | Unusable Spaces | 40.53 | Tutorial | 2 | Teaching Space Group | 206 | Lecture/Seminar/Tutorial/Class Room (<30) Flat Floor |  | Unknown | 0.00 | NO
Roseworthy_RW017-Roseworthy College Hall_First Floor_111 _ Kitchen | RW-RW017-02-111 | RW017-02-111-Kitchen | Roseworthy | RW | RW017 | Roseworthy College Hall | 02 | First Floor | 111 | 99946 | Vacant not occupiable | 99939 | Unusable Spaces | 3.09 | Kitchen | 6 | General Facility Space Group | 608 | General Facility - Kitchen/Servery/Food Storage |  | Unknown | 0.00 | NO
Roseworthy_RW017-Roseworthy College Hall_First Floor_112 _ Common Room / Conf Room | RW-RW017-02-112 | RW017-02-112-Common Room / Conf Room | Roseworthy | RW | RW017 | Roseworthy College Hall | 02 | First Floor | 112 | 99946 | Vacant not occupiable | 99939 | Unusable Spaces | 32.49 | Common Room / Conf Room | 2 | Teaching Space Group | 206 | Lecture/Seminar/Tutorial/Class Room (<30) Flat Floor |  | Unknown | 0.00 | NO
Roseworthy_RW017-Roseworthy College Hall_First Floor_113 _ Office | RW-RW017-02-113 | RW017-02-113-Office | Roseworthy | RW | RW017 | Roseworthy College Hall | 02 | First Floor | 113 | 99946 | Vacant not occupiable | 99939 | Unusable Spaces | 31.16 | Office | 1 | Office Space Group | 100 | Office - Specific type not defined |  | Unknown | 0.00 | NO
Roseworthy_RW017-Roseworthy College Hall_First Floor_114 _ Office | RW-RW017-02-114 | RW017-02-114-Office | Roseworthy | RW | RW017 | Roseworthy College Hall | 02 | First Floor | 114 | 99946 | Vacant not occupiable | 99939 | Unusable Spaces | 23.37 | Office | 1 | Office Space Group | 100 | Office - Specific type not defined |  | Unknown | 0.00 | NO
Roseworthy_RW017-Roseworthy College Hall_First Floor_115 _ Office | RW-RW017-02-115 | RW017-02-115-Office | Roseworthy | RW | RW017 | Roseworthy College Hall | 02 | First Floor | 115 | 99946 | Vacant not occupiable | 99939 | Unusable Spaces | 15.86 | Office | 1 | Office Space Group | 100 | Office - Specific type not defined |  | Unknown | 0.00 | NO
Roseworthy_RW017-Roseworthy College Hall_First Floor_116 _ Corr. | RW-RW017-02-116 | RW017-02-116-Corr. | Roseworthy | RW | RW017 | Roseworthy College Hall | 02 | First Floor | 116 | 99939 | Unusable Spaces | 99939 | Unusable Spaces | 12.63 | Corr. | 8 | Non Useable Floor Area Space Group | 805 | Non-usable - Circulation space |  | Unknown | 0.00 | NO
Roseworthy_RW017-Roseworthy College Hall_First Floor_117 _ Corr. | RW-RW017-02-117 | RW017-02-117-Corr. | Roseworthy | RW | RW017 | Roseworthy College Hall | 02 | First Floor | 117 | 99939 | Unusable Spaces | 99939 | Unusable Spaces | 54.26 | Corr. | 8 | Non Useable Floor Area Space Group | 805 | Non-usable - Circulation space |  | Unknown | 0.00 | NO
Roseworthy_RW017-Roseworthy College Hall_First Floor_117D _ Stair | RW-RW017-02-117D | RW017-02-117D-Stair | Roseworthy | RW | RW017 | Roseworthy College Hall | 02 | First Floor | 117D | 99939 | Unusable Spaces | 99939 | Unusable Spaces | 20.25 | Stair | 8 | Non Useable Floor Area Space Group | 805 | Non-usable - Circulation space |  | Unknown | 0.00 | NO
Roseworthy_RW017-Roseworthy College Hall_First Floor_118 _ Corr. | RW-RW017-02-118 | RW017-02-118-Corr. | Roseworthy | RW | RW017 | Roseworthy College Hall | 02 | First Floor | 118 | 99939 | Unusable Spaces | 99939 | Unusable Spaces | 18.84 | Corr. | 8 | Non Useable Floor Area Space Group | 805 | Non-usable - Circulation space |  | Unknown | 0.00 | NO
Roseworthy_RW017-Roseworthy College Hall_Second Floor_201 _ Store | RW-RW017-03-201 | RW017-03-201-Store | Roseworthy | RW | RW017 | Roseworthy College Hall | 03 | Second Floor | 201 | 99939 | Unusable Spaces | 99939 | Unusable Spaces | 35.41 | Store | 4 | Ancillary Area Space Group | 419 | Ancillary Area - Store Room - Generic |  | Barely Adequate | 2,731.58 | NO
Roseworthy_RW017-Roseworthy College Hall_Second Floor_202 _ Stair - Access | RW-RW017-03-202 | RW017-03-202-Stair - Access | Roseworthy | RW | RW017 | Roseworthy College Hall | 03 | Second Floor | 202 | 99939 | Unusable Spaces | 99939 | Unusable Spaces | 0.95 | Stair - Access | 8 | Non Useable Floor Area Space Group | 805 | Non-usable - Circulation space |  | Unknown | 0.00 | NO
Roseworthy_RW017-Roseworthy College Hall_Roof Plan_R01 _ Stair - Roof Access (NUFA) | RW-RW017-04-R01 | RW017-04-R01-Stair - Roof Access (NUFA) | Roseworthy | RW | RW017 | Roseworthy College Hall | 04 | Roof Plan | R01 | 99939 | Unusable Spaces | 99939 | Unusable Spaces | 9.99 | Stair - Roof Access (NUFA) | 8 | Non Useable Floor Area Space Group | 805 | Non-usable - Circulation space |  | Unknown | 0.00 | NO
Roseworthy_RW017-Roseworthy College Hall_Roof Plan_R02 _ Plant Enclosure (UCA) | RW-RW017-04-R02 | RW017-04-R02-Plant Enclosure (UCA) | Roseworthy | RW | RW017 | Roseworthy College Hall | 04 | Roof Plan | R02 | 99939 | Unusable Spaces | 99939 | Unusable Spaces | 93.45 | Plant Enclosure (UCA) | 8 | Non Useable Floor Area Space Group | 810 | Non-usable - Mechanical plant room |  | Unknown | 0.00 | NO
Roseworthy_RW018-Chambers House - Custance_Ground Floor_G1 _ Lounge | RW-RW018-GN-G1 | RW018-GN-G1-Lounge | Roseworthy | RW | RW018 | Chambers House - Custance | GN | Ground Floor | G1 | 99963 | Student Accommodation | 99939 | Unusable Spaces | 26.29 | Lounge | 7 | Residential Accommodation Space Group | 700 | Residential - Specific type not defined |  | Unknown | 0.00 | NO
Roseworthy_RW018-Chambers House - Custance_Ground Floor_G10 _ Bedroom (62) | RW-RW018-GN-G10 | RW018-GN-G10-Bedroom (62) | Roseworthy | RW | RW018 | Chambers House - Custance | GN | Ground Floor | G10 | 99963 | Student Accommodation | 99939 | Unusable Spaces | 10.91 | Bedroom (62) | 7 | Residential Accommodation Space Group | 700 | Residential - Specific type not defined |  | Unknown | 0.00 | NO
Roseworthy_RW018-Chambers House - Custance_Ground Floor_G11 _ Bedroom (61) | RW-RW018-GN-G11 | RW018-GN-G11-Bedroom (61) | Roseworthy | RW | RW018 | Chambers House - Custance | GN | Ground Floor | G11 | 99963 | Student Accommodation | 99939 | Unusable Spaces | 11.27 | Bedroom (61) | 7 | Residential Accommodation Space Group | 700 | Residential - Specific type not defined |  | Unknown | 0.00 | NO
Roseworthy_RW018-Chambers House - Custance_Ground Floor_G12 _ Corr. | RW-RW018-GN-G12 | RW018-GN-G12-Corr. | Roseworthy | RW | RW018 | Chambers House - Custance | GN | Ground Floor | G12 | 99963 | Student Accommodation | 99939 | Unusable Spaces | 7.74 | Corr. | 8 | Non Useable Floor Area Space Group | 805 | Non-usable - Circulation space |  | Unknown | 0.00 | NO
Roseworthy_RW018-Chambers House - Custance_Ground Floor_G13 _ Porch | RW-RW018-GN-G13 | RW018-GN-G13-Porch | Roseworthy | RW | RW018 | Chambers House - Custance | GN | Ground Floor | G13 | 99963 | Student Accommodation | 99939 | Unusable Spaces | 9.37 | Porch | 8 | Non Useable Floor Area Space Group | 805 | Non-usable - Circulation space |  | Unknown | 0.00 | NO
Roseworthy_RW018-Chambers House - Custance_Ground Floor_G2 _ Kitchen / Dining | RW-RW018-GN-G2 | RW018-GN-G2-Kitchen / Dining | Roseworthy | RW | RW018 | Chambers House - Custance | GN | Ground Floor | G2 | 99963 | Student Accommodation | 99939 | Unusable Spaces | 20.74 | Kitchen / Dining | 6 | General Facility Space Group | 608 | General Facility - Kitchen/Servery/Food Storage |  | Unknown | 0.00 | NO
Roseworthy_RW018-Chambers House - Custance_Ground Floor_G3 _ Porch | RW-RW018-GN-G3 | RW018-GN-G3-Porch | Roseworthy | RW | RW018 | Chambers House - Custance | GN | Ground Floor | G3 | 99963 | Student Accommodation | 99939 | Unusable Spaces | 3.28 | Porch | 8 | Non Useable Floor Area Space Group | 805 | Non-usable - Circulation space |  | Unknown | 0.00 | NO
Roseworthy_RW018-Chambers House - Custance_Ground Floor_G3A _ Store | RW-RW018-GN-G3A | RW018-GN-G3A-Store | Roseworthy | RW | RW018 | Chambers House - Custance | GN | Ground Floor | G3A | 99963 | Student Accommodation | 99939 | Unusable Spaces | 0.85 | Store | 4 | Ancillary Area Space Group | 419 | Ancillary Area - Store Room - Generic |  | Unknown | 0.00 | NO
Roseworthy_RW018-Chambers House - Custance_Ground Floor_G4 _ Ldry | RW-RW018-GN-G4 | RW018-GN-G4-Ldry | Roseworthy | RW | RW018 | Chambers House - Custance | GN | Ground Floor | G4 | 99963 | Student Accommodation | 99939 | Unusable Spaces | 5.57 | Ldry | 7 | Residential Accommodation Space Group | 700 | Residential - Specific type not defined |  | Unknown | 0.00 | NO
Roseworthy_RW018-Chambers House - Custance_Ground Floor_G5 _ Vanity | RW-RW018-GN-G5 | RW018-GN-G5-Vanity | Roseworthy | RW | RW018 | Chambers House - Custance | GN | Ground Floor | G5 | 99963 | Student Accommodation | 99939 | Unusable Spaces | 3.56 | Vanity | 8 | Non Useable Floor Area Space Group | 835 | Non-usable - Toilets/Amenities - Other |  | Unknown | 0.00 | NO
Roseworthy_RW018-Chambers House - Custance_Ground Floor_G5A _ Shower | RW-RW018-GN-G5A | RW018-GN-G5A-Shower | Roseworthy | RW | RW018 | Chambers House - Custance | GN | Ground Floor | G5A | 99963 | Student Accommodation | 99939 | Unusable Spaces | 3.11 | Shower | 8 | Non Useable Floor Area Space Group | 835 | Non-usable - Toilets/Amenities - Other |  | Unknown | 0.00 | NO
Roseworthy_RW018-Chambers House - Custance_Ground Floor_G6 _ WC | RW-RW018-GN-G6 | RW018-GN-G6-WC | Roseworthy | RW | RW018 | Chambers House - Custance | GN | Ground Floor | G6 | 99963 | Student Accommodation | 99939 | Unusable Spaces | 1.73 | WC | 8 | Non Useable Floor Area Space Group | 835 | Non-usable - Toilets/Amenities - Other |  | Unknown | 0.00 | NO
Roseworthy_RW018-Chambers House - Custance_Ground Floor_G7 _ Bedroom (65) | RW-RW018-GN-G7 | RW018-GN-G7-Bedroom (65) | Roseworthy | RW | RW018 | Chambers House - Custance | GN | Ground Floor | G7 | 99963 | Student Accommodation | 99939 | Unusable Spaces | 10.01 | Bedroom (65) | 7 | Residential Accommodation Space Group | 700 | Residential - Specific type not defined |  | Unknown | 0.00 | NO
Roseworthy_RW018-Chambers House - Custance_Ground Floor_G8 _ Bedroom (64) | RW-RW018-GN-G8 | RW018-GN-G8-Bedroom (64) | Roseworthy | RW | RW018 | Chambers House - Custance | GN | Ground Floor | G8 | 99963 | Student Accommodation | 99939 | Unusable Spaces | 11.11 | Bedroom (64) | 7 | Residential Accommodation Space Group | 700 | Residential - Specific type not defined |  | Unknown | 0.00 | NO
Roseworthy_RW018-Chambers House - Custance_Ground Floor_G9 _ Bedroom (63) | RW-RW018-GN-G9 | RW018-GN-G9-Bedroom (63) | Roseworthy | RW | RW018 | Chambers House - Custance | GN | Ground Floor | G9 | 99963 | Student Accommodation | 99939 | Unusable Spaces | 11.11 | Bedroom (63) | 7 | Residential Accommodation Space Group | 700 | Residential - Specific type not defined |  | Unknown | 0.00 | NO
Roseworthy_RW019-Colebatch House - Custance_Ground Floor_G1 _ Kitchen / Dining | RW-RW019-GN-G1 | RW019-GN-G1-Kitchen / Dining | Roseworthy | RW | RW019 | Colebatch House - Custance | GN | Ground Floor | G1 | 99963 | Student Accommodation | 99939 | Unusable Spaces | 18.22 | Kitchen / Dining | 6 | General Facility Space Group | 608 | General Facility - Kitchen/Servery/Food Storage |  | Unknown | 0.00 | NO
Roseworthy_RW019-Colebatch House - Custance_Ground Floor_G10 _ Verandah (UCA) | RW-RW019-GN-G10 | RW019-GN-G10-Verandah (UCA) | Roseworthy | RW | RW019 | Colebatch House - Custance | GN | Ground Floor | G10 | 99963 | Student Accommodation | 99939 | Unusable Spaces | 5.93 | Verandah (UCA) | 8 | Non Useable Floor Area Space Group | 839 | Non-usable - Verandah/Balcony |  | Unknown | 0.00 | NO
Roseworthy_RW019-Colebatch House - Custance_Ground Floor_G11 _ WC | RW-RW019-GN-G11 | RW019-GN-G11-WC | Roseworthy | RW | RW019 | Colebatch House - Custance | GN | Ground Floor | G11 | 99963 | Student Accommodation | 99939 | Unusable Spaces | 2 | WC | 8 | Non Useable Floor Area Space Group | 835 | Non-usable - Toilets/Amenities - Other |  | Unknown | 0.00 | NO
Roseworthy_RW019-Colebatch House - Custance_Ground Floor_G12 _ Bathroom | RW-RW019-GN-G12 | RW019-GN-G12-Bathroom | Roseworthy | RW | RW019 | Colebatch House - Custance | GN | Ground Floor | G12 | 99963 | Student Accommodation | 99939 | Unusable Spaces | 5.9 | Bathroom | 7 | Residential Accommodation Space Group | 700 | Residential - Specific type not defined |  | Unknown | 0.00 | NO
Roseworthy_RW019-Colebatch House - Custance_Ground Floor_G13 _ Passage | RW-RW019-GN-G13 | RW019-GN-G13-Passage | Roseworthy | RW | RW019 | Colebatch House - Custance | GN | Ground Floor | G13 | 99963 | Student Accommodation | 99939 | Unusable Spaces | 9.74 | Passage | 8 | Non Useable Floor Area Space Group | 805 | Non-usable - Circulation space |  | Unknown | 0.00 | NO
Roseworthy_RW019-Colebatch House - Custance_Ground Floor_G13A _ Store | RW-RW019-GN-G13A | RW019-GN-G13A-Store | Roseworthy | RW | RW019 | Colebatch House - Custance | GN | Ground Floor | G13A | 99963 | Student Accommodation | 99939 | Unusable Spaces | 0.51 | Store | 4 | Ancillary Area Space Group | 419 | Ancillary Area - Store Room - Generic |  | Unknown | 0.00 | NO
Roseworthy_RW019-Colebatch House - Custance_Ground Floor_G2 _ Lounge | RW-RW019-GN-G2 | RW019-GN-G2-Lounge | Roseworthy | RW | RW019 | Colebatch House - Custance | GN | Ground Floor | G2 | 99963 | Student Accommodation | 99939 | Unusable Spaces | 17.66 | Lounge | 7 | Residential Accommodation Space Group | 700 | Residential - Specific type not defined |  | Unknown | 0.00 | NO
Roseworthy_RW019-Colebatch House - Custance_Ground Floor_G3 _ Verandah (UCA) | RW-RW019-GN-G3 | RW019-GN-G3-Verandah (UCA) | Roseworthy | RW | RW019 | Colebatch House - Custance | GN | Ground Floor | G3 | 99963 | Student Accommodation | 99939 | Unusable Spaces | 8.69 | Verandah (UCA) | 8 | Non Useable Floor Area Space Group | 839 | Non-usable - Verandah/Balcony |  | Unknown | 0.00 | NO
Roseworthy_RW019-Colebatch House - Custance_Ground Floor_G4 _ Bedroom (1) | RW-RW019-GN-G4 | RW019-GN-G4-Bedroom (1) | Roseworthy | RW | RW019 | Colebatch House - Custance | GN | Ground Floor | G4 | 99963 | Student Accommodation | 99939 | Unusable Spaces | 10.13 | Bedroom (1) | 7 | Residential Accommodation Space Group | 700 | Residential - Specific type not defined |  | Unknown | 0.00 | NO
Roseworthy_RW019-Colebatch House - Custance_Ground Floor_G5 _ Bedroom (2) | RW-RW019-GN-G5 | RW019-GN-G5-Bedroom (2) | Roseworthy | RW | RW019 | Colebatch House - Custance | GN | Ground Floor | G5 | 99963 | Student Accommodation | 99939 | Unusable Spaces | 13.03 | Bedroom (2) | 7 | Residential Accommodation Space Group | 700 | Residential - Specific type not defined |  | Unknown | 0.00 | NO
Roseworthy_RW019-Colebatch House - Custance_Ground Floor_G6 _ Bedroom (3) | RW-RW019-GN-G6 | RW019-GN-G6-Bedroom (3) | Roseworthy | RW | RW019 | Colebatch House - Custance | GN | Ground Floor | G6 | 99963 | Student Accommodation | 99939 | Unusable Spaces | 10.2 | Bedroom (3) | 7 | Residential Accommodation Space Group | 700 | Residential - Specific type not defined |  | Unknown | 0.00 | NO
Roseworthy_RW019-Colebatch House - Custance_Ground Floor_G7 _ Bedroom (4) | RW-RW019-GN-G7 | RW019-GN-G7-Bedroom (4) | Roseworthy | RW | RW019 | Colebatch House - Custance | GN | Ground Floor | G7 | 99963 | Student Accommodation | 99939 | Unusable Spaces | 10.2 | Bedroom (4) | 7 | Residential Accommodation Space Group | 700 | Residential - Specific type not defined |  | Unknown | 0.00 | NO
Roseworthy_RW019-Colebatch House - Custance_Ground Floor_G8 _ Bedroom (5) | RW-RW019-GN-G8 | RW019-GN-G8-Bedroom (5) | Roseworthy | RW | RW019 | Colebatch House - Custance | GN | Ground Floor | G8 | 99963 | Student Accommodation | 99939 | Unusable Spaces | 10.2 | Bedroom (5) | 7 | Residential Accommodation Space Group | 700 | Residential - Specific type not defined |  | Unknown | 0.00 | NO
Roseworthy_RW019-Colebatch House - Custance_Ground Floor_G9 _ Ldry | RW-RW019-GN-G9 | RW019-GN-G9-Ldry | Roseworthy | RW | RW019 | Colebatch House - Custance | GN | Ground Floor | G9 | 99963 | Student Accommodation | 99939 | Unusable Spaces | 5.4 | Ldry | 7 | Residential Accommodation Space Group | 700 | Residential - Specific type not defined |  | Unknown | 0.00 | NO
Roseworthy_RW020-Callaghan Building_Ground Floor_G1 _ Foyer | RW-RW020-01-G1 | RW020-01-G1-Foyer | Roseworthy | RW | RW020 | Callaghan Building | 01 | Ground Floor | G1 | 99939 | Unusable Spaces | 99939 | Unusable Spaces | 98.95 | Foyer | 8 | Non Useable Floor Area Space Group | 805 | Non-usable - Circulation space |  | Unknown | 0.00 | NO
Roseworthy_RW020-Callaghan Building_Ground Floor_G10 _ Corr. | RW-RW020-01-G10 | RW020-01-G10-Corr. | Roseworthy | RW | RW020 | Callaghan Building | 01 | Ground Floor | G10 | 99946 | Vacant not occupiable | 99939 | Unusable Spaces | 19.22 | Corr. | 8 | Non Useable Floor Area Space Group | 805 | Non-usable - Circulation space |  | Unknown | 0.00 | NO
Roseworthy_RW020-Callaghan Building_Ground Floor_G10A _ Corr. | RW-RW020-01-G10A | RW020-01-G10A-Corr. | Roseworthy | RW | RW020 | Callaghan Building | 01 | Ground Floor | G10A | 99939 | Unusable Spaces | 99939 | Unusable Spaces | 15.73 | Corr. | 8 | Non Useable Floor Area Space Group | 805 | Non-usable - Circulation space |  | Unknown | 0.00 | NO
Roseworthy_RW020-Callaghan Building_Ground Floor_G11 _ Tutorial | RW-RW020-01-G11 | RW020-01-G11-Tutorial | Roseworthy | RW | RW020 | Callaghan Building | 01 | Ground Floor | G11 | 99998 | Central Common Teaching Areas (In Use) | 952 | Corporate Services Division Admin | 31.59 | Tutorial | 2 | Teaching Space Group | 206 | Lecture/Seminar/Tutorial/Class Room (<30) Flat Floor |  | Adequate | 3,519.20 | NO
Roseworthy_RW020-Callaghan Building_Ground Floor_G14 _ Tutorial | RW-RW020-01-G14 | RW020-01-G14-Tutorial | Roseworthy | RW | RW020 | Callaghan Building | 01 | Ground Floor | G14 | 99998 | Central Common Teaching Areas (In Use) | 952 | Corporate Services Division Admin | 36.03 | Tutorial | 2 | Teaching Space Group | 206 | Lecture/Seminar/Tutorial/Class Room (<30) Flat Floor |  | Adequate | 4,013.83 | NO
Roseworthy_RW020-Callaghan Building_Ground Floor_G17 _ Lecture Room | RW-RW020-01-G17 | RW020-01-G17-Lecture Room | Roseworthy | RW | RW020 | Callaghan Building | 01 | Ground Floor | G17 | 99998 | Central Common Teaching Areas (In Use) | 952 | Corporate Services Division Admin | 40.81 | Lecture Room | 2 | Teaching Space Group | 206 | Lecture/Seminar/Tutorial/Class Room (<30) Flat Floor |  | Adequate | 4,546.33 | NO
Roseworthy_RW020-Callaghan Building_Ground Floor_G18A _ Lecture Room | RW-RW020-01-G18A | RW020-01-G18A-Lecture Room | Roseworthy | RW | RW020 | Callaghan Building | 01 | Ground Floor | G18A | 99998 | Central Common Teaching Areas (In Use) | 952 | Corporate Services Division Admin | 89.73 | Lecture Room | 2 | Teaching Space Group | 205 | Lecture/Seminar/Tutorial/Class Room (31 to 69) Flat Floor |  | Adequate | 9,996.14 | NO
Roseworthy_RW020-Callaghan Building_Ground Floor_G18B _ Lecture Room | RW-RW020-01-G18B | RW020-01-G18B-Lecture Room | Roseworthy | RW | RW020 | Callaghan Building | 01 | Ground Floor | G18B | 99998 | Central Common Teaching Areas (In Use) | 952 | Corporate Services Division Admin | 89.73 | Lecture Room | 2 | Teaching Space Group | 205 | Lecture/Seminar/Tutorial/Class Room (31 to 69) Flat Floor |  | Adequate | 9,996.14 | NO
Roseworthy_RW020-Callaghan Building_Ground Floor_G19 _ Lecture Room | RW-RW020-01-G19 | RW020-01-G19-Lecture Room | Roseworthy | RW | RW020 | Callaghan Building | 01 | Ground Floor | G19 | 99998 | Central Common Teaching Areas (In Use) | 952 | Corporate Services Division Admin | 40.81 | Lecture Room | 2 | Teaching Space Group | 206 | Lecture/Seminar/Tutorial/Class Room (<30) Flat Floor |  | Adequate | 4,546.33 | NO
Roseworthy_RW020-Callaghan Building_Ground Floor_G1A _ Corr. | RW-RW020-01-G1A | RW020-01-G1A-Corr. | Roseworthy | RW | RW020 | Callaghan Building | 01 | Ground Floor | G1A | 99939 | Unusable Spaces | 99939 | Unusable Spaces | 1.96 | Corr. | 8 | Non Useable Floor Area Space Group | 805 | Non-usable - Circulation space |  | Unknown | 0.00 | NO
Roseworthy_RW020-Callaghan Building_Ground Floor_G2 _ "Richardson Lecture Theatre" | RW-RW020-01-G2 | RW020-01-G2-"Richardson Lecture Theatre" | Roseworthy | RW | RW020 | Callaghan Building | 01 | Ground Floor | G2 | 99998 | Central Common Teaching Areas (In Use) | 952 | Corporate Services Division Admin | 127.52 | "Richardson Lecture Theatre" | 2 | Teaching Space Group | 203 | Lecture Theatre (< 100 seats) |  | Adequate | 14,206.04 | NO
Roseworthy_RW020-Callaghan Building_Ground Floor_G20 _ Tutorial | RW-RW020-01-G20 | RW020-01-G20-Tutorial | Roseworthy | RW | RW020 | Callaghan Building | 01 | Ground Floor | G20 | 99998 | Central Common Teaching Areas (In Use) | 952 | Corporate Services Division Admin | 36.03 | Tutorial | 2 | Teaching Space Group | 206 | Lecture/Seminar/Tutorial/Class Room (<30) Flat Floor |  | Adequate | 4,013.83 | NO
Roseworthy_RW020-Callaghan Building_Ground Floor_G22 _ Tutorial | RW-RW020-01-G22 | RW020-01-G22-Tutorial | Roseworthy | RW | RW020 | Callaghan Building | 01 | Ground Floor | G22 | 99998 | Central Common Teaching Areas (In Use) | 952 | Corporate Services Division Admin | 31.59 | Tutorial | 2 | Teaching Space Group | 206 | Lecture/Seminar/Tutorial/Class Room (<30) Flat Floor |  | Adequate | 3,519.20 | NO
Roseworthy_RW020-Callaghan Building_Ground Floor_G25 _ Corr. | RW-RW020-01-G25 | RW020-01-G25-Corr. | Roseworthy | RW | RW020 | Callaghan Building | 01 | Ground Floor | G25 | 99939 | Unusable Spaces | 99939 | Unusable Spaces | 19.22 | Corr. | 8 | Non Useable Floor Area Space Group | 805 | Non-usable - Circulation space |  | Unknown | 0.00 | NO
Roseworthy_RW020-Callaghan Building_Ground Floor_G25A _ Corr. | RW-RW020-01-G25A | RW020-01-G25A-Corr. | Roseworthy | RW | RW020 | Callaghan Building | 01 | Ground Floor | G25A | 99939 | Unusable Spaces | 99939 | Unusable Spaces | 15.73 | Corr. | 8 | Non Useable Floor Area Space Group | 805 | Non-usable - Circulation space |  | Unknown | 0.00 | NO
Roseworthy_RW020-Callaghan Building_Ground Floor_G26 _ Utility | RW-RW020-01-G26 | RW020-01-G26-Utility | Roseworthy | RW | RW020 | Callaghan Building | 01 | Ground Floor | G26 | 122 | School of Animal and Veterinary Sciences | 122 | School of Animal and Veterinary Sciences | 20.04 | Utility | 6 | General Facility Space Group | 603 | General Facility - Resource room |  | Adequate | 2,049.51 | NO
Roseworthy_RW020-Callaghan Building_Ground Floor_G27 _ Lunchroom | RW-RW020-01-G27 | RW020-01-G27-Lunchroom | Roseworthy | RW | RW020 | Callaghan Building | 01 | Ground Floor | G27 | 122 | School of Animal and Veterinary Sciences | 122 | School of Animal and Veterinary Sciences | 24.17 | Lunchroom | 6 | General Facility Space Group | 607 | General Facility - Cafeteria/Refectory/Canteen/Dining Room |  | Adequate | 2,471.89 | NO
Roseworthy_RW020-Callaghan Building_Ground Floor_G28 _ Cleaners | RW-RW020-01-G28 | RW020-01-G28-Cleaners | Roseworthy | RW | RW020 | Callaghan Building | 01 | Ground Floor | G28 | 99939 | Unusable Spaces | 99939 | Unusable Spaces | 2.78 | Cleaners | 8 | Non Useable Floor Area Space Group | 806 | Non-usable - Cleaners room |  | Unknown | 0.00 | NO
Roseworthy_RW020-Callaghan Building_Ground Floor_G29 _ WC | RW-RW020-01-G29 | RW020-01-G29-WC | Roseworthy | RW | RW020 | Callaghan Building | 01 | Ground Floor | G29 | 99939 | Unusable Spaces | 99939 | Unusable Spaces | 8.36 | WC | 8 | Non Useable Floor Area Space Group | 835 | Non-usable - Toilets/Amenities - Other |  | Unknown | 0.00 | NO
Roseworthy_RW020-Callaghan Building_Ground Floor_G2A _ AV Store | RW-RW020-01-G2A | RW020-01-G2A-AV Store | Roseworthy | RW | RW020 | Callaghan Building | 01 | Ground Floor | G2A | 99939 | Unusable Spaces | 99939 | Unusable Spaces | 10.28 | AV Store | 4 | Ancillary Area Space Group | 419 | Ancillary Area - Store Room - Generic |  | Unknown | 0.00 | NO
Roseworthy_RW020-Callaghan Building_Ground Floor_G2B _ Duct - (Void Area) | RW-RW020-01-G2B | RW020-01-G2B-Duct - (Void Area) | Roseworthy | RW | RW020 | Callaghan Building | 01 | Ground Floor | G2B | 99939 | Unusable Spaces | 99939 | Unusable Spaces | 1.06 | Duct - (Void Area) | 8 | Non Useable Floor Area Space Group | 840 | Non-usable - Service riser |  | Unknown | 0.00 | NO
Roseworthy_RW020-Callaghan Building_Ground Floor_G2C _ Stair | RW-RW020-01-G2C | RW020-01-G2C-Stair | Roseworthy | RW | RW020 | Callaghan Building | 01 | Ground Floor | G2C | 99939 | Unusable Spaces | 99939 | Unusable Spaces | 2 | Stair | 8 | Non Useable Floor Area Space Group | 805 | Non-usable - Circulation space |  | Adequate | 0.00 | NO
Roseworthy_RW020-Callaghan Building_Ground Floor_G3 _ Lecture Room | RW-RW020-01-G3 | RW020-01-G3-Lecture Room | Roseworthy | RW | RW020 | Callaghan Building | 01 | Ground Floor | G3 | 99998 | Central Common Teaching Areas (In Use) | 952 | Corporate Services Division Admin | 87.3 | Lecture Room | 2 | Teaching Space Group | 205 | Lecture/Seminar/Tutorial/Class Room (31 to 69) Flat Floor |  | Adequate | 9,725.43 | NO
Roseworthy_RW020-Callaghan Building_Ground Floor_G30 _ Corr. | RW-RW020-01-G30 | RW020-01-G30-Corr. | Roseworthy | RW | RW020 | Callaghan Building | 01 | Ground Floor | G30 | 99939 | Unusable Spaces | 99939 | Unusable Spaces | 2.47 | Corr. | 8 | Non Useable Floor Area Space Group | 805 | Non-usable - Circulation space |  | Unknown | 0.00 | NO
Roseworthy_RW020-Callaghan Building_Ground Floor_G31 _ Laboratory / Prep | RW-RW020-01-G31 | RW020-01-G31-Laboratory / Prep | Roseworthy | RW | RW020 | Callaghan Building | 01 | Ground Floor | G31 | 99998 | Central Common Teaching Areas (In Use) | 952 | Corporate Services Division Admin | 31.4 | Laboratory / Prep | 4 | Ancillary Area Space Group | 401 | Ancillary Area - Laboratory Service and Preparation |  | Adequate | 2,523.17 | NO
Roseworthy_RW020-Callaghan Building_Ground Floor_G32 _ Laboratory 4 | RW-RW020-01-G32 | RW020-01-G32-Laboratory 4 | Roseworthy | RW | RW020 | Callaghan Building | 01 | Ground Floor | G32 | 99998 | Central Common Teaching Areas (In Use) | 952 | Corporate Services Division Admin | 158.37 | Laboratory 4 | 3 | Specialist Teaching or Research Space Group | 300 | Laboratory - Specialist teaching and research - type not defined |  | Adequate | 19,233.55 | NO
Roseworthy_RW020-Callaghan Building_Ground Floor_G4 _ Tutorial | RW-RW020-01-G4 | RW020-01-G4-Tutorial | Roseworthy | RW | RW020 | Callaghan Building | 01 | Ground Floor | G4 | 99998 | Central Common Teaching Areas (In Use) | 952 | Corporate Services Division Admin | 39.7 | Tutorial | 2 | Teaching Space Group | 206 | Lecture/Seminar/Tutorial/Class Room (<30) Flat Floor |  | Adequate | 4,422.68 | NO
Roseworthy_RW020-Callaghan Building_Ground Floor_G6 _ Comms | RW-RW020-01-G6 | RW020-01-G6-Comms | Roseworthy | RW | RW020 | Callaghan Building | 01 | Ground Floor | G6 | 850 | ITDS Branch Central Costs | 869 | Information Technology and Digital Services | 13.27 | Comms | 8 | Non Useable Floor Area Space Group | 812 | Non-usable - Comms/network system/Telephone/PABX |  | Adequate | 0.00 | NO
Roseworthy_RW020-Callaghan Building_Ground Floor_G7 _ WC | RW-RW020-01-G7 | RW020-01-G7-WC | Roseworthy | RW | RW020 | Callaghan Building | 01 | Ground Floor | G7 | 99939 | Unusable Spaces | 99939 | Unusable Spaces | 8.53 | WC | 8 | Non Useable Floor Area Space Group | 835 | Non-usable - Toilets/Amenities - Other |  | Unknown | 0.00 | NO
Roseworthy_RW020-Callaghan Building_Ground Floor_G8 _ Shower | RW-RW020-01-G8 | RW020-01-G8-Shower | Roseworthy | RW | RW020 | Callaghan Building | 01 | Ground Floor | G8 | 99939 | Unusable Spaces | 99939 | Unusable Spaces | 2.42 | Shower | 8 | Non Useable Floor Area Space Group | 835 | Non-usable - Toilets/Amenities - Other |  | Unknown | 0.00 | NO
Roseworthy_RW020-Callaghan Building_Ground Floor_G9 _ WC - U - Access (LH) | RW-RW020-01-G9 | RW020-01-G9-WC - U - Access (LH) | Roseworthy | RW | RW020 | Callaghan Building | 01 | Ground Floor | G9 | 99939 | Unusable Spaces | 99939 | Unusable Spaces | 3.11 | WC - U - Access (LH) | 8 | Non Useable Floor Area Space Group | 818 | Non-usable - Toilets/Amenities - Unisex Accessible |  | Unknown | 0.00 | NO
Roseworthy_RW020-Callaghan Building_Roof Plan_R01 _ Roof Plant Platform | RW-RW020-02-R01 | RW020-02-R01-Roof Plant Platform | Roseworthy | RW | RW020 | Callaghan Building | 02 | Roof Plan | R01 | 99939 | Unusable Spaces | 99939 | Unusable Spaces | 126.04 | Roof Plant Platform | 8 | Non Useable Floor Area Space Group | 810 | Non-usable - Mechanical plant room |  | Unknown | 0.00 | NO
Roseworthy_RW021-Callaghan House - Custance_Ground Floor_G1 _ Kitchen / Dining | RW-RW021-GN-G1 | RW021-GN-G1-Kitchen / Dining | Roseworthy | RW | RW021 | Callaghan House - Custance | GN | Ground Floor | G1 | 99963 | Student Accommodation | 99939 | Unusable Spaces | 18.22 | Kitchen / Dining | 6 | General Facility Space Group | 608 | General Facility - Kitchen/Servery/Food Storage |  | Unknown | 0.00 | NO
Roseworthy_RW021-Callaghan House - Custance_Ground Floor_G10 _ Verandah (UCA) | RW-RW021-GN-G10 | RW021-GN-G10-Verandah (UCA) | Roseworthy | RW | RW021 | Callaghan House - Custance | GN | Ground Floor | G10 | 99963 | Student Accommodation | 99939 | Unusable Spaces | 5.93 | Verandah (UCA) | 8 | Non Useable Floor Area Space Group | 839 | Non-usable - Verandah/Balcony |  | Unknown | 0.00 | NO
Roseworthy_RW021-Callaghan House - Custance_Ground Floor_G11 _ WC | RW-RW021-GN-G11 | RW021-GN-G11-WC | Roseworthy | RW | RW021 | Callaghan House - Custance | GN | Ground Floor | G11 | 99963 | Student Accommodation | 99939 | Unusable Spaces | 2 | WC | 8 | Non Useable Floor Area Space Group | 835 | Non-usable - Toilets/Amenities - Other |  | Unknown | 0.00 | NO
Roseworthy_RW021-Callaghan House - Custance_Ground Floor_G12 _ Bathroom | RW-RW021-GN-G12 | RW021-GN-G12-Bathroom | Roseworthy | RW | RW021 | Callaghan House - Custance | GN | Ground Floor | G12 | 99963 | Student Accommodation | 99939 | Unusable Spaces | 5.9 | Bathroom | 7 | Residential Accommodation Space Group | 700 | Residential - Specific type not defined |  | Unknown | 0.00 | NO
Roseworthy_RW021-Callaghan House - Custance_Ground Floor_G13 _ Passage | RW-RW021-GN-G13 | RW021-GN-G13-Passage | Roseworthy | RW | RW021 | Callaghan House - Custance | GN | Ground Floor | G13 | 99963 | Student Accommodation | 99939 | Unusable Spaces | 9.74 | Passage | 8 | Non Useable Floor Area Space Group | 805 | Non-usable - Circulation space |  | Unknown | 0.00 | NO
Roseworthy_RW021-Callaghan House - Custance_Ground Floor_G13A _ Store | RW-RW021-GN-G13A | RW021-GN-G13A-Store | Roseworthy | RW | RW021 | Callaghan House - Custance | GN | Ground Floor | G13A | 99963 | Student Accommodation | 99939 | Unusable Spaces | 0.51 | Store | 4 | Ancillary Area Space Group | 419 | Ancillary Area - Store Room - Generic |  | Unknown | 0.00 | NO
Roseworthy_RW021-Callaghan House - Custance_Ground Floor_G2 _ Lounge | RW-RW021-GN-G2 | RW021-GN-G2-Lounge | Roseworthy | RW | RW021 | Callaghan House - Custance | GN | Ground Floor | G2 | 99963 | Student Accommodation | 99939 | Unusable Spaces | 17.66 | Lounge | 7 | Residential Accommodation Space Group | 700 | Residential - Specific type not defined |  | Unknown | 0.00 | NO
Roseworthy_RW021-Callaghan House - Custance_Ground Floor_G3 _ Verandah (UCA) | RW-RW021-GN-G3 | RW021-GN-G3-Verandah (UCA) | Roseworthy | RW | RW021 | Callaghan House - Custance | GN | Ground Floor | G3 | 99963 | Student Accommodation | 99939 | Unusable Spaces | 8.69 | Verandah (UCA) | 8 | Non Useable Floor Area Space Group | 839 | Non-usable - Verandah/Balcony |  | Unknown | 0.00 | NO
Roseworthy_RW021-Callaghan House - Custance_Ground Floor_G4 _ Bedroom (1) | RW-RW021-GN-G4 | RW021-GN-G4-Bedroom (1) | Roseworthy | RW | RW021 | Callaghan House - Custance | GN | Ground Floor | G4 | 99963 | Student Accommodation | 99939 | Unusable Spaces | 10.13 | Bedroom (1) | 7 | Residential Accommodation Space Group | 700 | Residential - Specific type not defined |  | Unknown | 0.00 | NO
Roseworthy_RW021-Callaghan House - Custance_Ground Floor_G5 _ Bedroom (2) | RW-RW021-GN-G5 | RW021-GN-G5-Bedroom (2) | Roseworthy | RW | RW021 | Callaghan House - Custance | GN | Ground Floor | G5 | 99963 | Student Accommodation | 99939 | Unusable Spaces | 13.03 | Bedroom (2) | 7 | Residential Accommodation Space Group | 700 | Residential - Specific type not defined |  | Unknown | 0.00 | NO
Roseworthy_RW021-Callaghan House - Custance_Ground Floor_G6 _ Bedroom (3) | RW-RW021-GN-G6 | RW021-GN-G6-Bedroom (3) | Roseworthy | RW | RW021 | Callaghan House - Custance | GN | Ground Floor | G6 | 99963 | Student Accommodation | 99939 | Unusable Spaces | 10.2 | Bedroom (3) | 7 | Residential Accommodation Space Group | 700 | Residential - Specific type not defined |  | Unknown | 0.00 | NO
Roseworthy_RW021-Callaghan House - Custance_Ground Floor_G7 _ Bedroom (4) | RW-RW021-GN-G7 | RW021-GN-G7-Bedroom (4) | Roseworthy | RW | RW021 | Callaghan House - Custance | GN | Ground Floor | G7 | 99963 | Student Accommodation | 99939 | Unusable Spaces | 10.2 | Bedroom (4) | 7 | Residential Accommodation Space Group | 700 | Residential - Specific type not defined |  | Unknown | 0.00 | NO
Roseworthy_RW021-Callaghan House - Custance_Ground Floor_G8 _ Bedroom (5) | RW-RW021-GN-G8 | RW021-GN-G8-Bedroom (5) | Roseworthy | RW | RW021 | Callaghan House - Custance | GN | Ground Floor | G8 | 99963 | Student Accommodation | 99939 | Unusable Spaces | 10.2 | Bedroom (5) | 7 | Residential Accommodation Space Group | 700 | Residential - Specific type not defined |  | Unknown | 0.00 | NO
Roseworthy_RW021-Callaghan House - Custance_Ground Floor_G9 _ Ldry | RW-RW021-GN-G9 | RW021-GN-G9-Ldry | Roseworthy | RW | RW021 | Callaghan House - Custance | GN | Ground Floor | G9 | 99963 | Student Accommodation | 99939 | Unusable Spaces | 5.4 | Ldry | 7 | Residential Accommodation Space Group | 700 | Residential - Specific type not defined |  | Unknown | 0.00 | NO
Roseworthy_RW022-Corridor Building_Ground Floor_G00 _ Verandah (UCA) | RW-RW022-01-G00 | RW022-01-G00-Verandah (UCA) | Roseworthy | RW | RW022 | Corridor Building | 01 | Ground Floor | G00 | 99939 | Unusable Spaces | 99939 | Unusable Spaces | 221.23 | Verandah (UCA) | 8 | Non Useable Floor Area Space Group | 839 | Non-usable - Verandah/Balcony |  | Unknown | 0.00 | NO
Roseworthy_RW022-Corridor Building_Ground Floor_G1 _ Office | RW-RW022-01-G1 | RW022-01-G1-Office | Roseworthy | RW | RW022 | Corridor Building | 01 | Ground Floor | G1 | 674 | Student Life & Student Affairs | 671 | Student Experience | 12.89 | Office | 1 | Office Space Group | 101 | Office - Academic Staff |  | Good | 1,471.29 | NO
Roseworthy_RW022-Corridor Building_Ground Floor_G10 _ Office | RW-RW022-01-G10 | RW022-01-G10-Office | Roseworthy | RW | RW022 | Corridor Building | 01 | Ground Floor | G10 | 122 | School of Animal and Veterinary Sciences | 122 | School of Animal and Veterinary Sciences | 9.24 | Office | 1 | Office Space Group | 101 | Office - Academic Staff |  | Good | 1,054.67 | NO
Roseworthy_RW022-Corridor Building_Ground Floor_G11 _ Office | RW-RW022-01-G11 | RW022-01-G11-Office | Roseworthy | RW | RW022 | Corridor Building | 01 | Ground Floor | G11 | 122 | School of Animal and Veterinary Sciences | 122 | School of Animal and Veterinary Sciences | 9.24 | Office | 1 | Office Space Group | 101 | Office - Academic Staff |  | Good | 1,054.67 | NO
Roseworthy_RW022-Corridor Building_Ground Floor_G12 _ Office | RW-RW022-01-G12 | RW022-01-G12-Office | Roseworthy | RW | RW022 | Corridor Building | 01 | Ground Floor | G12 | 122 | School of Animal and Veterinary Sciences | 122 | School of Animal and Veterinary Sciences | 9.24 | Office | 1 | Office Space Group | 101 | Office - Academic Staff |  | Good | 1,054.67 | NO
Roseworthy_RW022-Corridor Building_Ground Floor_G13 _ Kitchen | RW-RW022-01-G13 | RW022-01-G13-Kitchen | Roseworthy | RW | RW022 | Corridor Building | 01 | Ground Floor | G13 | 122 | School of Animal and Veterinary Sciences | 122 | School of Animal and Veterinary Sciences | 9.24 | Kitchen | 6 | General Facility Space Group | 608 | General Facility - Kitchen/Servery/Food Storage |  | Good | 1,181.23 | NO
Roseworthy_RW022-Corridor Building_Ground Floor_G14.15 _ Breakout Room | RW-RW022-01-G14.15 | RW022-01-G14.15-Breakout Room | Roseworthy | RW | RW022 | Corridor Building | 01 | Ground Floor | G14.15 | 122 | School of Animal and Veterinary Sciences | 122 | School of Animal and Veterinary Sciences | 18.77 | Breakout Room | 6 | General Facility Space Group | 604 | General Facility - Common Room General Access |  | Good | 2,399.54 | NO
Roseworthy_RW022-Corridor Building_Ground Floor_G16 _ Office | RW-RW022-01-G16 | RW022-01-G16-Office | Roseworthy | RW | RW022 | Corridor Building | 01 | Ground Floor | G16 | 122 | School of Animal and Veterinary Sciences | 122 | School of Animal and Veterinary Sciences | 9.24 | Office | 1 | Office Space Group | 101 | Office - Academic Staff |  | Good | 1,054.67 | NO
Roseworthy_RW022-Corridor Building_Ground Floor_G17 _ Office | RW-RW022-01-G17 | RW022-01-G17-Office | Roseworthy | RW | RW022 | Corridor Building | 01 | Ground Floor | G17 | 122 | School of Animal and Veterinary Sciences | 122 | School of Animal and Veterinary Sciences | 9.24 | Office | 1 | Office Space Group | 101 | Office - Academic Staff |  | Good | 1,054.67 | NO
Roseworthy_RW022-Corridor Building_Ground Floor_G18 _ Office | RW-RW022-01-G18 | RW022-01-G18-Office | Roseworthy | RW | RW022 | Corridor Building | 01 | Ground Floor | G18 | 122 | School of Animal and Veterinary Sciences | 122 | School of Animal and Veterinary Sciences | 9.24 | Office | 1 | Office Space Group | 101 | Office - Academic Staff |  | Good | 1,054.67 | NO
Roseworthy_RW022-Corridor Building_Ground Floor_G19 _ Office | RW-RW022-01-G19 | RW022-01-G19-Office | Roseworthy | RW | RW022 | Corridor Building | 01 | Ground Floor | G19 | 122 | School of Animal and Veterinary Sciences | 122 | School of Animal and Veterinary Sciences | 9.24 | Office | 1 | Office Space Group | 101 | Office - Academic Staff |  | Good | 1,054.67 | NO
Roseworthy_RW022-Corridor Building_Ground Floor_G2 _ Office | RW-RW022-01-G2 | RW022-01-G2-Office | Roseworthy | RW | RW022 | Corridor Building | 01 | Ground Floor | G2 | 122 | School of Animal and Veterinary Sciences | 122 | School of Animal and Veterinary Sciences | 9.24 | Office | 1 | Office Space Group | 101 | Office - Academic Staff |  | Good | 1,054.67 | NO
Roseworthy_RW022-Corridor Building_Ground Floor_G20 _ Office | RW-RW022-01-G20 | RW022-01-G20-Office | Roseworthy | RW | RW022 | Corridor Building | 01 | Ground Floor | G20 | 122 | School of Animal and Veterinary Sciences | 122 | School of Animal and Veterinary Sciences | 9.24 | Office | 1 | Office Space Group | 101 | Office - Academic Staff |  | Good | 1,054.67 | NO
Roseworthy_RW022-Corridor Building_Ground Floor_G21 _ Office | RW-RW022-01-G21 | RW022-01-G21-Office | Roseworthy | RW | RW022 | Corridor Building | 01 | Ground Floor | G21 | 122 | School of Animal and Veterinary Sciences | 122 | School of Animal and Veterinary Sciences | 9.24 | Office | 1 | Office Space Group | 101 | Office - Academic Staff |  | Good | 1,054.67 | NO
Roseworthy_RW022-Corridor Building_Ground Floor_G22 _ Office | RW-RW022-01-G22 | RW022-01-G22-Office | Roseworthy | RW | RW022 | Corridor Building | 01 | Ground Floor | G22 | 122 | School of Animal and Veterinary Sciences | 122 | School of Animal and Veterinary Sciences | 9.24 | Office | 1 | Office Space Group | 101 | Office - Academic Staff |  | Good | 1,054.67 | NO
Roseworthy_RW022-Corridor Building_Ground Floor_G23 _ Office | RW-RW022-01-G23 | RW022-01-G23-Office | Roseworthy | RW | RW022 | Corridor Building | 01 | Ground Floor | G23 | 122 | School of Animal and Veterinary Sciences | 122 | School of Animal and Veterinary Sciences | 9.24 | Office | 1 | Office Space Group | 101 | Office - Academic Staff |  | Good | 1,054.67 | NO
Roseworthy_RW022-Corridor Building_Ground Floor_G24 _ Office | RW-RW022-01-G24 | RW022-01-G24-Office | Roseworthy | RW | RW022 | Corridor Building | 01 | Ground Floor | G24 | 122 | School of Animal and Veterinary Sciences | 122 | School of Animal and Veterinary Sciences | 9.24 | Office | 1 | Office Space Group | 101 | Office - Academic Staff |  | Good | 1,054.67 | NO
Roseworthy_RW022-Corridor Building_Ground Floor_G25.26 _ Utility | RW-RW022-01-G25.26 | RW022-01-G25.26-Utility | Roseworthy | RW | RW022 | Corridor Building | 01 | Ground Floor | G25.26 | 122 | School of Animal and Veterinary Sciences | 122 | School of Animal and Veterinary Sciences | 22.42 | Utility | 6 | General Facility Space Group | 603 | General Facility - Resource room |  | Good | 2,866.15 | NO
Roseworthy_RW022-Corridor Building_Ground Floor_G27 _ Corr. | RW-RW022-01-G27 | RW022-01-G27-Corr. | Roseworthy | RW | RW022 | Corridor Building | 01 | Ground Floor | G27 | 99939 | Unusable Spaces | 99939 | Unusable Spaces | 64.69 | Corr. | 8 | Non Useable Floor Area Space Group | 805 | Non-usable - Circulation space |  | Unknown | 0.00 | NO
Roseworthy_RW022-Corridor Building_Ground Floor_G3 _ Office | RW-RW022-01-G3 | RW022-01-G3-Office | Roseworthy | RW | RW022 | Corridor Building | 01 | Ground Floor | G3 | 122 | School of Animal and Veterinary Sciences | 122 | School of Animal and Veterinary Sciences | 9.24 | Office | 1 | Office Space Group | 101 | Office - Academic Staff |  | Good | 1,054.67 | NO
Roseworthy_RW022-Corridor Building_Ground Floor_G4 _ Office | RW-RW022-01-G4 | RW022-01-G4-Office | Roseworthy | RW | RW022 | Corridor Building | 01 | Ground Floor | G4 | 122 | School of Animal and Veterinary Sciences | 122 | School of Animal and Veterinary Sciences | 9.24 | Office | 1 | Office Space Group | 101 | Office - Academic Staff |  | Good | 1,054.67 | NO
Roseworthy_RW022-Corridor Building_Ground Floor_G5 _ Office | RW-RW022-01-G5 | RW022-01-G5-Office | Roseworthy | RW | RW022 | Corridor Building | 01 | Ground Floor | G5 | 122 | School of Animal and Veterinary Sciences | 122 | School of Animal and Veterinary Sciences | 9.24 | Office | 1 | Office Space Group | 101 | Office - Academic Staff |  | Good | 1,054.67 | NO
Roseworthy_RW022-Corridor Building_Ground Floor_G6 _ Office | RW-RW022-01-G6 | RW022-01-G6-Office | Roseworthy | RW | RW022 | Corridor Building | 01 | Ground Floor | G6 | 122 | School of Animal and Veterinary Sciences | 122 | School of Animal and Veterinary Sciences | 9.24 | Office | 1 | Office Space Group | 101 | Office - Academic Staff |  | Good | 1,054.67 | NO
Roseworthy_RW022-Corridor Building_Ground Floor_G7 _ Office | RW-RW022-01-G7 | RW022-01-G7-Office | Roseworthy | RW | RW022 | Corridor Building | 01 | Ground Floor | G7 | 122 | School of Animal and Veterinary Sciences | 122 | School of Animal and Veterinary Sciences | 9.24 | Office | 1 | Office Space Group | 101 | Office - Academic Staff |  | Good | 1,054.67 | NO
Roseworthy_RW022-Corridor Building_Ground Floor_G8 _ Office | RW-RW022-01-G8 | RW022-01-G8-Office | Roseworthy | RW | RW022 | Corridor Building | 01 | Ground Floor | G8 | 122 | School of Animal and Veterinary Sciences | 122 | School of Animal and Veterinary Sciences | 9.24 | Office | 1 | Office Space Group | 101 | Office - Academic Staff |  | Good | 1,054.67 | NO
Roseworthy_RW022-Corridor Building_Ground Floor_G9 _ Office | RW-RW022-01-G9 | RW022-01-G9-Office | Roseworthy | RW | RW022 | Corridor Building | 01 | Ground Floor | G9 | 122 | School of Animal and Veterinary Sciences | 122 | School of Animal and Veterinary Sciences | 9.24 | Office | 1 | Office Space Group | 101 | Office - Academic Staff |  | Good | 1,054.67 | NO
Roseworthy_RW023-Callaghan Store_Ground Floor_G1 _ Store | RW-RW023-GN-G1 | RW023-GN-G1-Store | Roseworthy | RW | RW023 | Callaghan Store | GN | Ground Floor | G1 | 122 | School of Animal and Veterinary Sciences | 122 | School of Animal and Veterinary Sciences | 12.87 | Store | 4 | Ancillary Area Space Group | 419 | Ancillary Area - Store Room - Generic |  | Good | 1,292.72 | NO
Roseworthy_RW023-Callaghan Store_Ground Floor_G2 _ Store | RW-RW023-GN-G2 | RW023-GN-G2-Store | Roseworthy | RW | RW023 | Callaghan Store | GN | Ground Floor | G2 | 122 | School of Animal and Veterinary Sciences | 122 | School of Animal and Veterinary Sciences | 29.74 | Store | 4 | Ancillary Area Space Group | 419 | Ancillary Area - Store Room - Generic |  | Good | 2,987.23 | NO
Roseworthy_RW023-Callaghan Store_Ground Floor_G3 _ Store | RW-RW023-GN-G3 | RW023-GN-G3-Store | Roseworthy | RW | RW023 | Callaghan Store | GN | Ground Floor | G3 | 122 | School of Animal and Veterinary Sciences | 122 | School of Animal and Veterinary Sciences | 38.63 | Store | 4 | Ancillary Area Space Group | 419 | Ancillary Area - Store Room - Generic |  | Good | 3,880.18 | NO
Roseworthy_RW024-Chewings BBQ_Ground Floor_G1 _ "Chewings BBQ" | RW-RW024-GN-G1 | RW024-GN-G1-"Chewings BBQ" | Roseworthy | RW | RW024 | Chewings BBQ | GN | Ground Floor | G1 | 859 | Infrastructure Office | 859 | Infrastructure | 16.17 | "Chewings BBQ" | 8 | Non Useable Floor Area Space Group | 817 | Non-usable - Tea room - external |  | Unknown | 0.00 | NO
Roseworthy_RW025-Chewings Gazebo_Ground Floor_G1 _ "Chewings Gazebo" (UCA) | RW-RW025-GN-G1 | RW025-GN-G1-"Chewings Gazebo" (UCA) | Roseworthy | RW | RW025 | Chewings Gazebo | GN | Ground Floor | G1 | 859 | Infrastructure Office | 859 | Infrastructure | 29.12 | "Chewings Gazebo" (UCA) | 8 | Non Useable Floor Area Space Group | 839 | Non-usable - Verandah/Balcony |  | Unknown | 0.00 | NO
Roseworthy_RW026-Chapel_Ground Floor_G1 _ Chapel | RW-RW026-01-G1 | RW026-01-G1-Chapel | Roseworthy | RW | RW026 | Chapel | 01 | Ground Floor | G1 | 99949 | Religious spaces (not AUU) | 952 | Corporate Services Division Admin | 45.32 | Chapel | 6 | General Facility Space Group | 613 | General Facility - Assembly Hall/Auditorium |  | Adequate | 4,634.93 | NO
Roseworthy_RW026-Chapel_Ground Floor_G1A _ Chapel | RW-RW026-01-G1A | RW026-01-G1A-Chapel | Roseworthy | RW | RW026 | Chapel | 01 | Ground Floor | G1A | 99949 | Religious spaces (not AUU) | 952 | Corporate Services Division Admin | 13.54 | Chapel | 6 | General Facility Space Group | 613 | General Facility - Assembly Hall/Auditorium |  | Adequate | 1,384.75 | NO
Roseworthy_RW026-Chapel_Ground Floor_G1B _ Chapel | RW-RW026-01-G1B | RW026-01-G1B-Chapel | Roseworthy | RW | RW026 | Chapel | 01 | Ground Floor | G1B | 99949 | Religious spaces (not AUU) | 952 | Corporate Services Division Admin | 37.82 | Chapel | 6 | General Facility Space Group | 613 | General Facility - Assembly Hall/Auditorium |  | Adequate | 3,867.89 | NO
Roseworthy_RW026-Chapel_Ground Floor_G1C _ Chapel | RW-RW026-01-G1C | RW026-01-G1C-Chapel | Roseworthy | RW | RW026 | Chapel | 01 | Ground Floor | G1C | 99949 | Religious spaces (not AUU) | 952 | Corporate Services Division Admin | 37.8 | Chapel | 6 | General Facility Space Group | 613 | General Facility - Assembly Hall/Auditorium |  | Adequate | 3,865.85 | NO
Roseworthy_RW026-Chapel_Ground Floor_G1D _ Chapel | RW-RW026-01-G1D | RW026-01-G1D-Chapel | Roseworthy | RW | RW026 | Chapel | 01 | Ground Floor | G1D | 99949 | Religious spaces (not AUU) | 952 | Corporate Services Division Admin | 13.54 | Chapel | 6 | General Facility Space Group | 613 | General Facility - Assembly Hall/Auditorium |  | Adequate | 1,384.75 | NO
Roseworthy_RW026-Chapel_Ground Floor_G2 _ Lobby - South | RW-RW026-01-G2 | RW026-01-G2-Lobby - South | Roseworthy | RW | RW026 | Chapel | 01 | Ground Floor | G2 | 99949 | Religious spaces (not AUU) | 952 | Corporate Services Division Admin | 8.11 | Lobby - South | 8 | Non Useable Floor Area Space Group | 805 | Non-usable - Circulation space |  | Adequate | 0.00 | NO
Roseworthy_RW026-Chapel_Ground Floor_G3 _ Lobby - North | RW-RW026-01-G3 | RW026-01-G3-Lobby - North | Roseworthy | RW | RW026 | Chapel | 01 | Ground Floor | G3 | 99949 | Religious spaces (not AUU) | 952 | Corporate Services Division Admin | 7.94 | Lobby - North | 8 | Non Useable Floor Area Space Group | 805 | Non-usable - Circulation space |  | Adequate | 0.00 | NO
Roseworthy_RW027-Child Care Centre_Ground Floor_G0 _ Verandah (UCA) | RW-RW027-GN-G0 | RW027-GN-G0-Verandah (UCA) | Roseworthy | RW | RW027 | Child Care Centre | GN | Ground Floor | G0 | 99939 | Unusable Spaces | 99939 | Unusable Spaces | 37.81 | Verandah (UCA) | 8 | Non Useable Floor Area Space Group | 839 | Non-usable - Verandah/Balcony |  | Unknown | 0.00 | NO
Roseworthy_RW027-Child Care Centre_Ground Floor_G1 _ Corr. | RW-RW027-GN-G1 | RW027-GN-G1-Corr. | Roseworthy | RW | RW027 | Child Care Centre | GN | Ground Floor | G1 | 99939 | Unusable Spaces | 99939 | Unusable Spaces | 24.87 | Corr. | 8 | Non Useable Floor Area Space Group | 805 | Non-usable - Circulation space |  | Unknown | 0.00 | NO
Roseworthy_RW027-Child Care Centre_Ground Floor_G10 _ WC | RW-RW027-GN-G10 | RW027-GN-G10-WC | Roseworthy | RW | RW027 | Child Care Centre | GN | Ground Floor | G10 | 99939 | Unusable Spaces | 99939 | Unusable Spaces | 8 | WC | 8 | Non Useable Floor Area Space Group | 835 | Non-usable - Toilets/Amenities - Other |  | Unknown | 0.00 | NO
Roseworthy_RW027-Child Care Centre_Ground Floor_G10A _ WC | RW-RW027-GN-G10A | RW027-GN-G10A-WC | Roseworthy | RW | RW027 | Child Care Centre | GN | Ground Floor | G10A | 99939 | Unusable Spaces | 99939 | Unusable Spaces | 1.6 | WC | 8 | Non Useable Floor Area Space Group | 835 | Non-usable - Toilets/Amenities - Other |  | Unknown | 0.00 | NO
Roseworthy_RW027-Child Care Centre_Ground Floor_G10B _ WC | RW-RW027-GN-G10B | RW027-GN-G10B-WC | Roseworthy | RW | RW027 | Child Care Centre | GN | Ground Floor | G10B | 99939 | Unusable Spaces | 99939 | Unusable Spaces | 1.44 | WC | 8 | Non Useable Floor Area Space Group | 835 | Non-usable - Toilets/Amenities - Other |  | Unknown | 0.00 | NO
Roseworthy_RW027-Child Care Centre_Ground Floor_G11 _ Corr. | RW-RW027-GN-G11 | RW027-GN-G11-Corr. | Roseworthy | RW | RW027 | Child Care Centre | GN | Ground Floor | G11 | 99939 | Unusable Spaces | 99939 | Unusable Spaces | 5.59 | Corr. | 8 | Non Useable Floor Area Space Group | 805 | Non-usable - Circulation space |  | Unknown | 0.00 | NO
Roseworthy_RW027-Child Care Centre_Ground Floor_G12 _ Ldry | RW-RW027-GN-G12 | RW027-GN-G12-Ldry | Roseworthy | RW | RW027 | Child Care Centre | GN | Ground Floor | G12 | 99996 | Vacant | 859 | Infrastructure | 6.75 | Ldry | 6 | General Facility Space Group | 624 | General Facility - Laundry |  | Adequate | 690.33 | NO
Roseworthy_RW027-Child Care Centre_Ground Floor_G13 _ Store | RW-RW027-GN-G13 | RW027-GN-G13-Store | Roseworthy | RW | RW027 | Child Care Centre | GN | Ground Floor | G13 | 99996 | Vacant | 859 | Infrastructure | 3.63 | Store | 4 | Ancillary Area Space Group | 419 | Ancillary Area - Store Room - Generic |  | Adequate | 291.69 | NO
Roseworthy_RW027-Child Care Centre_Ground Floor_G14 _ Kitchen | RW-RW027-GN-G14 | RW027-GN-G14-Kitchen | Roseworthy | RW | RW027 | Child Care Centre | GN | Ground Floor | G14 | 99996 | Vacant | 859 | Infrastructure | 13.81 | Kitchen | 6 | General Facility Space Group | 608 | General Facility - Kitchen/Servery/Food Storage |  | Adequate | 1,412.36 | NO
Roseworthy_RW027-Child Care Centre_Ground Floor_G15 _ Staff Room | RW-RW027-GN-G15 | RW027-GN-G15-Staff Room | Roseworthy | RW | RW027 | Child Care Centre | GN | Ground Floor | G15 | 99996 | Vacant | 859 | Infrastructure | 16.5 | Staff Room | 6 | General Facility Space Group | 608 | General Facility - Kitchen/Servery/Food Storage |  | Adequate | 1,687.47 | NO
Roseworthy_RW027-Child Care Centre_Ground Floor_G16 _ Office | RW-RW027-GN-G16 | RW027-GN-G16-Office | Roseworthy | RW | RW027 | Child Care Centre | GN | Ground Floor | G16 | 99996 | Vacant | 859 | Infrastructure | 13.2 | Office | 1 | Office Space Group | 108 | Office - Professional/General Staff |  | Adequate | 1,205.34 | NO
Roseworthy_RW027-Child Care Centre_Ground Floor_G17 _ Staff Planning | RW-RW027-GN-G17 | RW027-GN-G17-Staff Planning | Roseworthy | RW | RW027 | Child Care Centre | GN | Ground Floor | G17 | 99996 | Vacant | 859 | Infrastructure | 11.84 | Staff Planning | 1 | Office Space Group | 108 | Office - Professional/General Staff |  | Adequate | 1,081.15 | NO
Roseworthy_RW027-Child Care Centre_Ground Floor_G2 _ Activities | RW-RW027-GN-G2 | RW027-GN-G2-Activities | Roseworthy | RW | RW027 | Child Care Centre | GN | Ground Floor | G2 | 99996 | Vacant | 859 | Infrastructure | 15.3 | Activities | 1 | Office Space Group | 108 | Office - Professional/General Staff |  | Adequate | 1,397.10 | NO
Roseworthy_RW027-Child Care Centre_Ground Floor_G3 _ General Activities | RW-RW027-GN-G3 | RW027-GN-G3-General Activities | Roseworthy | RW | RW027 | Child Care Centre | GN | Ground Floor | G3 | 99996 | Vacant | 859 | Infrastructure | 36.85 | General Activities | 1 | Office Space Group | 108 | Office - Professional/General Staff |  | Adequate | 3,364.90 | NO
Roseworthy_RW027-Child Care Centre_Ground Floor_G4 _ Sleep | RW-RW027-GN-G4 | RW027-GN-G4-Sleep | Roseworthy | RW | RW027 | Child Care Centre | GN | Ground Floor | G4 | 99996 | Vacant | 859 | Infrastructure | 15.54 | Sleep | 1 | Office Space Group | 108 | Office - Professional/General Staff |  | Adequate | 1,419.01 | NO
Roseworthy_RW027-Child Care Centre_Ground Floor_G5 _ Sleep | RW-RW027-GN-G5 | RW027-GN-G5-Sleep | Roseworthy | RW | RW027 | Child Care Centre | GN | Ground Floor | G5 | 99996 | Vacant | 859 | Infrastructure | 11.1 | Sleep | 1 | Office Space Group | 108 | Office - Professional/General Staff |  | Adequate | 1,013.58 | NO
Roseworthy_RW027-Child Care Centre_Ground Floor_G6 _ Sleep And Play | RW-RW027-GN-G6 | RW027-GN-G6-Sleep And Play | Roseworthy | RW | RW027 | Child Care Centre | GN | Ground Floor | G6 | 99996 | Vacant | 859 | Infrastructure | 21.17 | Sleep And Play | 1 | Office Space Group | 108 | Office - Professional/General Staff |  | Adequate | 1,933.11 | NO
Roseworthy_RW027-Child Care Centre_Ground Floor_G7 _ Nappy Change | RW-RW027-GN-G7 | RW027-GN-G7-Nappy Change | Roseworthy | RW | RW027 | Child Care Centre | GN | Ground Floor | G7 | 99996 | Vacant | 859 | Infrastructure | 2.71 | Nappy Change | 8 | Non Useable Floor Area Space Group | 835 | Non-usable - Toilets/Amenities - Other |  | Adequate | 0.00 | NO
Roseworthy_RW027-Child Care Centre_Ground Floor_G8 _ Store | RW-RW027-GN-G8 | RW027-GN-G8-Store | Roseworthy | RW | RW027 | Child Care Centre | GN | Ground Floor | G8 | 99996 | Vacant | 859 | Infrastructure | 11.34 | Store | 4 | Ancillary Area Space Group | 419 | Ancillary Area - Store Room - Generic |  | Adequate | 911.24 | NO
Roseworthy_RW027-Child Care Centre_Ground Floor_G9 _ WC | RW-RW027-GN-G9 | RW027-GN-G9-WC | Roseworthy | RW | RW027 | Child Care Centre | GN | Ground Floor | G9 | 99939 | Unusable Spaces | 99939 | Unusable Spaces | 2.54 | WC | 8 | Non Useable Floor Area Space Group | 835 | Non-usable - Toilets/Amenities - Other |  | Unknown | 0.00 | NO
Roseworthy_RW028-Cattle Yard Shelter 1_Ground Floor_G1 _ Cattle Shelter | RW-RW028-GN-G1 | RW028-GN-G1-Cattle Shelter | Roseworthy | RW | RW028 | Cattle Yard Shelter 1 | GN | Ground Floor | G1 | 99984 | Commercial - Martindale Holdings Pty Ltd | 859 | Infrastructure | 8.02 | Cattle Shelter | 4 | Ancillary Area Space Group | 404 | Ancillary Area - Animal Holding |  | Adequate | 644.45 | NO
Roseworthy_RW028-Cattle Yard Shelter 1_Ground Floor_G2 _ Cattle Shelter | RW-RW028-GN-G2 | RW028-GN-G2-Cattle Shelter | Roseworthy | RW | RW028 | Cattle Yard Shelter 1 | GN | Ground Floor | G2 | 99984 | Commercial - Martindale Holdings Pty Ltd | 859 | Infrastructure | 8.02 | Cattle Shelter | 4 | Ancillary Area Space Group | 404 | Ancillary Area - Animal Holding |  | Adequate | 644.45 | NO
Roseworthy_RW029-Cattle Yard Shelter 2_Ground Floor_G1 _ Cattle Shelter | RW-RW029-GN-G1 | RW029-GN-G1-Cattle Shelter | Roseworthy | RW | RW029 | Cattle Yard Shelter 2 | GN | Ground Floor | G1 | 99984 | Commercial - Martindale Holdings Pty Ltd | 859 | Infrastructure | 11.21 | Cattle Shelter | 4 | Ancillary Area Space Group | 404 | Ancillary Area - Animal Holding |  | Adequate | 900.79 | NO
Roseworthy_RW029-Cattle Yard Shelter 2_Ground Floor_G2 _ Cattle Shelter | RW-RW029-GN-G2 | RW029-GN-G2-Cattle Shelter | Roseworthy | RW | RW029 | Cattle Yard Shelter 2 | GN | Ground Floor | G2 | 99984 | Commercial - Martindale Holdings Pty Ltd | 859 | Infrastructure | 11.21 | Cattle Shelter | 4 | Ancillary Area Space Group | 404 | Ancillary Area - Animal Holding |  | Adequate | 900.79 | NO
Roseworthy_RW030-Large Animal Teaching Facility_Ground Floor_G1 _ Milking Area | RW-RW030-01-G1 | RW030-01-G1-Milking Area | Roseworthy | RW | RW030 | Large Animal Teaching Facility | 01 | Ground Floor | G1 | 99984 | Commercial - Martindale Holdings Pty Ltd | 859 | Infrastructure | 16 | Milking Area | 6 | General Facility Space Group | 600 | General Facility - Specific type not defined |  | Barely Adequate | 1,570.88 | NO
Roseworthy_RW030-Large Animal Teaching Facility_Ground Floor_G2 _ Equipment Room | RW-RW030-01-G2 | RW030-01-G2-Equipment Room | Roseworthy | RW | RW030 | Large Animal Teaching Facility | 01 | Ground Floor | G2 | 99984 | Commercial - Martindale Holdings Pty Ltd | 859 | Infrastructure | 31.92 | Equipment Room | 4 | Ancillary Area Space Group | 401 | Ancillary Area - Laboratory Service and Preparation |  | Barely Adequate | 2,462.36 | NO
Roseworthy_RW030-Large Animal Teaching Facility_Ground Floor_G2D _ Stair | RW-RW030-01-G2D | RW030-01-G2D-Stair | Roseworthy | RW | RW030 | Large Animal Teaching Facility | 01 | Ground Floor | G2D | 99939 | Unusable Spaces | 99939 | Unusable Spaces | 1.98 | Stair | 8 | Non Useable Floor Area Space Group | 805 | Non-usable - Circulation space |  | Unknown | 0.00 | NO
Roseworthy_RW030-Large Animal Teaching Facility_Ground Floor_G3 _ Office | RW-RW030-01-G3 | RW030-01-G3-Office | Roseworthy | RW | RW030 | Large Animal Teaching Facility | 01 | Ground Floor | G3 | 99984 | Commercial - Martindale Holdings Pty Ltd | 859 | Infrastructure | 18.88 | Office | 1 | Office Space Group | 100 | Office - Specific type not defined |  | Barely Adequate | 1,655.04 | NO
Roseworthy_RW030-Large Animal Teaching Facility_Ground Floor_G4 _ Milking space [PC2-Cert] | RW-RW030-01-G4 | RW030-01-G4-Milking space [PC2-Cert] | Roseworthy | RW | RW030 | Large Animal Teaching Facility | 01 | Ground Floor | G4 | 99984 | Commercial - Martindale Holdings Pty Ltd | 859 | Infrastructure | 212.79 | Milking space [PC2-Cert] | 6 | General Facility Space Group | 600 | General Facility - Specific type not defined | RATED - PC2 | Barely Adequate | 20,891.77 | NO
Roseworthy_RW030-Large Animal Teaching Facility_Ground Floor_G4A _ Milking Pit | RW-RW030-01-G4A | RW030-01-G4A-Milking Pit | Roseworthy | RW | RW030 | Large Animal Teaching Facility | 01 | Ground Floor | G4A | 99984 | Commercial - Martindale Holdings Pty Ltd | 859 | Infrastructure | 20.33 | Milking Pit | 6 | General Facility Space Group | 600 | General Facility - Specific type not defined |  | Barely Adequate | 1,996.00 | NO
Roseworthy_RW030-Large Animal Teaching Facility_Ground Floor_G4B _ Stair | RW-RW030-01-G4B | RW030-01-G4B-Stair | Roseworthy | RW | RW030 | Large Animal Teaching Facility | 01 | Ground Floor | G4B | 99939 | Unusable Spaces | 99939 | Unusable Spaces | 2.75 | Stair | 8 | Non Useable Floor Area Space Group | 805 | Non-usable - Circulation space |  | Unknown | 0.00 | NO
Roseworthy_RW030-Large Animal Teaching Facility_Ground Floor_G5 _ Covered Outdoor Area (UCA) | RW-RW030-01-G5 | RW030-01-G5-Covered Outdoor Area (UCA) | Roseworthy | RW | RW030 | Large Animal Teaching Facility | 01 | Ground Floor | G5 | 99939 | Unusable Spaces | 99939 | Unusable Spaces | 23.04 | Covered Outdoor Area (UCA) | 8 | Non Useable Floor Area Space Group | 839 | Non-usable - Verandah/Balcony |  | Good | 0.00 | NO
Roseworthy_RW030-Large Animal Teaching Facility_First Floor_101 _ Office | RW-RW030-02-101 | RW030-02-101-Office | Roseworthy | RW | RW030 | Large Animal Teaching Facility | 02 | First Floor | 101 | 99984 | Commercial - Martindale Holdings Pty Ltd | 859 | Infrastructure | 18.06 | Office | 1 | Office Space Group | 100 | Office - Specific type not defined |  | Barely Adequate | 1,583.16 | NO
Roseworthy_RW030-Large Animal Teaching Facility_First Floor_102 _ Viewing Area | RW-RW030-02-102 | RW030-02-102-Viewing Area | Roseworthy | RW | RW030 | Large Animal Teaching Facility | 02 | First Floor | 102 | 99984 | Commercial - Martindale Holdings Pty Ltd | 859 | Infrastructure | 33.76 | Viewing Area | 6 | General Facility Space Group | 600 | General Facility - Specific type not defined |  | Barely Adequate | 3,314.56 | NO
Roseworthy_RW030-Large Animal Teaching Facility_First Floor_102D _ Stair | RW-RW030-02-102D | RW030-02-102D-Stair | Roseworthy | RW | RW030 | Large Animal Teaching Facility | 02 | First Floor | 102D | 99939 | Unusable Spaces | 99939 | Unusable Spaces | 4.4 | Stair | 8 | Non Useable Floor Area Space Group | 805 | Non-usable - Circulation space |  | Unknown | 0.00 | NO
Roseworthy_RW030-Large Animal Teaching Facility_First Floor_103 _ Office | RW-RW030-02-103 | RW030-02-103-Office | Roseworthy | RW | RW030 | Large Animal Teaching Facility | 02 | First Floor | 103 | 99984 | Commercial - Martindale Holdings Pty Ltd | 859 | Infrastructure | 20.79 | Office | 1 | Office Space Group | 100 | Office - Specific type not defined |  | Barely Adequate | 1,822.47 | NO
Roseworthy_RW032-Eastick Building_Ground Floor_G1 _ Video Conference Room | RW-RW032-01-G1 | RW032-01-G1-Video Conference Room | Roseworthy | RW | RW032 | Eastick Building | 01 | Ground Floor | G1 | 99998 | Central Common Teaching Areas (In Use) | 952 | Corporate Services Division Admin | 53.19 | Video Conference Room | 6 | General Facility Space Group | 601 | General Facility - Committee/Conference/Meeting room |  | Good | 6,799.75 | NO
Roseworthy_RW032-Eastick Building_Ground Floor_G10 _ Meeting | RW-RW032-01-G10 | RW032-01-G10-Meeting | Roseworthy | RW | RW032 | Eastick Building | 01 | Ground Floor | G10 | 99951 | Hub and study spaces (ex-VPSR) | 952 | Corporate Services Division Admin | 12.45 | Meeting | 2 | Teaching Space Group | 217 | Collaborative Teaching Space |  | Good | 1,733.70 | NO
Roseworthy_RW032-Eastick Building_Ground Floor_G10A _ Meeting | RW-RW032-01-G10A | RW032-01-G10A-Meeting | Roseworthy | RW | RW032 | Eastick Building | 01 | Ground Floor | G10A | 99951 | Hub and study spaces (ex-VPSR) | 952 | Corporate Services Division Admin | 12.04 | Meeting | 2 | Teaching Space Group | 217 | Collaborative Teaching Space |  | Good | 1,676.61 | NO
Roseworthy_RW032-Eastick Building_Ground Floor_G11 _ Computer Laboratory | RW-RW032-01-G11 | RW032-01-G11-Computer Laboratory | Roseworthy | RW | RW032 | Eastick Building | 01 | Ground Floor | G11 | 99951 | Hub and study spaces (ex-VPSR) | 952 | Corporate Services Division Admin | 46.76 | Computer Laboratory | 3 | Specialist Teaching or Research Space Group | 310 | Laboratory - Computing - Open Access |  | Good | 7,098.57 | NO
Roseworthy_RW032-Eastick Building_Ground Floor_G12 _ Office - General | RW-RW032-01-G12 | RW032-01-G12-Office - General | Roseworthy | RW | RW032 | Eastick Building | 01 | Ground Floor | G12 | 733 | University Library | 733 | University Library | 118.82 | Office - General | 1 | Office Space Group | 108 | Office - Professional/General Staff |  | Good | 13,562.33 | NO
Roseworthy_RW032-Eastick Building_Ground Floor_G13 _ Meeting | RW-RW032-01-G13 | RW032-01-G13-Meeting | Roseworthy | RW | RW032 | Eastick Building | 01 | Ground Floor | G13 | 733 | University Library | 733 | University Library | 14.61 | Meeting | 6 | General Facility Space Group | 601 | General Facility - Committee/Conference/Meeting room |  | Good | 1,867.73 | NO
Roseworthy_RW032-Eastick Building_Ground Floor_G14 _ Office | RW-RW032-01-G14 | RW032-01-G14-Office | Roseworthy | RW | RW032 | Eastick Building | 01 | Ground Floor | G14 | 733 | University Library | 733 | University Library | 19.12 | Office | 1 | Office Space Group | 108 | Office - Professional/General Staff |  | Good | 2,182.39 | NO
Roseworthy_RW032-Eastick Building_Ground Floor_G15 _ Cleaners | RW-RW032-01-G15 | RW032-01-G15-Cleaners | Roseworthy | RW | RW032 | Eastick Building | 01 | Ground Floor | G15 | 99939 | Unusable Spaces | 99939 | Unusable Spaces | 2.19 | Cleaners | 8 | Non Useable Floor Area Space Group | 806 | Non-usable - Cleaners room |  | Unknown | 0.00 | NO
Roseworthy_RW032-Eastick Building_Ground Floor_G16 _ Corr. | RW-RW032-01-G16 | RW032-01-G16-Corr. | Roseworthy | RW | RW032 | Eastick Building | 01 | Ground Floor | G16 | 99939 | Unusable Spaces | 99939 | Unusable Spaces | 3.27 | Corr. | 8 | Non Useable Floor Area Space Group | 805 | Non-usable - Circulation space |  | Unknown | 0.00 | NO
Roseworthy_RW032-Eastick Building_Ground Floor_G17 _ WC | RW-RW032-01-G17 | RW032-01-G17-WC | Roseworthy | RW | RW032 | Eastick Building | 01 | Ground Floor | G17 | 99939 | Unusable Spaces | 99939 | Unusable Spaces | 10.88 | WC | 8 | Non Useable Floor Area Space Group | 835 | Non-usable - Toilets/Amenities - Other |  | Unknown | 0.00 | NO
Roseworthy_RW032-Eastick Building_Ground Floor_G18 _ WC - U - Access (RH) | RW-RW032-01-G18 | RW032-01-G18-WC - U - Access (RH) | Roseworthy | RW | RW032 | Eastick Building | 01 | Ground Floor | G18 | 99939 | Unusable Spaces | 99939 | Unusable Spaces | 2.88 | WC - U - Access (RH) | 8 | Non Useable Floor Area Space Group | 818 | Non-usable - Toilets/Amenities - Unisex Accessible |  | Unknown | 0.00 | NO
Roseworthy_RW032-Eastick Building_Ground Floor_G19 _ A/L | RW-RW032-01-G19 | RW032-01-G19-A/L | Roseworthy | RW | RW032 | Eastick Building | 01 | Ground Floor | G19 | 99939 | Unusable Spaces | 99939 | Unusable Spaces | 1.46 | A/L | 8 | Non Useable Floor Area Space Group | 835 | Non-usable - Toilets/Amenities - Other |  | Unknown | 0.00 | NO
Roseworthy_RW032-Eastick Building_Ground Floor_G20 _ WC | RW-RW032-01-G20 | RW032-01-G20-WC | Roseworthy | RW | RW032 | Eastick Building | 01 | Ground Floor | G20 | 99939 | Unusable Spaces | 99939 | Unusable Spaces | 10.99 | WC | 8 | Non Useable Floor Area Space Group | 835 | Non-usable - Toilets/Amenities - Other |  | Unknown | 0.00 | NO
Roseworthy_RW032-Eastick Building_Ground Floor_G21 _ Corr. | RW-RW032-01-G21 | RW032-01-G21-Corr. | Roseworthy | RW | RW032 | Eastick Building | 01 | Ground Floor | G21 | 99939 | Unusable Spaces | 99939 | Unusable Spaces | 7.17 | Corr. | 8 | Non Useable Floor Area Space Group | 805 | Non-usable - Circulation space |  | Unknown | 0.00 | NO
Roseworthy_RW032-Eastick Building_Ground Floor_G24 _ Corr. | RW-RW032-01-G24 | RW032-01-G24-Corr. | Roseworthy | RW | RW032 | Eastick Building | 01 | Ground Floor | G24 | 99939 | Unusable Spaces | 99939 | Unusable Spaces | 19.41 | Corr. | 8 | Non Useable Floor Area Space Group | 805 | Non-usable - Circulation space |  | Unknown | 0.00 | NO
Roseworthy_RW032-Eastick Building_Ground Floor_G24A _ Telecom / Power | RW-RW032-01-G24A | RW032-01-G24A-Telecom / Power | Roseworthy | RW | RW032 | Eastick Building | 01 | Ground Floor | G24A | 99939 | Unusable Spaces | 99939 | Unusable Spaces | 1.5 | Telecom / Power | 8 | Non Useable Floor Area Space Group | 840 | Non-usable - Service riser |  | Unknown | 0.00 | NO
Roseworthy_RW032-Eastick Building_Ground Floor_G25 _ Corr. | RW-RW032-01-G25 | RW032-01-G25-Corr. | Roseworthy | RW | RW032 | Eastick Building | 01 | Ground Floor | G25 | 99939 | Unusable Spaces | 99939 | Unusable Spaces | 5.19 | Corr. | 8 | Non Useable Floor Area Space Group | 805 | Non-usable - Circulation space |  | Unknown | 0.00 | NO
Roseworthy_RW032-Eastick Building_Ground Floor_G26 _ Entry S2 | RW-RW032-01-G26 | RW032-01-G26-Entry S2 | Roseworthy | RW | RW032 | Eastick Building | 01 | Ground Floor | G26 | 99939 | Unusable Spaces | 99939 | Unusable Spaces | 5.43 | Entry S2 | 8 | Non Useable Floor Area Space Group | 805 | Non-usable - Circulation space |  | Unknown | 0.00 | NO
Roseworthy_RW032-Eastick Building_Ground Floor_G27 _ Covered Entry (UCA) | RW-RW032-01-G27 | RW032-01-G27-Covered Entry (UCA) | Roseworthy | RW | RW032 | Eastick Building | 01 | Ground Floor | G27 | 99939 | Unusable Spaces | 99939 | Unusable Spaces | 74.76 | Covered Entry (UCA) | 8 | Non Useable Floor Area Space Group | 839 | Non-usable - Verandah/Balcony |  | Unknown | 0.00 | NO
Roseworthy_RW032-Eastick Building_Ground Floor_G28 _ Stair | RW-RW032-01-G28 | RW032-01-G28-Stair | Roseworthy | RW | RW032 | Eastick Building | 01 | Ground Floor | G28 | 99939 | Unusable Spaces | 99939 | Unusable Spaces | 4.98 | Stair | 8 | Non Useable Floor Area Space Group | 805 | Non-usable - Circulation space |  | Unknown | 0.00 | NO
Roseworthy_RW032-Eastick Building_Ground Floor_G29 _ A/L | RW-RW032-01-G29 | RW032-01-G29-A/L | Roseworthy | RW | RW032 | Eastick Building | 01 | Ground Floor | G29 | 99939 | Unusable Spaces | 99939 | Unusable Spaces | 7.06 | A/L | 8 | Non Useable Floor Area Space Group | 835 | Non-usable - Toilets/Amenities - Other |  | Unknown | 0.00 | NO
Roseworthy_RW032-Eastick Building_Ground Floor_G30 _ Book Return | RW-RW032-01-G30 | RW032-01-G30-Book Return | Roseworthy | RW | RW032 | Eastick Building | 01 | Ground Floor | G30 | 733 | University Library | 733 | University Library | 2.17 | Book Return | 5 | Library, IT and Learning Space Group | 509 | Library and Learning - Department reference library |  | Good | 277.41 | NO
Roseworthy_RW032-Eastick Building_Ground Floor_G31 _ Foyer | RW-RW032-01-G31 | RW032-01-G31-Foyer | Roseworthy | RW | RW032 | Eastick Building | 01 | Ground Floor | G31 | 99939 | Unusable Spaces | 99939 | Unusable Spaces | 21.13 | Foyer | 8 | Non Useable Floor Area Space Group | 805 | Non-usable - Circulation space |  | Unknown | 0.00 | NO
Roseworthy_RW032-Eastick Building_Ground Floor_G32 _ Reserve Book Collection | RW-RW032-01-G32 | RW032-01-G32-Reserve Book Collection | Roseworthy | RW | RW032 | Eastick Building | 01 | Ground Floor | G32 | 99962 | Library stacks and services | 952 | Corporate Services Division Admin | 19.06 | Reserve Book Collection | 5 | Library, IT and Learning Space Group | 505 | Library and Learning - Closed stack - reserve collection |  | Good | 2,436.61 | NO
Roseworthy_RW032-Eastick Building_Ground Floor_G33 _ Corr. | RW-RW032-01-G33 | RW032-01-G33-Corr. | Roseworthy | RW | RW032 | Eastick Building | 01 | Ground Floor | G33 | 99939 | Unusable Spaces | 99939 | Unusable Spaces | 4.47 | Corr. | 8 | Non Useable Floor Area Space Group | 805 | Non-usable - Circulation space |  | Unknown | 0.00 | NO
Roseworthy_RW032-Eastick Building_Ground Floor_G34 _ Book Stacks | RW-RW032-01-G34 | RW032-01-G34-Book Stacks | Roseworthy | RW | RW032 | Eastick Building | 01 | Ground Floor | G34 | 99962 | Library stacks and services | 952 | Corporate Services Division Admin | 545.15 | Book Stacks | 5 | Library, IT and Learning Space Group | 504 | Library and Learning - Open stack |  | Good | 69,691.35 | NO
Roseworthy_RW032-Eastick Building_Ground Floor_G34A _ Circulation Desk | RW-RW032-01-G34A | RW032-01-G34A-Circulation Desk | Roseworthy | RW | RW032 | Eastick Building | 01 | Ground Floor | G34A | 99962 | Library stacks and services | 952 | Corporate Services Division Admin | 26.93 | Circulation Desk | 5 | Library, IT and Learning Space Group | 509 | Library and Learning - Department reference library |  | Good | 3,442.70 | NO
Roseworthy_RW032-Eastick Building_Ground Floor_G35 _ Reading Area | RW-RW032-01-G35 | RW032-01-G35-Reading Area | Roseworthy | RW | RW032 | Eastick Building | 01 | Ground Floor | G35 | 99951 | Hub and study spaces (ex-VPSR) | 952 | Corporate Services Division Admin | 179.57 | Reading Area | 5 | Library, IT and Learning Space Group | 501 | Library and Learning - Reading room | INFORMAL-PRIM-I | Good | 22,956.02 | NO
Roseworthy_RW032-Eastick Building_Ground Floor_G36 _ Reading Area | RW-RW032-01-G36 | RW032-01-G36-Reading Area | Roseworthy | RW | RW032 | Eastick Building | 01 | Ground Floor | G36 | 99951 | Hub and study spaces (ex-VPSR) | 952 | Corporate Services Division Admin | 51.09 | Reading Area | 5 | Library, IT and Learning Space Group | 501 | Library and Learning - Reading room | INFORMAL-PRIM-I | Good | 6,531.29 | NO
Roseworthy_RW032-Eastick Building_Ground Floor_G37 _ Reading Area | RW-RW032-01-G37 | RW032-01-G37-Reading Area | Roseworthy | RW | RW032 | Eastick Building | 01 | Ground Floor | G37 | 99951 | Hub and study spaces (ex-VPSR) | 952 | Corporate Services Division Admin | 128.35 | Reading Area | 5 | Library, IT and Learning Space Group | 501 | Library and Learning - Reading room | INFORMAL-PRIM-I | Good | 16,408.12 | NO
Roseworthy_RW032-Eastick Building_Ground Floor_G38 _ Porch - East (UCA) | RW-RW032-01-G38 | RW032-01-G38-Porch - East (UCA) | Roseworthy | RW | RW032 | Eastick Building | 01 | Ground Floor | G38 | 99939 | Unusable Spaces | 99939 | Unusable Spaces | 15.73 | Porch - East (UCA) | 8 | Non Useable Floor Area Space Group | 839 | Non-usable - Verandah/Balcony |  | Good | 0.00 | NO
Roseworthy_RW032-Eastick Building_Ground Floor_G39 _ Porch - North (UCA) | RW-RW032-01-G39 | RW032-01-G39-Porch - North (UCA) | Roseworthy | RW | RW032 | Eastick Building | 01 | Ground Floor | G39 | 99939 | Unusable Spaces | 99939 | Unusable Spaces | 7.49 | Porch - North (UCA) | 8 | Non Useable Floor Area Space Group | 839 | Non-usable - Verandah/Balcony |  | Unknown | 0.00 | NO
Roseworthy_RW032-Eastick Building_Ground Floor_G4 _ A/V Store | RW-RW032-01-G4 | RW032-01-G4-A/V Store | Roseworthy | RW | RW032 | Eastick Building | 01 | Ground Floor | G4 | 850 | ITDS Branch Central Costs | 869 | Information Technology and Digital Services | 21.1 | A/V Store | 5 | Library, IT and Learning Space Group | 510 | Library and Learning - Audio Visual and Media Support |  | Good | 2,697.40 | NO
Roseworthy_RW032-Eastick Building_Ground Floor_G5 _ Video Conference Room | RW-RW032-01-G5 | RW032-01-G5-Video Conference Room | Roseworthy | RW | RW032 | Eastick Building | 01 | Ground Floor | G5 | 99998 | Central Common Teaching Areas (In Use) | 952 | Corporate Services Division Admin | 103.63 | Video Conference Room | 6 | General Facility Space Group | 601 | General Facility - Committee/Conference/Meeting room |  | Adequate | 10,598.35 | NO
Roseworthy_RW032-Eastick Building_Ground Floor_G6 _ A/V Store | RW-RW032-01-G6 | RW032-01-G6-A/V Store | Roseworthy | RW | RW032 | Eastick Building | 01 | Ground Floor | G6 | 99998 | Central Common Teaching Areas (In Use) | 952 | Corporate Services Division Admin | 17.7 | A/V Store | 5 | Library, IT and Learning Space Group | 510 | Library and Learning - Audio Visual and Media Support |  | Good | 2,262.75 | NO
Roseworthy_RW032-Eastick Building_Ground Floor_G7 _ Office | RW-RW032-01-G7 | RW032-01-G7-Office | Roseworthy | RW | RW032 | Eastick Building | 01 | Ground Floor | G7 | 733 | University Library | 733 | University Library | 19.61 | Office | 1 | Office Space Group | 108 | Office - Professional/General Staff |  | Good | 2,238.32 | NO
Roseworthy_RW032-Eastick Building_Ground Floor_G8 _ Photocopy | RW-RW032-01-G8 | RW032-01-G8-Photocopy | Roseworthy | RW | RW032 | Eastick Building | 01 | Ground Floor | G8 | 99951 | Hub and study spaces (ex-VPSR) | 952 | Corporate Services Division Admin | 17.92 | Photocopy | 6 | General Facility Space Group | 603 | General Facility - Resource room |  | Good | 2,290.87 | NO
Roseworthy_RW032-Eastick Building_Ground Floor_G9 _ Meeting | RW-RW032-01-G9 | RW032-01-G9-Meeting | Roseworthy | RW | RW032 | Eastick Building | 01 | Ground Floor | G9 | 99951 | Hub and study spaces (ex-VPSR) | 952 | Corporate Services Division Admin | 12.44 | Meeting | 2 | Teaching Space Group | 217 | Collaborative Teaching Space |  | Good | 1,732.31 | NO
Roseworthy_RW032-Eastick Building_Ground Floor_G9A _ Meeting | RW-RW032-01-G9A | RW032-01-G9A-Meeting | Roseworthy | RW | RW032 | Eastick Building | 01 | Ground Floor | G9A | 99951 | Hub and study spaces (ex-VPSR) | 952 | Corporate Services Division Admin | 12.43 | Meeting | 2 | Teaching Space Group | 217 | Collaborative Teaching Space |  | Good | 1,730.92 | NO
Roseworthy_RW032-Eastick Building_First Floor_1.01 _ Office | RW-RW032-02-1.01 | RW032-02-1.01-Office | Roseworthy | RW | RW032 | Eastick Building | 02 | First Floor | 1.01 | 122 | School of Animal and Veterinary Sciences | 122 | School of Animal and Veterinary Sciences | 16.6 | Office | 1 | Office Space Group | 100 | Office - Specific type not defined |  | Good | 1,894.75 | NO
Roseworthy_RW032-Eastick Building_First Floor_1.02 _ Office | RW-RW032-02-1.02 | RW032-02-1.02-Office | Roseworthy | RW | RW032 | Eastick Building | 02 | First Floor | 1.02 | 122 | School of Animal and Veterinary Sciences | 122 | School of Animal and Veterinary Sciences | 15.65 | Office | 1 | Office Space Group | 100 | Office - Specific type not defined |  | Good | 1,786.32 | NO
Roseworthy_RW032-Eastick Building_First Floor_1.04 _ Office | RW-RW032-02-1.04 | RW032-02-1.04-Office | Roseworthy | RW | RW032 | Eastick Building | 02 | First Floor | 1.04 | 122 | School of Animal and Veterinary Sciences | 122 | School of Animal and Veterinary Sciences | 20.78 | Office | 1 | Office Space Group | 100 | Office - Specific type not defined |  | Good | 2,371.87 | NO
Roseworthy_RW032-Eastick Building_First Floor_1.05A _ Cleaners | RW-RW032-02-1.05A | RW032-02-1.05A-Cleaners | Roseworthy | RW | RW032 | Eastick Building | 02 | First Floor | 1.05A | 99939 | Unusable Spaces | 99939 | Unusable Spaces | 2.24 | Cleaners | 8 | Non Useable Floor Area Space Group | 806 | Non-usable - Cleaners room |  | Unknown | 0.00 | NO
Roseworthy_RW032-Eastick Building_First Floor_1.06 _ Meeting / Staff Room | RW-RW032-02-1.06 | RW032-02-1.06-Meeting / Staff Room | Roseworthy | RW | RW032 | Eastick Building | 02 | First Floor | 1.06 | 122 | School of Animal and Veterinary Sciences | 122 | School of Animal and Veterinary Sciences | 57.31 | Meeting / Staff Room | 6 | General Facility Space Group | 601 | General Facility - Committee/Conference/Meeting room |  | Good | 7,326.44 | NO
Roseworthy_RW032-Eastick Building_First Floor_1.07 _ Office | RW-RW032-02-1.07 | RW032-02-1.07-Office | Roseworthy | RW | RW032 | Eastick Building | 02 | First Floor | 1.07 | 122 | School of Animal and Veterinary Sciences | 122 | School of Animal and Veterinary Sciences | 12 | Office | 1 | Office Space Group | 101 | Office - Academic Staff |  | Good | 1,369.70 | NO
Roseworthy_RW032-Eastick Building_First Floor_1.08 _ Office | RW-RW032-02-1.08 | RW032-02-1.08-Office | Roseworthy | RW | RW032 | Eastick Building | 02 | First Floor | 1.08 | 122 | School of Animal and Veterinary Sciences | 122 | School of Animal and Veterinary Sciences | 12 | Office | 1 | Office Space Group | 101 | Office - Academic Staff |  | Good | 1,369.70 | NO
Roseworthy_RW032-Eastick Building_First Floor_1.09 _ Office | RW-RW032-02-1.09 | RW032-02-1.09-Office | Roseworthy | RW | RW032 | Eastick Building | 02 | First Floor | 1.09 | 122 | School of Animal and Veterinary Sciences | 122 | School of Animal and Veterinary Sciences | 12 | Office | 1 | Office Space Group | 101 | Office - Academic Staff |  | Good | 1,369.70 | NO
Roseworthy_RW032-Eastick Building_First Floor_1.10 _ Office | RW-RW032-02-1.10 | RW032-02-1.10-Office | Roseworthy | RW | RW032 | Eastick Building | 02 | First Floor | 1.10 | 122 | School of Animal and Veterinary Sciences | 122 | School of Animal and Veterinary Sciences | 12 | Office | 1 | Office Space Group | 101 | Office - Academic Staff |  | Good | 1,369.70 | NO
Roseworthy_RW032-Eastick Building_First Floor_1.11 _ Office | RW-RW032-02-1.11 | RW032-02-1.11-Office | Roseworthy | RW | RW032 | Eastick Building | 02 | First Floor | 1.11 | 122 | School of Animal and Veterinary Sciences | 122 | School of Animal and Veterinary Sciences | 12 | Office | 1 | Office Space Group | 101 | Office - Academic Staff |  | Good | 1,369.70 | NO
Roseworthy_RW032-Eastick Building_First Floor_1.12 _ Office | RW-RW032-02-1.12 | RW032-02-1.12-Office | Roseworthy | RW | RW032 | Eastick Building | 02 | First Floor | 1.12 | 122 | School of Animal and Veterinary Sciences | 122 | School of Animal and Veterinary Sciences | 12 | Office | 1 | Office Space Group | 101 | Office - Academic Staff |  | Good | 1,369.70 | NO
Roseworthy_RW032-Eastick Building_First Floor_1.13 _ Office | RW-RW032-02-1.13 | RW032-02-1.13-Office | Roseworthy | RW | RW032 | Eastick Building | 02 | First Floor | 1.13 | 122 | School of Animal and Veterinary Sciences | 122 | School of Animal and Veterinary Sciences | 11.99 | Office | 1 | Office Space Group | 101 | Office - Academic Staff |  | Good | 1,368.56 | NO
Roseworthy_RW032-Eastick Building_First Floor_1.14 _ Corr. | RW-RW032-02-1.14 | RW032-02-1.14-Corr. | Roseworthy | RW | RW032 | Eastick Building | 02 | First Floor | 1.14 | 99939 | Unusable Spaces | 99939 | Unusable Spaces | 3.34 | Corr. | 8 | Non Useable Floor Area Space Group | 805 | Non-usable - Circulation space |  | Unknown | 0.00 | NO
Roseworthy_RW032-Eastick Building_First Floor_1.15 _ Corr. | RW-RW032-02-1.15 | RW032-02-1.15-Corr. | Roseworthy | RW | RW032 | Eastick Building | 02 | First Floor | 1.15 | 99939 | Unusable Spaces | 99939 | Unusable Spaces | 15.87 | Corr. | 8 | Non Useable Floor Area Space Group | 805 | Non-usable - Circulation space |  | Unknown | 0.00 | NO
Roseworthy_RW032-Eastick Building_First Floor_1.16 _ Corr. | RW-RW032-02-1.16 | RW032-02-1.16-Corr. | Roseworthy | RW | RW032 | Eastick Building | 02 | First Floor | 1.16 | 99939 | Unusable Spaces | 99939 | Unusable Spaces | 42.76 | Corr. | 8 | Non Useable Floor Area Space Group | 805 | Non-usable - Circulation space |  | Unknown | 0.00 | NO
Roseworthy_RW032-Eastick Building_First Floor_1.17 _ A/L | RW-RW032-02-1.17 | RW032-02-1.17-A/L | Roseworthy | RW | RW032 | Eastick Building | 02 | First Floor | 1.17 | 99939 | Unusable Spaces | 99939 | Unusable Spaces | 1.54 | A/L | 8 | Non Useable Floor Area Space Group | 805 | Non-usable - Circulation space |  | Unknown | 0.00 | NO
Roseworthy_RW032-Eastick Building_First Floor_1.18 _ WC | RW-RW032-02-1.18 | RW032-02-1.18-WC | Roseworthy | RW | RW032 | Eastick Building | 02 | First Floor | 1.18 | 99939 | Unusable Spaces | 99939 | Unusable Spaces | 4.16 | WC | 8 | Non Useable Floor Area Space Group | 835 | Non-usable - Toilets/Amenities - Other |  | Unknown | 0.00 | NO
Roseworthy_RW032-Eastick Building_First Floor_1.19 _ A/L | RW-RW032-02-1.19 | RW032-02-1.19-A/L | Roseworthy | RW | RW032 | Eastick Building | 02 | First Floor | 1.19 | 99939 | Unusable Spaces | 99939 | Unusable Spaces | 1.54 | A/L | 8 | Non Useable Floor Area Space Group | 805 | Non-usable - Circulation space |  | Unknown | 0.00 | NO
Roseworthy_RW032-Eastick Building_First Floor_1.20 _ WC | RW-RW032-02-1.20 | RW032-02-1.20-WC | Roseworthy | RW | RW032 | Eastick Building | 02 | First Floor | 1.20 | 99939 | Unusable Spaces | 99939 | Unusable Spaces | 4.16 | WC | 8 | Non Useable Floor Area Space Group | 835 | Non-usable - Toilets/Amenities - Other |  | Unknown | 0.00 | NO
Roseworthy_RW032-Eastick Building_First Floor_1.21 _ Plant Enclosure | RW-RW032-02-1.21 | RW032-02-1.21-Plant Enclosure | Roseworthy | RW | RW032 | Eastick Building | 02 | First Floor | 1.21 | 99939 | Unusable Spaces | 99939 | Unusable Spaces | 23.04 | Plant Enclosure | 8 | Non Useable Floor Area Space Group | 811 | Non-usable - Plant room other |  | Unknown | 0.00 | NO
Roseworthy_RW032-Eastick Building_First Floor_1.22 _ Plant Enclosure | RW-RW032-02-1.22 | RW032-02-1.22-Plant Enclosure | Roseworthy | RW | RW032 | Eastick Building | 02 | First Floor | 1.22 | 99939 | Unusable Spaces | 99939 | Unusable Spaces | 18.29 | Plant Enclosure | 8 | Non Useable Floor Area Space Group | 811 | Non-usable - Plant room other |  | Unknown | 0.00 | NO
Roseworthy_RW032-Eastick Building_First Floor_1.23 _ Plant Enclosure | RW-RW032-02-1.23 | RW032-02-1.23-Plant Enclosure | Roseworthy | RW | RW032 | Eastick Building | 02 | First Floor | 1.23 | 99939 | Unusable Spaces | 99939 | Unusable Spaces | 142.47 | Plant Enclosure | 8 | Non Useable Floor Area Space Group | 811 | Non-usable - Plant room other |  | Unknown | 0.00 | NO
Roseworthy_RW032-Eastick Building_First Floor_1.25 _ Plantroom | RW-RW032-02-1.25 | RW032-02-1.25-Plantroom | Roseworthy | RW | RW032 | Eastick Building | 02 | First Floor | 1.25 | 99939 | Unusable Spaces | 99939 | Unusable Spaces | 18.37 | Plantroom | 8 | Non Useable Floor Area Space Group | 811 | Non-usable - Plant room other |  | Unknown | 0.00 | NO
Roseworthy_RW032-Eastick Building_First Floor_121C _ Comms | RW-RW032-02-121C | RW032-02-121C-Comms | Roseworthy | RW | RW032 | Eastick Building | 02 | First Floor | 121C | 850 | ITDS Branch Central Costs | 869 | Information Technology and Digital Services | 8.91 | Comms | 8 | Non Useable Floor Area Space Group | 812 | Non-usable - Comms/network system/Telephone/PABX |  | Good | 0.00 | NO
Roseworthy_RW032-Eastick Building_First Floor_S1 _ Stair | RW-RW032-02-S1 | RW032-02-S1-Stair | Roseworthy | RW | RW032 | Eastick Building | 02 | First Floor | S1 | 99939 | Unusable Spaces | 99939 | Unusable Spaces | 11.27 | Stair | 8 | Non Useable Floor Area Space Group | 805 | Non-usable - Circulation space |  | Unknown | 0.00 | NO
Roseworthy_RW032-Eastick Building_First Floor_S2 _ Stair | RW-RW032-02-S2 | RW032-02-S2-Stair | Roseworthy | RW | RW032 | Eastick Building | 02 | First Floor | S2 | 99939 | Unusable Spaces | 99939 | Unusable Spaces | 6.97 | Stair | 8 | Non Useable Floor Area Space Group | 805 | Non-usable - Circulation space |  | Unknown | 0.00 | NO
Roseworthy_RW033-Storage Shed_Ground Floor_G1 _ Store | RW-RW033-01-G1 | RW033-01-G1-Store | Roseworthy | RW | RW033 | Storage Shed | 01 | Ground Floor | G1 | 122 | School of Animal and Veterinary Sciences | 122 | School of Animal and Veterinary Sciences | 55.3 | Store | 4 | Ancillary Area Space Group | 419 | Ancillary Area - Store Room - Generic |  | Adequate | 4,443.68 | NO
Roseworthy_RW034-Effluent Pump Shed_Ground Floor_G1 _ Effluent Pump Shed | RW-RW034-GN-G1 | RW034-GN-G1-Effluent Pump Shed | Roseworthy | RW | RW034 | Effluent Pump Shed | GN | Ground Floor | G1 | 99939 | Unusable Spaces | 99939 | Unusable Spaces | 12.29 | Effluent Pump Shed | 8 | Non Useable Floor Area Space Group | 811 | Non-usable - Plant room other |  | Unknown | 0.00 | NO
Roseworthy_RW035-First Aid & Toilets_Ground Floor_G1 _ WC | RW-RW035-01-G1 | RW035-01-G1-WC | Roseworthy | RW | RW035 | First Aid & Toilets | 01 | Ground Floor | G1 | 99946 | Vacant not occupiable | 99939 | Unusable Spaces | 5.01 | WC | 8 | Non Useable Floor Area Space Group | 835 | Non-usable - Toilets/Amenities - Other |  | Unknown | 0.00 | NO
Roseworthy_RW035-First Aid & Toilets_Ground Floor_G10 _ Office | RW-RW035-01-G10 | RW035-01-G10-Office | Roseworthy | RW | RW035 | First Aid & Toilets | 01 | Ground Floor | G10 | 99996 | Vacant | 859 | Infrastructure | 9.31 | Office | 1 | Office Space Group | 108 | Office - Professional/General Staff |  | Adequate | 850.13 | NO
Roseworthy_RW035-First Aid & Toilets_Ground Floor_G11 _ Porch | RW-RW035-01-G11 | RW035-01-G11-Porch | Roseworthy | RW | RW035 | First Aid & Toilets | 01 | Ground Floor | G11 | 99939 | Unusable Spaces | 99939 | Unusable Spaces | 3.51 | Porch | 8 | Non Useable Floor Area Space Group | 840 | Non-usable - Service riser |  | Unknown | 0.00 | NO
Roseworthy_RW035-First Aid & Toilets_Ground Floor_G11A _ Vending Machine - Cold Drink | RW-RW035-01-G11A | RW035-01-G11A-Vending Machine - Cold Drink | Roseworthy | RW | RW035 | First Aid & Toilets | 01 | Ground Floor | G11A | 99994 | Uni of Adelaide Student Union Association | 859 | Infrastructure | 2.25 | Vending Machine - Cold Drink | 6 | General Facility Space Group | 611 | General Facility - Commercial/Business/Retail Facilities |  | Adequate | 230.11 | NO
Roseworthy_RW035-First Aid & Toilets_Ground Floor_G12 _ Covered Area - Verandah | RW-RW035-01-G12 | RW035-01-G12-Covered Area - Verandah | Roseworthy | RW | RW035 | First Aid & Toilets | 01 | Ground Floor | G12 | 99939 | Unusable Spaces | 99939 | Unusable Spaces | 45.44 | Covered Area - Verandah | 8 | Non Useable Floor Area Space Group | 805 | Non-usable - Circulation space |  | Unknown | 0.00 | NO
Roseworthy_RW035-First Aid & Toilets_Ground Floor_G12A _ Vending Machine - Snack | RW-RW035-01-G12A | RW035-01-G12A-Vending Machine - Snack | Roseworthy | RW | RW035 | First Aid & Toilets | 01 | Ground Floor | G12A | 99994 | Uni of Adelaide Student Union Association | 859 | Infrastructure | 1.5 | Vending Machine - Snack | 6 | General Facility Space Group | 611 | General Facility - Commercial/Business/Retail Facilities |  | Adequate | 153.41 | NO
Roseworthy_RW035-First Aid & Toilets_Ground Floor_G2 _ Foyer | RW-RW035-01-G2 | RW035-01-G2-Foyer | Roseworthy | RW | RW035 | First Aid & Toilets | 01 | Ground Floor | G2 | 99939 | Unusable Spaces | 99939 | Unusable Spaces | 4.66 | Foyer | 8 | Non Useable Floor Area Space Group | 805 | Non-usable - Circulation space |  | Unknown | 0.00 | NO
Roseworthy_RW035-First Aid & Toilets_Ground Floor_G3 _ Kitchen | RW-RW035-01-G3 | RW035-01-G3-Kitchen | Roseworthy | RW | RW035 | First Aid & Toilets | 01 | Ground Floor | G3 | 99946 | Vacant not occupiable | 99939 | Unusable Spaces | 4.63 | Kitchen | 6 | General Facility Space Group | 608 | General Facility - Kitchen/Servery/Food Storage |  | Unknown | 0.00 | NO
Roseworthy_RW035-First Aid & Toilets_Ground Floor_G4 _ Office | RW-RW035-01-G4 | RW035-01-G4-Office | Roseworthy | RW | RW035 | First Aid & Toilets | 01 | Ground Floor | G4 | 99996 | Vacant | 859 | Infrastructure | 13.82 | Office | 1 | Office Space Group | 108 | Office - Professional/General Staff |  | Adequate | 1,261.95 | NO
Roseworthy_RW035-First Aid & Toilets_Ground Floor_G5 _ WC - U - Access (RH) | RW-RW035-01-G5 | RW035-01-G5-WC - U - Access (RH) | Roseworthy | RW | RW035 | First Aid & Toilets | 01 | Ground Floor | G5 | 99939 | Unusable Spaces | 99939 | Unusable Spaces | 4.39 | WC - U - Access (RH) | 8 | Non Useable Floor Area Space Group | 818 | Non-usable - Toilets/Amenities - Unisex Accessible |  | Unknown | 0.00 | NO
Roseworthy_RW035-First Aid & Toilets_Ground Floor_G6 _ WC / Shower - M | RW-RW035-01-G6 | RW035-01-G6-WC / Shower - M | Roseworthy | RW | RW035 | First Aid & Toilets | 01 | Ground Floor | G6 | 99939 | Unusable Spaces | 99939 | Unusable Spaces | 42.5 | WC / Shower - M | 8 | Non Useable Floor Area Space Group | 821 | Non-usable - Toilets/Amenities - Male |  | Unknown | 0.00 | NO
Roseworthy_RW035-First Aid & Toilets_Ground Floor_G7 _ Cleaners | RW-RW035-01-G7 | RW035-01-G7-Cleaners | Roseworthy | RW | RW035 | First Aid & Toilets | 01 | Ground Floor | G7 | 99939 | Unusable Spaces | 99939 | Unusable Spaces | 3.55 | Cleaners | 8 | Non Useable Floor Area Space Group | 806 | Non-usable - Cleaners room |  | Unknown | 0.00 | NO
Roseworthy_RW035-First Aid & Toilets_Ground Floor_G8 _ Plantroom | RW-RW035-01-G8 | RW035-01-G8-Plantroom | Roseworthy | RW | RW035 | First Aid & Toilets | 01 | Ground Floor | G8 | 99939 | Unusable Spaces | 99939 | Unusable Spaces | 4.38 | Plantroom | 8 | Non Useable Floor Area Space Group | 811 | Non-usable - Plant room other |  | Unknown | 0.00 | NO
Roseworthy_RW035-First Aid & Toilets_Ground Floor_G9 _ A/L | RW-RW035-01-G9 | RW035-01-G9-A/L | Roseworthy | RW | RW035 | First Aid & Toilets | 01 | Ground Floor | G9 | 99939 | Unusable Spaces | 99939 | Unusable Spaces | 4.46 | A/L | 8 | Non Useable Floor Area Space Group | 835 | Non-usable - Toilets/Amenities - Other |  | Unknown | 0.00 | NO
Roseworthy_RW036-Fire Station_Ground Floor_G1 _ Store | RW-RW036-01-G1 | RW036-01-G1-Store | Roseworthy | RW | RW036 | Fire Station | 01 | Ground Floor | G1 | 99993 | Charitable Relationship | 859 | Infrastructure | 7.85 | Store | 4 | Ancillary Area Space Group | 419 | Ancillary Area - Store Room - Generic |  | Excellent | 927.27 | NO
Roseworthy_RW036-Fire Station_Ground Floor_G2 _ Fire Truck Shed | RW-RW036-01-G2 | RW036-01-G2-Fire Truck Shed | Roseworthy | RW | RW036 | Fire Station | 01 | Ground Floor | G2 | 99993 | Charitable Relationship | 859 | Infrastructure | 95.55 | Fire Truck Shed | 6 | General Facility Space Group | 600 | General Facility - Specific type not defined |  | Excellent | 14,364.84 | NO
Roseworthy_RW036-Fire Station_Ground Floor_G3 _ Lecture Room | RW-RW036-01-G3 | RW036-01-G3-Lecture Room | Roseworthy | RW | RW036 | Fire Station | 01 | Ground Floor | G3 | 99993 | Charitable Relationship | 859 | Infrastructure | 69.76 | Lecture Room | 6 | General Facility Space Group | 600 | General Facility - Specific type not defined |  | Excellent | 10,487.61 | NO
Roseworthy_RW036-Fire Station_Ground Floor_G4 _ Control Room | RW-RW036-01-G4 | RW036-01-G4-Control Room | Roseworthy | RW | RW036 | Fire Station | 01 | Ground Floor | G4 | 99993 | Charitable Relationship | 859 | Infrastructure | 15.95 | Control Room | 4 | Ancillary Area Space Group | 400 | Ancillary Area - Specific Type Not Defined |  | Excellent | 1,884.06 | NO
Roseworthy_RW036-Fire Station_Ground Floor_M1 _ Store | RW-RW036-01-M1 | RW036-01-M1-Store | Roseworthy | RW | RW036 | Fire Station | 01 | Ground Floor | M1 | 99993 | Charitable Relationship | 859 | Infrastructure | 18.52 | Store | 4 | Ancillary Area Space Group | 419 | Ancillary Area - Store Room - Generic |  | Excellent | 2,187.64 | NO
Roseworthy_RW037-Feed Bin_Ground Floor_G1 _ Shed | RW-RW037-GN-G1 | RW037-GN-G1-Shed | Roseworthy | RW | RW037 | Feed Bin | GN | Ground Floor | G1 | 99946 | Vacant not occupiable | 99939 | Unusable Spaces | 66.7 | Shed | 6 | General Facility Space Group | 600 | General Facility - Specific type not defined |  | Unknown | 0.00 | NO
Roseworthy_RW038-Foot House - Custance_Ground Floor_G1 _ Lounge | RW-RW038-GN-G1 | RW038-GN-G1-Lounge | Roseworthy | RW | RW038 | Foot House - Custance | GN | Ground Floor | G1 | 99963 | Student Accommodation | 99939 | Unusable Spaces | 26.29 | Lounge | 7 | Residential Accommodation Space Group | 700 | Residential - Specific type not defined |  | Unknown | 0.00 | NO
Roseworthy_RW038-Foot House - Custance_Ground Floor_G10 _ Bedroom (2) | RW-RW038-GN-G10 | RW038-GN-G10-Bedroom (2) | Roseworthy | RW | RW038 | Foot House - Custance | GN | Ground Floor | G10 | 99963 | Student Accommodation | 99939 | Unusable Spaces | 10.91 | Bedroom (2) | 7 | Residential Accommodation Space Group | 700 | Residential - Specific type not defined |  | Unknown | 0.00 | NO
Roseworthy_RW038-Foot House - Custance_Ground Floor_G11 _ Bedroom (1) | RW-RW038-GN-G11 | RW038-GN-G11-Bedroom (1) | Roseworthy | RW | RW038 | Foot House - Custance | GN | Ground Floor | G11 | 99963 | Student Accommodation | 99939 | Unusable Spaces | 11.27 | Bedroom (1) | 7 | Residential Accommodation Space Group | 700 | Residential - Specific type not defined |  | Unknown | 0.00 | NO
Roseworthy_RW038-Foot House - Custance_Ground Floor_G12 _ Porch | RW-RW038-GN-G12 | RW038-GN-G12-Porch | Roseworthy | RW | RW038 | Foot House - Custance | GN | Ground Floor | G12 | 99963 | Student Accommodation | 99939 | Unusable Spaces | 9.37 | Porch | 8 | Non Useable Floor Area Space Group | 805 | Non-usable - Circulation space |  | Unknown | 0.00 | NO
Roseworthy_RW038-Foot House - Custance_Ground Floor_G13 _ Corr. | RW-RW038-GN-G13 | RW038-GN-G13-Corr. | Roseworthy | RW | RW038 | Foot House - Custance | GN | Ground Floor | G13 | 99963 | Student Accommodation | 99939 | Unusable Spaces | 7.74 | Corr. | 8 | Non Useable Floor Area Space Group | 805 | Non-usable - Circulation space |  | Unknown | 0.00 | NO
Roseworthy_RW038-Foot House - Custance_Ground Floor_G2 _ Kitchen / Dining | RW-RW038-GN-G2 | RW038-GN-G2-Kitchen / Dining | Roseworthy | RW | RW038 | Foot House - Custance | GN | Ground Floor | G2 | 99963 | Student Accommodation | 99939 | Unusable Spaces | 20.74 | Kitchen / Dining | 6 | General Facility Space Group | 608 | General Facility - Kitchen/Servery/Food Storage |  | Unknown | 0.00 | NO
Roseworthy_RW038-Foot House - Custance_Ground Floor_G3 _ Ldry | RW-RW038-GN-G3 | RW038-GN-G3-Ldry | Roseworthy | RW | RW038 | Foot House - Custance | GN | Ground Floor | G3 | 99963 | Student Accommodation | 99939 | Unusable Spaces | 5.57 | Ldry | 7 | Residential Accommodation Space Group | 700 | Residential - Specific type not defined |  | Unknown | 0.00 | NO
Roseworthy_RW038-Foot House - Custance_Ground Floor_G4 _ Porch | RW-RW038-GN-G4 | RW038-GN-G4-Porch | Roseworthy | RW | RW038 | Foot House - Custance | GN | Ground Floor | G4 | 99963 | Student Accommodation | 99939 | Unusable Spaces | 3.44 | Porch | 8 | Non Useable Floor Area Space Group | 805 | Non-usable - Circulation space |  | Unknown | 0.00 | NO
Roseworthy_RW038-Foot House - Custance_Ground Floor_G4A _ Store | RW-RW038-GN-G4A | RW038-GN-G4A-Store | Roseworthy | RW | RW038 | Foot House - Custance | GN | Ground Floor | G4A | 99963 | Student Accommodation | 99939 | Unusable Spaces | 0.87 | Store | 4 | Ancillary Area Space Group | 419 | Ancillary Area - Store Room - Generic |  | Unknown | 0.00 | NO
Roseworthy_RW038-Foot House - Custance_Ground Floor_G5 _ WC | RW-RW038-GN-G5 | RW038-GN-G5-WC | Roseworthy | RW | RW038 | Foot House - Custance | GN | Ground Floor | G5 | 99963 | Student Accommodation | 99939 | Unusable Spaces | 1.73 | WC | 8 | Non Useable Floor Area Space Group | 835 | Non-usable - Toilets/Amenities - Other |  | Unknown | 0.00 | NO
Roseworthy_RW038-Foot House - Custance_Ground Floor_G6 _ Vanity | RW-RW038-GN-G6 | RW038-GN-G6-Vanity | Roseworthy | RW | RW038 | Foot House - Custance | GN | Ground Floor | G6 | 99963 | Student Accommodation | 99939 | Unusable Spaces | 3.56 | Vanity | 8 | Non Useable Floor Area Space Group | 835 | Non-usable - Toilets/Amenities - Other |  | Unknown | 0.00 | NO
Roseworthy_RW038-Foot House - Custance_Ground Floor_G6A _ Shower | RW-RW038-GN-G6A | RW038-GN-G6A-Shower | Roseworthy | RW | RW038 | Foot House - Custance | GN | Ground Floor | G6A | 99963 | Student Accommodation | 99939 | Unusable Spaces | 3.11 | Shower | 8 | Non Useable Floor Area Space Group | 835 | Non-usable - Toilets/Amenities - Other |  | Unknown | 0.00 | NO
Roseworthy_RW038-Foot House - Custance_Ground Floor_G7 _ Bedroom (5) | RW-RW038-GN-G7 | RW038-GN-G7-Bedroom (5) | Roseworthy | RW | RW038 | Foot House - Custance | GN | Ground Floor | G7 | 99963 | Student Accommodation | 99939 | Unusable Spaces | 10.01 | Bedroom (5) | 7 | Residential Accommodation Space Group | 700 | Residential - Specific type not defined |  | Unknown | 0.00 | NO
Roseworthy_RW038-Foot House - Custance_Ground Floor_G8 _ Bedroom (4) | RW-RW038-GN-G8 | RW038-GN-G8-Bedroom (4) | Roseworthy | RW | RW038 | Foot House - Custance | GN | Ground Floor | G8 | 99963 | Student Accommodation | 99939 | Unusable Spaces | 11.11 | Bedroom (4) | 7 | Residential Accommodation Space Group | 700 | Residential - Specific type not defined |  | Unknown | 0.00 | NO
Roseworthy_RW038-Foot House - Custance_Ground Floor_G9 _ Bedroom (3) | RW-RW038-GN-G9 | RW038-GN-G9-Bedroom (3) | Roseworthy | RW | RW038 | Foot House - Custance | GN | Ground Floor | G9 | 99963 | Student Accommodation | 99939 | Unusable Spaces | 11.11 | Bedroom (3) | 7 | Residential Accommodation Space Group | 700 | Residential - Specific type not defined |  | Unknown | 0.00 | NO
Roseworthy_RW039-Feed mill Farm Store & Pellet Plant_Ground Floor_G0 _ Feedmill | RW-RW039-01-G0 | RW039-01-G0-Feedmill | Roseworthy | RW | RW039 | Feed mill Farm Store & Pellet Plant | 01 | Ground Floor | G0 | 99984 | Commercial - Martindale Holdings Pty Ltd | 859 | Infrastructure | 398.32 | Feedmill | 4 | Ancillary Area Space Group | 404 | Ancillary Area - Animal Holding |  | Adequate | 32,007.34 | NO
Roseworthy_RW039-Feed mill Farm Store & Pellet Plant_Ground Floor_G1 _ Pellet Plant (F20a) | RW-RW039-01-G1 | RW039-01-G1-Pellet Plant (F20a) | Roseworthy | RW | RW039 | Feed mill Farm Store & Pellet Plant | 01 | Ground Floor | G1 | 285 | School of Biological Sciences | 285 | School of Biological Sciences | 184.84 | Pellet Plant (F20a) | 6 | General Facility Space Group | 600 | General Facility - Specific type not defined |  | Adequate | 18,903.79 | NO
Roseworthy_RW039-Feed mill Farm Store & Pellet Plant_Ground Floor_G2 _ Office (F20) | RW-RW039-01-G2 | RW039-01-G2-Office (F20) | Roseworthy | RW | RW039 | Feed mill Farm Store & Pellet Plant | 01 | Ground Floor | G2 | 285 | School of Biological Sciences | 285 | School of Biological Sciences | 7.88 | Office (F20) | 1 | Office Space Group | 100 | Office - Specific type not defined |  | Adequate | 719.55 | NO
Roseworthy_RW039-Feed mill Farm Store & Pellet Plant_Ground Floor_G3 _ Pellet Plant (F20a) | RW-RW039-01-G3 | RW039-01-G3-Pellet Plant (F20a) | Roseworthy | RW | RW039 | Feed mill Farm Store & Pellet Plant | 01 | Ground Floor | G3 | 223 | School of Mechanical Engineering | 223 | School of Mechanical Engineering | 29.54 | Pellet Plant (F20a) | 6 | General Facility Space Group | 600 | General Facility - Specific type not defined |  | Adequate | 3,021.09 | NO
Roseworthy_RW044-Glasshouse_Ground Floor_G1 _ Glasshouse | RW-RW044-GN-G1 | RW044-GN-G1-Glasshouse | Roseworthy | RW | RW044 | Glasshouse | GN | Ground Floor | G1 | 141 | School of Agriculture, Food and Wine | 141 | School of Agriculture, Food and Wine | 42.38 | Glasshouse | 4 | Ancillary Area Space Group | 407 | Ancillary Area - Glasshouse/Greenhouse |  | Adequate | 3,405.48 | NO
Roseworthy_RW044-Glasshouse_Ground Floor_G2 _ Glasshouse | RW-RW044-GN-G2 | RW044-GN-G2-Glasshouse | Roseworthy | RW | RW044 | Glasshouse | GN | Ground Floor | G2 | 141 | School of Agriculture, Food and Wine | 141 | School of Agriculture, Food and Wine | 42.38 | Glasshouse | 4 | Ancillary Area Space Group | 407 | Ancillary Area - Glasshouse/Greenhouse |  | Adequate | 3,405.48 | NO
Roseworthy_RW044-Glasshouse_Ground Floor_G3 _ Glasshouse | RW-RW044-GN-G3 | RW044-GN-G3-Glasshouse | Roseworthy | RW | RW044 | Glasshouse | GN | Ground Floor | G3 | 141 | School of Agriculture, Food and Wine | 141 | School of Agriculture, Food and Wine | 85.63 | Glasshouse | 4 | Ancillary Area Space Group | 407 | Ancillary Area - Glasshouse/Greenhouse |  | Adequate | 6,880.87 | NO
Roseworthy_RW044-Glasshouse_Ground Floor_G4 _ Glasshouse | RW-RW044-GN-G4 | RW044-GN-G4-Glasshouse | Roseworthy | RW | RW044 | Glasshouse | GN | Ground Floor | G4 | 141 | School of Agriculture, Food and Wine | 141 | School of Agriculture, Food and Wine | 85.63 | Glasshouse | 4 | Ancillary Area Space Group | 407 | Ancillary Area - Glasshouse/Greenhouse |  | Adequate | 6,880.87 | NO
Roseworthy_RW045-Goulter House - Custance_Ground Floor_G1 _ Lounge | RW-RW045-GN-G1 | RW045-GN-G1-Lounge | Roseworthy | RW | RW045 | Goulter House - Custance | GN | Ground Floor | G1 | 99963 | Student Accommodation | 99939 | Unusable Spaces | 26.29 | Lounge | 7 | Residential Accommodation Space Group | 700 | Residential - Specific type not defined |  | Unknown | 0.00 | NO
Roseworthy_RW045-Goulter House - Custance_Ground Floor_G10 _ Bedroom (2) | RW-RW045-GN-G10 | RW045-GN-G10-Bedroom (2) | Roseworthy | RW | RW045 | Goulter House - Custance | GN | Ground Floor | G10 | 99963 | Student Accommodation | 99939 | Unusable Spaces | 10.91 | Bedroom (2) | 7 | Residential Accommodation Space Group | 700 | Residential - Specific type not defined |  | Unknown | 0.00 | NO
Roseworthy_RW045-Goulter House - Custance_Ground Floor_G11 _ Bedroom (1) | RW-RW045-GN-G11 | RW045-GN-G11-Bedroom (1) | Roseworthy | RW | RW045 | Goulter House - Custance | GN | Ground Floor | G11 | 99963 | Student Accommodation | 99939 | Unusable Spaces | 11.27 | Bedroom (1) | 7 | Residential Accommodation Space Group | 700 | Residential - Specific type not defined |  | Unknown | 0.00 | NO
Roseworthy_RW045-Goulter House - Custance_Ground Floor_G12 _ Porch | RW-RW045-GN-G12 | RW045-GN-G12-Porch | Roseworthy | RW | RW045 | Goulter House - Custance | GN | Ground Floor | G12 | 99963 | Student Accommodation | 99939 | Unusable Spaces | 9.37 | Porch | 8 | Non Useable Floor Area Space Group | 805 | Non-usable - Circulation space |  | Unknown | 0.00 | NO
Roseworthy_RW045-Goulter House - Custance_Ground Floor_G13 _ Corr. | RW-RW045-GN-G13 | RW045-GN-G13-Corr. | Roseworthy | RW | RW045 | Goulter House - Custance | GN | Ground Floor | G13 | 99963 | Student Accommodation | 99939 | Unusable Spaces | 7.74 | Corr. | 8 | Non Useable Floor Area Space Group | 805 | Non-usable - Circulation space |  | Unknown | 0.00 | NO
Roseworthy_RW045-Goulter House - Custance_Ground Floor_G2 _ Kitchen / Dining | RW-RW045-GN-G2 | RW045-GN-G2-Kitchen / Dining | Roseworthy | RW | RW045 | Goulter House - Custance | GN | Ground Floor | G2 | 99963 | Student Accommodation | 99939 | Unusable Spaces | 20.74 | Kitchen / Dining | 6 | General Facility Space Group | 608 | General Facility - Kitchen/Servery/Food Storage |  | Unknown | 0.00 | NO
Roseworthy_RW045-Goulter House - Custance_Ground Floor_G3 _ Ldry | RW-RW045-GN-G3 | RW045-GN-G3-Ldry | Roseworthy | RW | RW045 | Goulter House - Custance | GN | Ground Floor | G3 | 99963 | Student Accommodation | 99939 | Unusable Spaces | 5.57 | Ldry | 7 | Residential Accommodation Space Group | 700 | Residential - Specific type not defined |  | Unknown | 0.00 | NO
Roseworthy_RW045-Goulter House - Custance_Ground Floor_G4 _ Porch 2 | RW-RW045-GN-G4 | RW045-GN-G4-Porch 2 | Roseworthy | RW | RW045 | Goulter House - Custance | GN | Ground Floor | G4 | 99963 | Student Accommodation | 99939 | Unusable Spaces | 4.13 | Porch 2 | 8 | Non Useable Floor Area Space Group | 805 | Non-usable - Circulation space |  | Unknown | 0.00 | NO
Roseworthy_RW045-Goulter House - Custance_Ground Floor_G5 _ WC | RW-RW045-GN-G5 | RW045-GN-G5-WC | Roseworthy | RW | RW045 | Goulter House - Custance | GN | Ground Floor | G5 | 99963 | Student Accommodation | 99939 | Unusable Spaces | 1.73 | WC | 8 | Non Useable Floor Area Space Group | 835 | Non-usable - Toilets/Amenities - Other |  | Unknown | 0.00 | NO
Roseworthy_RW045-Goulter House - Custance_Ground Floor_G6 _ Vanity | RW-RW045-GN-G6 | RW045-GN-G6-Vanity | Roseworthy | RW | RW045 | Goulter House - Custance | GN | Ground Floor | G6 | 99963 | Student Accommodation | 99939 | Unusable Spaces | 3.56 | Vanity | 8 | Non Useable Floor Area Space Group | 835 | Non-usable - Toilets/Amenities - Other |  | Unknown | 0.00 | NO
Roseworthy_RW045-Goulter House - Custance_Ground Floor_G6A _ Shower | RW-RW045-GN-G6A | RW045-GN-G6A-Shower | Roseworthy | RW | RW045 | Goulter House - Custance | GN | Ground Floor | G6A | 99963 | Student Accommodation | 99939 | Unusable Spaces | 3.11 | Shower | 8 | Non Useable Floor Area Space Group | 835 | Non-usable - Toilets/Amenities - Other |  | Unknown | 0.00 | NO
Roseworthy_RW045-Goulter House - Custance_Ground Floor_G7 _ Bedroom (5) | RW-RW045-GN-G7 | RW045-GN-G7-Bedroom (5) | Roseworthy | RW | RW045 | Goulter House - Custance | GN | Ground Floor | G7 | 99963 | Student Accommodation | 99939 | Unusable Spaces | 10.01 | Bedroom (5) | 7 | Residential Accommodation Space Group | 700 | Residential - Specific type not defined |  | Unknown | 0.00 | NO
Roseworthy_RW045-Goulter House - Custance_Ground Floor_G8 _ Bedroom (4) | RW-RW045-GN-G8 | RW045-GN-G8-Bedroom (4) | Roseworthy | RW | RW045 | Goulter House - Custance | GN | Ground Floor | G8 | 99963 | Student Accommodation | 99939 | Unusable Spaces | 11.11 | Bedroom (4) | 7 | Residential Accommodation Space Group | 700 | Residential - Specific type not defined |  | Unknown | 0.00 | NO
Roseworthy_RW045-Goulter House - Custance_Ground Floor_G9 _ Bedroom (3) | RW-RW045-GN-G9 | RW045-GN-G9-Bedroom (3) | Roseworthy | RW | RW045 | Goulter House - Custance | GN | Ground Floor | G9 | 99963 | Student Accommodation | 99939 | Unusable Spaces | 11.11 | Bedroom (3) | 7 | Residential Accommodation Space Group | 700 | Residential - Specific type not defined |  | Unknown | 0.00 | NO
Roseworthy_RW046-Hall 1 Residential_First Floor_107 _ WC | RW-RW046-01-107 | RW046-01-107-WC | Roseworthy | RW | RW046 | Hall 1 Residential | 01 | First Floor | 107 | 99939 | Unusable Spaces | 99939 | Unusable Spaces | 21.7 | WC | 8 | Non Useable Floor Area Space Group | 835 | Non-usable - Toilets/Amenities - Other |  | Unknown | 0.00 | NO
Roseworthy_RW046-Hall 1 Residential_First Floor_108 _ Shower | RW-RW046-01-108 | RW046-01-108-Shower | Roseworthy | RW | RW046 | Hall 1 Residential | 01 | First Floor | 108 | 99963 | Student Accommodation | 99939 | Unusable Spaces | 2.89 | Shower | 8 | Non Useable Floor Area Space Group | 835 | Non-usable - Toilets/Amenities - Other |  | Unknown | 0.00 | NO
Roseworthy_RW046-Hall 1 Residential_First Floor_109 _ Foyer / Entrance | RW-RW046-01-109 | RW046-01-109-Foyer / Entrance | Roseworthy | RW | RW046 | Hall 1 Residential | 01 | First Floor | 109 | 99963 | Student Accommodation | 99939 | Unusable Spaces | 4.15 | Foyer / Entrance | 8 | Non Useable Floor Area Space Group | 805 | Non-usable - Circulation space |  | Unknown | 0.00 | NO
Roseworthy_RW046-Hall 1 Residential_First Floor_110 _ Service Duct | RW-RW046-01-110 | RW046-01-110-Service Duct | Roseworthy | RW | RW046 | Hall 1 Residential | 01 | First Floor | 110 | 99963 | Student Accommodation | 99939 | Unusable Spaces | 0.96 | Service Duct | 8 | Non Useable Floor Area Space Group | 840 | Non-usable - Service riser |  | Unknown | 0.00 | NO
Roseworthy_RW046-Hall 1 Residential_First Floor_111 _ Cleaners Store | RW-RW046-01-111 | RW046-01-111-Cleaners Store | Roseworthy | RW | RW046 | Hall 1 Residential | 01 | First Floor | 111 | 99963 | Student Accommodation | 99939 | Unusable Spaces | 2.47 | Cleaners Store | 8 | Non Useable Floor Area Space Group | 806 | Non-usable - Cleaners room |  | Unknown | 0.00 | NO
Roseworthy_RW046-Hall 1 Residential_First Floor_112 _ Shower | RW-RW046-01-112 | RW046-01-112-Shower | Roseworthy | RW | RW046 | Hall 1 Residential | 01 | First Floor | 112 | 99963 | Student Accommodation | 99939 | Unusable Spaces | 7.64 | Shower | 8 | Non Useable Floor Area Space Group | 835 | Non-usable - Toilets/Amenities - Other |  | Unknown | 0.00 | NO
Roseworthy_RW046-Hall 1 Residential_First Floor_113 _ Kitchenette | RW-RW046-01-113 | RW046-01-113-Kitchenette | Roseworthy | RW | RW046 | Hall 1 Residential | 01 | First Floor | 113 | 99963 | Student Accommodation | 99939 | Unusable Spaces | 18.94 | Kitchenette | 6 | General Facility Space Group | 608 | General Facility - Kitchen/Servery/Food Storage |  | Unknown | 0.00 | NO
Roseworthy_RW046-Hall 1 Residential_First Floor_114 _ Stair | RW-RW046-01-114 | RW046-01-114-Stair | Roseworthy | RW | RW046 | Hall 1 Residential | 01 | First Floor | 114 | 99939 | Unusable Spaces | 99939 | Unusable Spaces | 9.01 | Stair | 8 | Non Useable Floor Area Space Group | 805 | Non-usable - Circulation space |  | Unknown | 0.00 | NO
Roseworthy_RW046-Hall 1 Residential_First Floor_115 _ Corr. | RW-RW046-01-115 | RW046-01-115-Corr. | Roseworthy | RW | RW046 | Hall 1 Residential | 01 | First Floor | 115 | 99939 | Unusable Spaces | 99939 | Unusable Spaces | 157.81 | Corr. | 8 | Non Useable Floor Area Space Group | 805 | Non-usable - Circulation space |  | Unknown | 0.00 | NO
Roseworthy_RW046-Hall 1 Residential_First Floor_123 _ WC | RW-RW046-01-123 | RW046-01-123-WC | Roseworthy | RW | RW046 | Hall 1 Residential | 01 | First Floor | 123 | 99939 | Unusable Spaces | 99939 | Unusable Spaces | 21.7 | WC | 8 | Non Useable Floor Area Space Group | 835 | Non-usable - Toilets/Amenities - Other |  | Unknown | 0.00 | NO
Roseworthy_RW046-Hall 1 Residential_First Floor_124 _ Shower | RW-RW046-01-124 | RW046-01-124-Shower | Roseworthy | RW | RW046 | Hall 1 Residential | 01 | First Floor | 124 | 99963 | Student Accommodation | 99939 | Unusable Spaces | 2.89 | Shower | 8 | Non Useable Floor Area Space Group | 835 | Non-usable - Toilets/Amenities - Other |  | Unknown | 0.00 | NO
Roseworthy_RW046-Hall 1 Residential_First Floor_125 _ Corr. | RW-RW046-01-125 | RW046-01-125-Corr. | Roseworthy | RW | RW046 | Hall 1 Residential | 01 | First Floor | 125 | 99963 | Student Accommodation | 99939 | Unusable Spaces | 4.15 | Corr. | 8 | Non Useable Floor Area Space Group | 805 | Non-usable - Circulation space |  | Unknown | 0.00 | NO
Roseworthy_RW046-Hall 1 Residential_First Floor_126 _ Service Duct | RW-RW046-01-126 | RW046-01-126-Service Duct | Roseworthy | RW | RW046 | Hall 1 Residential | 01 | First Floor | 126 | 99963 | Student Accommodation | 99939 | Unusable Spaces | 0.96 | Service Duct | 8 | Non Useable Floor Area Space Group | 840 | Non-usable - Service riser |  | Unknown | 0.00 | NO
Roseworthy_RW046-Hall 1 Residential_First Floor_127 _ Cleaners Store | RW-RW046-01-127 | RW046-01-127-Cleaners Store | Roseworthy | RW | RW046 | Hall 1 Residential | 01 | First Floor | 127 | 99963 | Student Accommodation | 99939 | Unusable Spaces | 2.47 | Cleaners Store | 8 | Non Useable Floor Area Space Group | 806 | Non-usable - Cleaners room |  | Unknown | 0.00 | NO
Roseworthy_RW046-Hall 1 Residential_First Floor_128 _ Shower | RW-RW046-01-128 | RW046-01-128-Shower | Roseworthy | RW | RW046 | Hall 1 Residential | 01 | First Floor | 128 | 99963 | Student Accommodation | 99939 | Unusable Spaces | 7.64 | Shower | 8 | Non Useable Floor Area Space Group | 835 | Non-usable - Toilets/Amenities - Other |  | Unknown | 0.00 | NO
Roseworthy_RW046-Hall 1 Residential_First Floor_129 _ Kitchenette | RW-RW046-01-129 | RW046-01-129-Kitchenette | Roseworthy | RW | RW046 | Hall 1 Residential | 01 | First Floor | 129 | 99963 | Student Accommodation | 99939 | Unusable Spaces | 16.56 | Kitchenette | 6 | General Facility Space Group | 608 | General Facility - Kitchen/Servery/Food Storage |  | Unknown | 0.00 | NO
Roseworthy_RW046-Hall 1 Residential_First Floor_130 _ Stair | RW-RW046-01-130 | RW046-01-130-Stair | Roseworthy | RW | RW046 | Hall 1 Residential | 01 | First Floor | 130 | 99963 | Student Accommodation | 99939 | Unusable Spaces | 9.02 | Stair | 8 | Non Useable Floor Area Space Group | 805 | Non-usable - Circulation space |  | Unknown | 0.00 | NO
Roseworthy_RW046-Hall 1 Residential_First Floor_133 _ Residential | RW-RW046-01-133 | RW046-01-133-Residential | Roseworthy | RW | RW046 | Hall 1 Residential | 01 | First Floor | 133 | 99963 | Student Accommodation | 99939 | Unusable Spaces | 12.04 | Residential | 7 | Residential Accommodation Space Group | 700 | Residential - Specific type not defined |  | Unknown | 0.00 | NO
Roseworthy_RW046-Hall 1 Residential_First Floor_134 _ Residential | RW-RW046-01-134 | RW046-01-134-Residential | Roseworthy | RW | RW046 | Hall 1 Residential | 01 | First Floor | 134 | 99963 | Student Accommodation | 99939 | Unusable Spaces | 11.57 | Residential | 7 | Residential Accommodation Space Group | 700 | Residential - Specific type not defined |  | Unknown | 0.00 | NO
Roseworthy_RW046-Hall 1 Residential_First Floor_135 _ Residential | RW-RW046-01-135 | RW046-01-135-Residential | Roseworthy | RW | RW046 | Hall 1 Residential | 01 | First Floor | 135 | 99963 | Student Accommodation | 99939 | Unusable Spaces | 12.04 | Residential | 7 | Residential Accommodation Space Group | 700 | Residential - Specific type not defined |  | Unknown | 0.00 | NO
Roseworthy_RW046-Hall 1 Residential_First Floor_136 _ Residential | RW-RW046-01-136 | RW046-01-136-Residential | Roseworthy | RW | RW046 | Hall 1 Residential | 01 | First Floor | 136 | 99963 | Student Accommodation | 99939 | Unusable Spaces | 11.57 | Residential | 7 | Residential Accommodation Space Group | 700 | Residential - Specific type not defined |  | Unknown | 0.00 | NO
Roseworthy_RW046-Hall 1 Residential_First Floor_137 _ Residential | RW-RW046-01-137 | RW046-01-137-Residential | Roseworthy | RW | RW046 | Hall 1 Residential | 01 | First Floor | 137 | 99963 | Student Accommodation | 99939 | Unusable Spaces | 12.33 | Residential | 7 | Residential Accommodation Space Group | 700 | Residential - Specific type not defined |  | Unknown | 0.00 | NO
Roseworthy_RW046-Hall 1 Residential_First Floor_138 _ Residential | RW-RW046-01-138 | RW046-01-138-Residential | Roseworthy | RW | RW046 | Hall 1 Residential | 01 | First Floor | 138 | 99963 | Student Accommodation | 99939 | Unusable Spaces | 11.57 | Residential | 7 | Residential Accommodation Space Group | 700 | Residential - Specific type not defined |  | Unknown | 0.00 | NO
Roseworthy_RW046-Hall 1 Residential_First Floor_139 _ Residential | RW-RW046-01-139 | RW046-01-139-Residential | Roseworthy | RW | RW046 | Hall 1 Residential | 01 | First Floor | 139 | 99963 | Student Accommodation | 99939 | Unusable Spaces | 11.57 | Residential | 7 | Residential Accommodation Space Group | 700 | Residential - Specific type not defined |  | Unknown | 0.00 | NO
Roseworthy_RW046-Hall 1 Residential_First Floor_140 _ Residential | RW-RW046-01-140 | RW046-01-140-Residential | Roseworthy | RW | RW046 | Hall 1 Residential | 01 | First Floor | 140 | 99963 | Student Accommodation | 99939 | Unusable Spaces | 12.25 | Residential | 7 | Residential Accommodation Space Group | 700 | Residential - Specific type not defined |  | Unknown | 0.00 | NO
Roseworthy_RW046-Hall 1 Residential_First Floor_141 _ Residential | RW-RW046-01-141 | RW046-01-141-Residential | Roseworthy | RW | RW046 | Hall 1 Residential | 01 | First Floor | 141 | 99963 | Student Accommodation | 99939 | Unusable Spaces | 11.73 | Residential | 7 | Residential Accommodation Space Group | 700 | Residential - Specific type not defined |  | Unknown | 0.00 | NO
Roseworthy_RW046-Hall 1 Residential_First Floor_142 _ Residential | RW-RW046-01-142 | RW046-01-142-Residential | Roseworthy | RW | RW046 | Hall 1 Residential | 01 | First Floor | 142 | 99963 | Student Accommodation | 99939 | Unusable Spaces | 14.73 | Residential | 7 | Residential Accommodation Space Group | 700 | Residential - Specific type not defined |  | Unknown | 0.00 | NO
Roseworthy_RW046-Hall 1 Residential_First Floor_143 _ Residential | RW-RW046-01-143 | RW046-01-143-Residential | Roseworthy | RW | RW046 | Hall 1 Residential | 01 | First Floor | 143 | 99963 | Student Accommodation | 99939 | Unusable Spaces | 12.25 | Residential | 7 | Residential Accommodation Space Group | 700 | Residential - Specific type not defined |  | Unknown | 0.00 | NO
Roseworthy_RW046-Hall 1 Residential_First Floor_144 _ Residential | RW-RW046-01-144 | RW046-01-144-Residential | Roseworthy | RW | RW046 | Hall 1 Residential | 01 | First Floor | 144 | 99963 | Student Accommodation | 99939 | Unusable Spaces | 11.73 | Residential | 7 | Residential Accommodation Space Group | 700 | Residential - Specific type not defined |  | Unknown | 0.00 | NO
Roseworthy_RW046-Hall 1 Residential_First Floor_145 _ Residential | RW-RW046-01-145 | RW046-01-145-Residential | Roseworthy | RW | RW046 | Hall 1 Residential | 01 | First Floor | 145 | 99963 | Student Accommodation | 99939 | Unusable Spaces | 12.52 | Residential | 7 | Residential Accommodation Space Group | 700 | Residential - Specific type not defined |  | Unknown | 0.00 | NO
Roseworthy_RW046-Hall 1 Residential_First Floor_146 _ Residential | RW-RW046-01-146 | RW046-01-146-Residential | Roseworthy | RW | RW046 | Hall 1 Residential | 01 | First Floor | 146 | 99963 | Student Accommodation | 99939 | Unusable Spaces | 12.52 | Residential | 7 | Residential Accommodation Space Group | 700 | Residential - Specific type not defined |  | Unknown | 0.00 | NO
Roseworthy_RW046-Hall 1 Residential_First Floor_147 _ Residential | RW-RW046-01-147 | RW046-01-147-Residential | Roseworthy | RW | RW046 | Hall 1 Residential | 01 | First Floor | 147 | 99963 | Student Accommodation | 99939 | Unusable Spaces | 11.57 | Residential | 7 | Residential Accommodation Space Group | 700 | Residential - Specific type not defined |  | Unknown | 0.00 | NO
Roseworthy_RW046-Hall 1 Residential_First Floor_148 _ Residential | RW-RW046-01-148 | RW046-01-148-Residential | Roseworthy | RW | RW046 | Hall 1 Residential | 01 | First Floor | 148 | 99963 | Student Accommodation | 99939 | Unusable Spaces | 11.57 | Residential | 7 | Residential Accommodation Space Group | 700 | Residential - Specific type not defined |  | Unknown | 0.00 | NO
Roseworthy_RW046-Hall 1 Residential_First Floor_149 _ Residential | RW-RW046-01-149 | RW046-01-149-Residential | Roseworthy | RW | RW046 | Hall 1 Residential | 01 | First Floor | 149 | 99963 | Student Accommodation | 99939 | Unusable Spaces | 11.57 | Residential | 7 | Residential Accommodation Space Group | 700 | Residential - Specific type not defined |  | Unknown | 0.00 | NO
Roseworthy_RW046-Hall 1 Residential_First Floor_150 _ Residential | RW-RW046-01-150 | RW046-01-150-Residential | Roseworthy | RW | RW046 | Hall 1 Residential | 01 | First Floor | 150 | 99963 | Student Accommodation | 99939 | Unusable Spaces | 11.57 | Residential | 7 | Residential Accommodation Space Group | 700 | Residential - Specific type not defined |  | Unknown | 0.00 | NO
Roseworthy_RW046-Hall 1 Residential_First Floor_151 _ Residential | RW-RW046-01-151 | RW046-01-151-Residential | Roseworthy | RW | RW046 | Hall 1 Residential | 01 | First Floor | 151 | 99963 | Student Accommodation | 99939 | Unusable Spaces | 11.57 | Residential | 7 | Residential Accommodation Space Group | 700 | Residential - Specific type not defined |  | Unknown | 0.00 | NO
Roseworthy_RW046-Hall 1 Residential_First Floor_152 _ Residential | RW-RW046-01-152 | RW046-01-152-Residential | Roseworthy | RW | RW046 | Hall 1 Residential | 01 | First Floor | 152 | 99963 | Student Accommodation | 99939 | Unusable Spaces | 11.57 | Residential | 7 | Residential Accommodation Space Group | 700 | Residential - Specific type not defined |  | Unknown | 0.00 | NO
Roseworthy_RW046-Hall 1 Residential_First Floor_153 _ Residential | RW-RW046-01-153 | RW046-01-153-Residential | Roseworthy | RW | RW046 | Hall 1 Residential | 01 | First Floor | 153 | 99963 | Student Accommodation | 99939 | Unusable Spaces | 11.57 | Residential | 7 | Residential Accommodation Space Group | 700 | Residential - Specific type not defined |  | Unknown | 0.00 | NO
Roseworthy_RW046-Hall 1 Residential_First Floor_154 _ Residential | RW-RW046-01-154 | RW046-01-154-Residential | Roseworthy | RW | RW046 | Hall 1 Residential | 01 | First Floor | 154 | 99963 | Student Accommodation | 99939 | Unusable Spaces | 11.57 | Residential | 7 | Residential Accommodation Space Group | 700 | Residential - Specific type not defined |  | Unknown | 0.00 | NO
Roseworthy_RW046-Hall 1 Residential_First Floor_155 _ Residential | RW-RW046-01-155 | RW046-01-155-Residential | Roseworthy | RW | RW046 | Hall 1 Residential | 01 | First Floor | 155 | 99963 | Student Accommodation | 99939 | Unusable Spaces | 11.57 | Residential | 7 | Residential Accommodation Space Group | 700 | Residential - Specific type not defined |  | Unknown | 0.00 | NO
Roseworthy_RW046-Hall 1 Residential_First Floor_156 _ Residential | RW-RW046-01-156 | RW046-01-156-Residential | Roseworthy | RW | RW046 | Hall 1 Residential | 01 | First Floor | 156 | 99963 | Student Accommodation | 99939 | Unusable Spaces | 11.57 | Residential | 7 | Residential Accommodation Space Group | 700 | Residential - Specific type not defined |  | Unknown | 0.00 | NO
Roseworthy_RW046-Hall 1 Residential_First Floor_157 _ Residential | RW-RW046-01-157 | RW046-01-157-Residential | Roseworthy | RW | RW046 | Hall 1 Residential | 01 | First Floor | 157 | 99963 | Student Accommodation | 99939 | Unusable Spaces | 10.59 | Residential | 7 | Residential Accommodation Space Group | 700 | Residential - Specific type not defined |  | Unknown | 0.00 | NO
Roseworthy_RW046-Hall 1 Residential_First Floor_158 _ Residential | RW-RW046-01-158 | RW046-01-158-Residential | Roseworthy | RW | RW046 | Hall 1 Residential | 01 | First Floor | 158 | 99963 | Student Accommodation | 99939 | Unusable Spaces | 10.98 | Residential | 7 | Residential Accommodation Space Group | 700 | Residential - Specific type not defined |  | Unknown | 0.00 | NO
Roseworthy_RW046-Hall 1 Residential_First Floor_159 _ Residential | RW-RW046-01-159 | RW046-01-159-Residential | Roseworthy | RW | RW046 | Hall 1 Residential | 01 | First Floor | 159 | 99963 | Student Accommodation | 99939 | Unusable Spaces | 12.17 | Residential | 7 | Residential Accommodation Space Group | 700 | Residential - Specific type not defined |  | Unknown | 0.00 | NO
Roseworthy_RW046-Hall 1 Residential_First Floor_160 _ Residential | RW-RW046-01-160 | RW046-01-160-Residential | Roseworthy | RW | RW046 | Hall 1 Residential | 01 | First Floor | 160 | 99963 | Student Accommodation | 99939 | Unusable Spaces | 11.57 | Residential | 7 | Residential Accommodation Space Group | 700 | Residential - Specific type not defined |  | Unknown | 0.00 | NO
Roseworthy_RW046-Hall 1 Residential_First Floor_161 _ Residential | RW-RW046-01-161 | RW046-01-161-Residential | Roseworthy | RW | RW046 | Hall 1 Residential | 01 | First Floor | 161 | 99963 | Student Accommodation | 99939 | Unusable Spaces | 11.57 | Residential | 7 | Residential Accommodation Space Group | 700 | Residential - Specific type not defined |  | Unknown | 0.00 | NO
Roseworthy_RW046-Hall 1 Residential_First Floor_162 _ Residential | RW-RW046-01-162 | RW046-01-162-Residential | Roseworthy | RW | RW046 | Hall 1 Residential | 01 | First Floor | 162 | 99963 | Student Accommodation | 99939 | Unusable Spaces | 19.21 | Residential | 7 | Residential Accommodation Space Group | 700 | Residential - Specific type not defined |  | Unknown | 0.00 | NO
Roseworthy_RW046-Hall 1 Residential_First Floor_163 _ Residential | RW-RW046-01-163 | RW046-01-163-Residential | Roseworthy | RW | RW046 | Hall 1 Residential | 01 | First Floor | 163 | 99963 | Student Accommodation | 99939 | Unusable Spaces | 11.57 | Residential | 7 | Residential Accommodation Space Group | 700 | Residential - Specific type not defined |  | Unknown | 0.00 | NO
Roseworthy_RW046-Hall 1 Residential_First Floor_164 _ Residential | RW-RW046-01-164 | RW046-01-164-Residential | Roseworthy | RW | RW046 | Hall 1 Residential | 01 | First Floor | 164 | 99963 | Student Accommodation | 99939 | Unusable Spaces | 11.57 | Residential | 7 | Residential Accommodation Space Group | 700 | Residential - Specific type not defined |  | Unknown | 0.00 | NO
Roseworthy_RW046-Hall 1 Residential_First Floor_165 _ Residential | RW-RW046-01-165 | RW046-01-165-Residential | Roseworthy | RW | RW046 | Hall 1 Residential | 01 | First Floor | 165 | 99963 | Student Accommodation | 99939 | Unusable Spaces | 11.81 | Residential | 7 | Residential Accommodation Space Group | 700 | Residential - Specific type not defined |  | Unknown | 0.00 | NO
Roseworthy_RW046-Hall 1 Residential_First Floor_166 _ Residential | RW-RW046-01-166 | RW046-01-166-Residential | Roseworthy | RW | RW046 | Hall 1 Residential | 01 | First Floor | 166 | 99963 | Student Accommodation | 99939 | Unusable Spaces | 11.63 | Residential | 7 | Residential Accommodation Space Group | 700 | Residential - Specific type not defined |  | Unknown | 0.00 | NO
Roseworthy_RW046-Hall 1 Residential_First Floor_167 _ Residential | RW-RW046-01-167 | RW046-01-167-Residential | Roseworthy | RW | RW046 | Hall 1 Residential | 01 | First Floor | 167 | 99963 | Student Accommodation | 99939 | Unusable Spaces | 11.57 | Residential | 7 | Residential Accommodation Space Group | 700 | Residential - Specific type not defined |  | Unknown | 0.00 | NO
Roseworthy_RW046-Hall 1 Residential_First Floor_168 _ Residential | RW-RW046-01-168 | RW046-01-168-Residential | Roseworthy | RW | RW046 | Hall 1 Residential | 01 | First Floor | 168 | 99963 | Student Accommodation | 99939 | Unusable Spaces | 11.4 | Residential | 7 | Residential Accommodation Space Group | 700 | Residential - Specific type not defined |  | Unknown | 0.00 | NO
Roseworthy_RW046-Hall 1 Residential_First Floor_169 _ Residential | RW-RW046-01-169 | RW046-01-169-Residential | Roseworthy | RW | RW046 | Hall 1 Residential | 01 | First Floor | 169 | 99963 | Student Accommodation | 99939 | Unusable Spaces | 11.57 | Residential | 7 | Residential Accommodation Space Group | 700 | Residential - Specific type not defined |  | Unknown | 0.00 | NO
Roseworthy_RW046-Hall 1 Residential_First Floor_170 _ Residential | RW-RW046-01-170 | RW046-01-170-Residential | Roseworthy | RW | RW046 | Hall 1 Residential | 01 | First Floor | 170 | 99963 | Student Accommodation | 99939 | Unusable Spaces | 11.57 | Residential | 7 | Residential Accommodation Space Group | 700 | Residential - Specific type not defined |  | Unknown | 0.00 | NO
Roseworthy_RW046-Hall 1 Residential_Roof Plan_R01 _ Plant Platform (NUFA) | RW-RW046-02-R01 | RW046-02-R01-Plant Platform (NUFA) | Roseworthy | RW | RW046 | Hall 1 Residential | 02 | Roof Plan | R01 | 99939 | Unusable Spaces | 99939 | Unusable Spaces | 14.45 | Plant Platform (NUFA) | 8 | Non Useable Floor Area Space Group | 811 | Non-usable - Plant room other |  | Unknown | 0.00 | NO
Roseworthy_RW046-Hall 1 Residential_Ground Floor_101 _ Residential | RW-RW046-GN-101 | RW046-GN-101-Residential | Roseworthy | RW | RW046 | Hall 1 Residential | GN | Ground Floor | 101 | 99963 | Student Accommodation | 99939 | Unusable Spaces | 11.57 | Residential | 7 | Residential Accommodation Space Group | 700 | Residential - Specific type not defined |  | Unknown | 0.00 | NO
Roseworthy_RW046-Hall 1 Residential_Ground Floor_102 _ Residential | RW-RW046-GN-102 | RW046-GN-102-Residential | Roseworthy | RW | RW046 | Hall 1 Residential | GN | Ground Floor | 102 | 99963 | Student Accommodation | 99939 | Unusable Spaces | 11.57 | Residential | 7 | Residential Accommodation Space Group | 700 | Residential - Specific type not defined |  | Unknown | 0.00 | NO
Roseworthy_RW046-Hall 1 Residential_Ground Floor_103 _ Residential | RW-RW046-GN-103 | RW046-GN-103-Residential | Roseworthy | RW | RW046 | Hall 1 Residential | GN | Ground Floor | 103 | 99963 | Student Accommodation | 99939 | Unusable Spaces | 11.57 | Residential | 7 | Residential Accommodation Space Group | 700 | Residential - Specific type not defined |  | Unknown | 0.00 | NO
Roseworthy_RW046-Hall 1 Residential_Ground Floor_104 _ Residential | RW-RW046-GN-104 | RW046-GN-104-Residential | Roseworthy | RW | RW046 | Hall 1 Residential | GN | Ground Floor | 104 | 99963 | Student Accommodation | 99939 | Unusable Spaces | 11.57 | Residential | 7 | Residential Accommodation Space Group | 700 | Residential - Specific type not defined |  | Unknown | 0.00 | NO
Roseworthy_RW046-Hall 1 Residential_Ground Floor_105 _ Residential | RW-RW046-GN-105 | RW046-GN-105-Residential | Roseworthy | RW | RW046 | Hall 1 Residential | GN | Ground Floor | 105 | 99963 | Student Accommodation | 99939 | Unusable Spaces | 11.81 | Residential | 7 | Residential Accommodation Space Group | 700 | Residential - Specific type not defined |  | Unknown | 0.00 | NO
Roseworthy_RW046-Hall 1 Residential_Ground Floor_106 _ Residential | RW-RW046-GN-106 | RW046-GN-106-Residential | Roseworthy | RW | RW046 | Hall 1 Residential | GN | Ground Floor | 106 | 99963 | Student Accommodation | 99939 | Unusable Spaces | 11.81 | Residential | 7 | Residential Accommodation Space Group | 700 | Residential - Specific type not defined |  | Unknown | 0.00 | NO
Roseworthy_RW046-Hall 1 Residential_Ground Floor_107 _ Residential | RW-RW046-GN-107 | RW046-GN-107-Residential | Roseworthy | RW | RW046 | Hall 1 Residential | GN | Ground Floor | 107 | 99963 | Student Accommodation | 99939 | Unusable Spaces | 11.57 | Residential | 7 | Residential Accommodation Space Group | 700 | Residential - Specific type not defined |  | Unknown | 0.00 | NO
Roseworthy_RW046-Hall 1 Residential_Ground Floor_108 _ Residential | RW-RW046-GN-108 | RW046-GN-108-Residential | Roseworthy | RW | RW046 | Hall 1 Residential | GN | Ground Floor | 108 | 99963 | Student Accommodation | 99939 | Unusable Spaces | 11.57 | Residential | 7 | Residential Accommodation Space Group | 700 | Residential - Specific type not defined |  | Unknown | 0.00 | NO
Roseworthy_RW046-Hall 1 Residential_Ground Floor_109 _ Residential | RW-RW046-GN-109 | RW046-GN-109-Residential | Roseworthy | RW | RW046 | Hall 1 Residential | GN | Ground Floor | 109 | 99963 | Student Accommodation | 99939 | Unusable Spaces | 12.17 | Residential | 7 | Residential Accommodation Space Group | 700 | Residential - Specific type not defined |  | Unknown | 0.00 | NO
Roseworthy_RW046-Hall 1 Residential_Ground Floor_110 _ Residential | RW-RW046-GN-110 | RW046-GN-110-Residential | Roseworthy | RW | RW046 | Hall 1 Residential | GN | Ground Floor | 110 | 99963 | Student Accommodation | 99939 | Unusable Spaces | 10.98 | Residential | 7 | Residential Accommodation Space Group | 700 | Residential - Specific type not defined |  | Unknown | 0.00 | NO
Roseworthy_RW046-Hall 1 Residential_Ground Floor_111 _ Residential | RW-RW046-GN-111 | RW046-GN-111-Residential | Roseworthy | RW | RW046 | Hall 1 Residential | GN | Ground Floor | 111 | 99963 | Student Accommodation | 99939 | Unusable Spaces | 10.98 | Residential | 7 | Residential Accommodation Space Group | 700 | Residential - Specific type not defined |  | Unknown | 0.00 | NO
Roseworthy_RW046-Hall 1 Residential_Ground Floor_112 _ Residential | RW-RW046-GN-112 | RW046-GN-112-Residential | Roseworthy | RW | RW046 | Hall 1 Residential | GN | Ground Floor | 112 | 99963 | Student Accommodation | 99939 | Unusable Spaces | 11.57 | Residential | 7 | Residential Accommodation Space Group | 700 | Residential - Specific type not defined |  | Unknown | 0.00 | NO
Roseworthy_RW046-Hall 1 Residential_Ground Floor_113 _ Residential | RW-RW046-GN-113 | RW046-GN-113-Residential | Roseworthy | RW | RW046 | Hall 1 Residential | GN | Ground Floor | 113 | 99963 | Student Accommodation | 99939 | Unusable Spaces | 11.57 | Residential | 7 | Residential Accommodation Space Group | 700 | Residential - Specific type not defined |  | Unknown | 0.00 | NO
Roseworthy_RW046-Hall 1 Residential_Ground Floor_114 _ Residential | RW-RW046-GN-114 | RW046-GN-114-Residential | Roseworthy | RW | RW046 | Hall 1 Residential | GN | Ground Floor | 114 | 99963 | Student Accommodation | 99939 | Unusable Spaces | 11.57 | Residential | 7 | Residential Accommodation Space Group | 700 | Residential - Specific type not defined |  | Unknown | 0.00 | NO
Roseworthy_RW046-Hall 1 Residential_Ground Floor_115 _ Residential | RW-RW046-GN-115 | RW046-GN-115-Residential | Roseworthy | RW | RW046 | Hall 1 Residential | GN | Ground Floor | 115 | 99963 | Student Accommodation | 99939 | Unusable Spaces | 11.57 | Residential | 7 | Residential Accommodation Space Group | 700 | Residential - Specific type not defined |  | Unknown | 0.00 | NO
Roseworthy_RW046-Hall 1 Residential_Ground Floor_116 _ Residential | RW-RW046-GN-116 | RW046-GN-116-Residential | Roseworthy | RW | RW046 | Hall 1 Residential | GN | Ground Floor | 116 | 99963 | Student Accommodation | 99939 | Unusable Spaces | 11.57 | Residential | 7 | Residential Accommodation Space Group | 700 | Residential - Specific type not defined |  | Unknown | 0.00 | NO
Roseworthy_RW046-Hall 1 Residential_Ground Floor_117 _ Residential | RW-RW046-GN-117 | RW046-GN-117-Residential | Roseworthy | RW | RW046 | Hall 1 Residential | GN | Ground Floor | 117 | 99963 | Student Accommodation | 99939 | Unusable Spaces | 11.57 | Residential | 7 | Residential Accommodation Space Group | 700 | Residential - Specific type not defined |  | Unknown | 0.00 | NO
Roseworthy_RW046-Hall 1 Residential_Ground Floor_118 _ Residential | RW-RW046-GN-118 | RW046-GN-118-Residential | Roseworthy | RW | RW046 | Hall 1 Residential | GN | Ground Floor | 118 | 99963 | Student Accommodation | 99939 | Unusable Spaces | 11.57 | Residential | 7 | Residential Accommodation Space Group | 700 | Residential - Specific type not defined |  | Unknown | 0.00 | NO
Roseworthy_RW046-Hall 1 Residential_Ground Floor_119 _ Residential | RW-RW046-GN-119 | RW046-GN-119-Residential | Roseworthy | RW | RW046 | Hall 1 Residential | GN | Ground Floor | 119 | 99963 | Student Accommodation | 99939 | Unusable Spaces | 11.57 | Residential | 7 | Residential Accommodation Space Group | 700 | Residential - Specific type not defined |  | Unknown | 0.00 | NO
Roseworthy_RW046-Hall 1 Residential_Ground Floor_120 _ Residential | RW-RW046-GN-120 | RW046-GN-120-Residential | Roseworthy | RW | RW046 | Hall 1 Residential | GN | Ground Floor | 120 | 99963 | Student Accommodation | 99939 | Unusable Spaces | 11.57 | Residential | 7 | Residential Accommodation Space Group | 700 | Residential - Specific type not defined |  | Unknown | 0.00 | NO
Roseworthy_RW046-Hall 1 Residential_Ground Floor_121 _ Residential | RW-RW046-GN-121 | RW046-GN-121-Residential | Roseworthy | RW | RW046 | Hall 1 Residential | GN | Ground Floor | 121 | 99963 | Student Accommodation | 99939 | Unusable Spaces | 11.57 | Residential | 7 | Residential Accommodation Space Group | 700 | Residential - Specific type not defined |  | Unknown | 0.00 | NO
Roseworthy_RW046-Hall 1 Residential_Ground Floor_122 _ Residential | RW-RW046-GN-122 | RW046-GN-122-Residential | Roseworthy | RW | RW046 | Hall 1 Residential | GN | Ground Floor | 122 | 99963 | Student Accommodation | 99939 | Unusable Spaces | 12.52 | Residential | 7 | Residential Accommodation Space Group | 700 | Residential - Specific type not defined |  | Unknown | 0.00 | NO
Roseworthy_RW046-Hall 1 Residential_Ground Floor_123 _ Residential | RW-RW046-GN-123 | RW046-GN-123-Residential | Roseworthy | RW | RW046 | Hall 1 Residential | GN | Ground Floor | 123 | 99963 | Student Accommodation | 99939 | Unusable Spaces | 12.52 | Residential | 7 | Residential Accommodation Space Group | 700 | Residential - Specific type not defined |  | Unknown | 0.00 | NO
Roseworthy_RW046-Hall 1 Residential_Ground Floor_124 _ Residential | RW-RW046-GN-124 | RW046-GN-124-Residential | Roseworthy | RW | RW046 | Hall 1 Residential | GN | Ground Floor | 124 | 99963 | Student Accommodation | 99939 | Unusable Spaces | 11.73 | Residential | 7 | Residential Accommodation Space Group | 700 | Residential - Specific type not defined |  | Unknown | 0.00 | NO
Roseworthy_RW046-Hall 1 Residential_Ground Floor_125 _ Residential | RW-RW046-GN-125 | RW046-GN-125-Residential | Roseworthy | RW | RW046 | Hall 1 Residential | GN | Ground Floor | 125 | 99963 | Student Accommodation | 99939 | Unusable Spaces | 12.25 | Residential | 7 | Residential Accommodation Space Group | 700 | Residential - Specific type not defined |  | Unknown | 0.00 | NO
Roseworthy_RW046-Hall 1 Residential_Ground Floor_126 _ Residential | RW-RW046-GN-126 | RW046-GN-126-Residential | Roseworthy | RW | RW046 | Hall 1 Residential | GN | Ground Floor | 126 | 99963 | Student Accommodation | 99939 | Unusable Spaces | 11.57 | Residential | 7 | Residential Accommodation Space Group | 700 | Residential - Specific type not defined |  | Unknown | 0.00 | NO
Roseworthy_RW046-Hall 1 Residential_Ground Floor_127 _ Residential | RW-RW046-GN-127 | RW046-GN-127-Residential | Roseworthy | RW | RW046 | Hall 1 Residential | GN | Ground Floor | 127 | 99963 | Student Accommodation | 99939 | Unusable Spaces | 12.33 | Residential | 7 | Residential Accommodation Space Group | 700 | Residential - Specific type not defined |  | Unknown | 0.00 | NO
Roseworthy_RW046-Hall 1 Residential_Ground Floor_128 _ Residential | RW-RW046-GN-128 | RW046-GN-128-Residential | Roseworthy | RW | RW046 | Hall 1 Residential | GN | Ground Floor | 128 | 99963 | Student Accommodation | 99939 | Unusable Spaces | 11.57 | Residential | 7 | Residential Accommodation Space Group | 700 | Residential - Specific type not defined |  | Unknown | 0.00 | NO
Roseworthy_RW046-Hall 1 Residential_Ground Floor_129 _ Residential | RW-RW046-GN-129 | RW046-GN-129-Residential | Roseworthy | RW | RW046 | Hall 1 Residential | GN | Ground Floor | 129 | 99963 | Student Accommodation | 99939 | Unusable Spaces | 12.04 | Residential | 7 | Residential Accommodation Space Group | 700 | Residential - Specific type not defined |  | Unknown | 0.00 | NO
Roseworthy_RW046-Hall 1 Residential_Ground Floor_130 _ Residential | RW-RW046-GN-130 | RW046-GN-130-Residential | Roseworthy | RW | RW046 | Hall 1 Residential | GN | Ground Floor | 130 | 99963 | Student Accommodation | 99939 | Unusable Spaces | 11.57 | Residential | 7 | Residential Accommodation Space Group | 700 | Residential - Specific type not defined |  | Unknown | 0.00 | NO
Roseworthy_RW046-Hall 1 Residential_Ground Floor_131 _ Residential | RW-RW046-GN-131 | RW046-GN-131-Residential | Roseworthy | RW | RW046 | Hall 1 Residential | GN | Ground Floor | 131 | 99963 | Student Accommodation | 99939 | Unusable Spaces | 12.04 | Residential | 7 | Residential Accommodation Space Group | 700 | Residential - Specific type not defined |  | Unknown | 0.00 | NO
Roseworthy_RW046-Hall 1 Residential_Ground Floor_132 _ Residential | RW-RW046-GN-132 | RW046-GN-132-Residential | Roseworthy | RW | RW046 | Hall 1 Residential | GN | Ground Floor | 132 | 99963 | Student Accommodation | 99939 | Unusable Spaces | 11.57 | Residential | 7 | Residential Accommodation Space Group | 700 | Residential - Specific type not defined |  | Unknown | 0.00 | NO
Roseworthy_RW046-Hall 1 Residential_Ground Floor_C2 _ Study | RW-RW046-GN-C2 | RW046-GN-C2-Study | Roseworthy | RW | RW046 | Hall 1 Residential | GN | Ground Floor | C2 | 99963 | Student Accommodation | 99939 | Unusable Spaces | 19 | Study | 7 | Residential Accommodation Space Group | 700 | Residential - Specific type not defined |  | Unknown | 0.00 | NO
Roseworthy_RW046-Hall 1 Residential_Ground Floor_G1 _ TV/Video Room | RW-RW046-GN-G1 | RW046-GN-G1-TV/Video Room | Roseworthy | RW | RW046 | Hall 1 Residential | GN | Ground Floor | G1 | 99963 | Student Accommodation | 99939 | Unusable Spaces | 24.53 | TV/Video Room | 6 | General Facility Space Group | 609 | General Facility - Recreation Room/Lounge/Bar/Social space |  | Unknown | 0.00 | NO
Roseworthy_RW046-Hall 1 Residential_Ground Floor_G10 _ Shower | RW-RW046-GN-G10 | RW046-GN-G10-Shower | Roseworthy | RW | RW046 | Hall 1 Residential | GN | Ground Floor | G10 | 99963 | Student Accommodation | 99939 | Unusable Spaces | 7.64 | Shower | 8 | Non Useable Floor Area Space Group | 835 | Non-usable - Toilets/Amenities - Other |  | Unknown | 0.00 | NO
Roseworthy_RW046-Hall 1 Residential_Ground Floor_G18 _ Dining Room | RW-RW046-GN-G18 | RW046-GN-G18-Dining Room | Roseworthy | RW | RW046 | Hall 1 Residential | GN | Ground Floor | G18 | 99963 | Student Accommodation | 99939 | Unusable Spaces | 94.59 | Dining Room | 6 | General Facility Space Group | 608 | General Facility - Kitchen/Servery/Food Storage |  | Unknown | 0.00 | NO
Roseworthy_RW046-Hall 1 Residential_Ground Floor_G18A _ Waiting | RW-RW046-GN-G18A | RW046-GN-G18A-Waiting | Roseworthy | RW | RW046 | Hall 1 Residential | GN | Ground Floor | G18A | 99963 | Student Accommodation | 99939 | Unusable Spaces | 17.94 | Waiting | 6 | General Facility Space Group | 623 | General Facility - Waiting Area/Foyer/Reception Area |  | Unknown | 0.00 | NO
Roseworthy_RW046-Hall 1 Residential_Ground Floor_G19 _ TV/Video Room | RW-RW046-GN-G19 | RW046-GN-G19-TV/Video Room | Roseworthy | RW | RW046 | Hall 1 Residential | GN | Ground Floor | G19 | 99963 | Student Accommodation | 99939 | Unusable Spaces | 33.93 | TV/Video Room | 6 | General Facility Space Group | 609 | General Facility - Recreation Room/Lounge/Bar/Social space |  | Unknown | 0.00 | NO
Roseworthy_RW046-Hall 1 Residential_Ground Floor_G2 _ Store | RW-RW046-GN-G2 | RW046-GN-G2-Store | Roseworthy | RW | RW046 | Hall 1 Residential | GN | Ground Floor | G2 | 99963 | Student Accommodation | 99939 | Unusable Spaces | 5.37 | Store | 4 | Ancillary Area Space Group | 419 | Ancillary Area - Store Room - Generic |  | Unknown | 0.00 | NO
Roseworthy_RW046-Hall 1 Residential_Ground Floor_G20 _ Games Room | RW-RW046-GN-G20 | RW046-GN-G20-Games Room | Roseworthy | RW | RW046 | Hall 1 Residential | GN | Ground Floor | G20 | 99963 | Student Accommodation | 99939 | Unusable Spaces | 52.48 | Games Room | 6 | General Facility Space Group | 609 | General Facility - Recreation Room/Lounge/Bar/Social space |  | Unknown | 0.00 | NO
Roseworthy_RW046-Hall 1 Residential_Ground Floor_G20A _ Store | RW-RW046-GN-G20A | RW046-GN-G20A-Store | Roseworthy | RW | RW046 | Hall 1 Residential | GN | Ground Floor | G20A | 99963 | Student Accommodation | 99939 | Unusable Spaces | 7.6 | Store | 4 | Ancillary Area Space Group | 419 | Ancillary Area - Store Room - Generic |  | Unknown | 0.00 | NO
Roseworthy_RW046-Hall 1 Residential_Ground Floor_G21 _ Plantroom | RW-RW046-GN-G21 | RW046-GN-G21-Plantroom | Roseworthy | RW | RW046 | Hall 1 Residential | GN | Ground Floor | G21 | 99963 | Student Accommodation | 99939 | Unusable Spaces | 24.22 | Plantroom | 8 | Non Useable Floor Area Space Group | 811 | Non-usable - Plant room other |  | Unknown | 0.00 | NO
Roseworthy_RW046-Hall 1 Residential_Ground Floor_G22 _ WC | RW-RW046-GN-G22 | RW046-GN-G22-WC | Roseworthy | RW | RW046 | Hall 1 Residential | GN | Ground Floor | G22 | 99963 | Student Accommodation | 99939 | Unusable Spaces | 20.04 | WC | 8 | Non Useable Floor Area Space Group | 835 | Non-usable - Toilets/Amenities - Other |  | Unknown | 0.00 | NO
Roseworthy_RW046-Hall 1 Residential_Ground Floor_G23 _ Shower | RW-RW046-GN-G23 | RW046-GN-G23-Shower | Roseworthy | RW | RW046 | Hall 1 Residential | GN | Ground Floor | G23 | 99963 | Student Accommodation | 99939 | Unusable Spaces | 2.89 | Shower | 8 | Non Useable Floor Area Space Group | 835 | Non-usable - Toilets/Amenities - Other |  | Unknown | 0.00 | NO
Roseworthy_RW046-Hall 1 Residential_Ground Floor_G24 _ Corr. | RW-RW046-GN-G24 | RW046-GN-G24-Corr. | Roseworthy | RW | RW046 | Hall 1 Residential | GN | Ground Floor | G24 | 99963 | Student Accommodation | 99939 | Unusable Spaces | 4.15 | Corr. | 8 | Non Useable Floor Area Space Group | 805 | Non-usable - Circulation space |  | Unknown | 0.00 | NO
Roseworthy_RW046-Hall 1 Residential_Ground Floor_G26 _ Cleaners | RW-RW046-GN-G26 | RW046-GN-G26-Cleaners | Roseworthy | RW | RW046 | Hall 1 Residential | GN | Ground Floor | G26 | 99963 | Student Accommodation | 99939 | Unusable Spaces | 3.53 | Cleaners | 8 | Non Useable Floor Area Space Group | 806 | Non-usable - Cleaners room |  | Unknown | 0.00 | NO
Roseworthy_RW046-Hall 1 Residential_Ground Floor_G27 _ Shower | RW-RW046-GN-G27 | RW046-GN-G27-Shower | Roseworthy | RW | RW046 | Hall 1 Residential | GN | Ground Floor | G27 | 99963 | Student Accommodation | 99939 | Unusable Spaces | 7.64 | Shower | 8 | Non Useable Floor Area Space Group | 835 | Non-usable - Toilets/Amenities - Other |  | Unknown | 0.00 | NO
Roseworthy_RW046-Hall 1 Residential_Ground Floor_G3 _ Store | RW-RW046-GN-G3 | RW046-GN-G3-Store | Roseworthy | RW | RW046 | Hall 1 Residential | GN | Ground Floor | G3 | 99963 | Student Accommodation | 99939 | Unusable Spaces | 2.87 | Store | 4 | Ancillary Area Space Group | 419 | Ancillary Area - Store Room - Generic |  | Unknown | 0.00 | NO
Roseworthy_RW046-Hall 1 Residential_Ground Floor_G37 _ Kitchenette | RW-RW046-GN-G37 | RW046-GN-G37-Kitchenette | Roseworthy | RW | RW046 | Hall 1 Residential | GN | Ground Floor | G37 | 99963 | Student Accommodation | 99939 | Unusable Spaces | 19.01 | Kitchenette | 6 | General Facility Space Group | 608 | General Facility - Kitchen/Servery/Food Storage |  | Unknown | 0.00 | NO
Roseworthy_RW046-Hall 1 Residential_Ground Floor_G38A _ Stair | RW-RW046-GN-G38A | RW046-GN-G38A-Stair | Roseworthy | RW | RW046 | Hall 1 Residential | GN | Ground Floor | G38A | 99939 | Unusable Spaces | 99939 | Unusable Spaces | 9.33 | Stair | 8 | Non Useable Floor Area Space Group | 805 | Non-usable - Circulation space |  | Unknown | 0.00 | NO
Roseworthy_RW046-Hall 1 Residential_Ground Floor_G4 _ Service Duct | RW-RW046-GN-G4 | RW046-GN-G4-Service Duct | Roseworthy | RW | RW046 | Hall 1 Residential | GN | Ground Floor | G4 | 99963 | Student Accommodation | 99939 | Unusable Spaces | 1.4 | Service Duct | 8 | Non Useable Floor Area Space Group | 840 | Non-usable - Service riser |  | Unknown | 0.00 | NO
Roseworthy_RW046-Hall 1 Residential_Ground Floor_G49 _ Kitchenette | RW-RW046-GN-G49 | RW046-GN-G49-Kitchenette | Roseworthy | RW | RW046 | Hall 1 Residential | GN | Ground Floor | G49 | 99963 | Student Accommodation | 99939 | Unusable Spaces | 18.4 | Kitchenette | 6 | General Facility Space Group | 608 | General Facility - Kitchen/Servery/Food Storage |  | Unknown | 0.00 | NO
Roseworthy_RW046-Hall 1 Residential_Ground Floor_G5 _ WC | RW-RW046-GN-G5 | RW046-GN-G5-WC | Roseworthy | RW | RW046 | Hall 1 Residential | GN | Ground Floor | G5 | 99963 | Student Accommodation | 99939 | Unusable Spaces | 20.04 | WC | 8 | Non Useable Floor Area Space Group | 835 | Non-usable - Toilets/Amenities - Other |  | Unknown | 0.00 | NO
Roseworthy_RW046-Hall 1 Residential_Ground Floor_G50A _ Stair | RW-RW046-GN-G50A | RW046-GN-G50A-Stair | Roseworthy | RW | RW046 | Hall 1 Residential | GN | Ground Floor | G50A | 99963 | Student Accommodation | 99939 | Unusable Spaces | 9.9 | Stair | 8 | Non Useable Floor Area Space Group | 805 | Non-usable - Circulation space |  | Unknown | 0.00 | NO
Roseworthy_RW046-Hall 1 Residential_Ground Floor_G57 _ Foyer | RW-RW046-GN-G57 | RW046-GN-G57-Foyer | Roseworthy | RW | RW046 | Hall 1 Residential | GN | Ground Floor | G57 | 99963 | Student Accommodation | 99939 | Unusable Spaces | 8.2 | Foyer | 8 | Non Useable Floor Area Space Group | 805 | Non-usable - Circulation space |  | Unknown | 0.00 | NO
Roseworthy_RW046-Hall 1 Residential_Ground Floor_G58 _ Corr. | RW-RW046-GN-G58 | RW046-GN-G58-Corr. | Roseworthy | RW | RW046 | Hall 1 Residential | GN | Ground Floor | G58 | 99963 | Student Accommodation | 99939 | Unusable Spaces | 157.51 | Corr. | 8 | Non Useable Floor Area Space Group | 805 | Non-usable - Circulation space |  | Unknown | 0.00 | NO
Roseworthy_RW046-Hall 1 Residential_Ground Floor_G59 _ Foyer | RW-RW046-GN-G59 | RW046-GN-G59-Foyer | Roseworthy | RW | RW046 | Hall 1 Residential | GN | Ground Floor | G59 | 99963 | Student Accommodation | 99939 | Unusable Spaces | 6.68 | Foyer | 8 | Non Useable Floor Area Space Group | 805 | Non-usable - Circulation space |  | Unknown | 0.00 | NO
Roseworthy_RW046-Hall 1 Residential_Ground Floor_G6 _ Shower | RW-RW046-GN-G6 | RW046-GN-G6-Shower | Roseworthy | RW | RW046 | Hall 1 Residential | GN | Ground Floor | G6 | 99963 | Student Accommodation | 99939 | Unusable Spaces | 2.89 | Shower | 8 | Non Useable Floor Area Space Group | 835 | Non-usable - Toilets/Amenities - Other |  | Unknown | 0.00 | NO
Roseworthy_RW046-Hall 1 Residential_Ground Floor_G7 _ Corr. | RW-RW046-GN-G7 | RW046-GN-G7-Corr. | Roseworthy | RW | RW046 | Hall 1 Residential | GN | Ground Floor | G7 | 99963 | Student Accommodation | 99939 | Unusable Spaces | 4.15 | Corr. | 8 | Non Useable Floor Area Space Group | 805 | Non-usable - Circulation space |  | Unknown | 0.00 | NO
Roseworthy_RW046-Hall 1 Residential_Ground Floor_G9 _ Cleaners | RW-RW046-GN-G9 | RW046-GN-G9-Cleaners | Roseworthy | RW | RW046 | Hall 1 Residential | GN | Ground Floor | G9 | 99963 | Student Accommodation | 99939 | Unusable Spaces | 3.53 | Cleaners | 8 | Non Useable Floor Area Space Group | 806 | Non-usable - Cleaners room |  | Unknown | 0.00 | NO
Roseworthy_RW050-Hall 3 Residential_First Floor_1.01 _ Corr. | RW-RW050-01-1.01 | RW050-01-1.01-Corr. | Roseworthy | RW | RW050 | Hall 3 Residential | 01 | First Floor | 1.01 | 99996 | Vacant | 859 | Infrastructure | 105.07 | Corr. | 8 | Non Useable Floor Area Space Group | 805 | Non-usable - Circulation space |  | Unknown | 0.00 | NO
Roseworthy_RW050-Hall 3 Residential_First Floor_101 _ Residential (101) | RW-RW050-01-101 | RW050-01-101-Residential (101) | Roseworthy | RW | RW050 | Hall 3 Residential | 01 | First Floor | 101 | 99996 | Vacant | 859 | Infrastructure | 10.49 | Residential (101) | 7 | Residential Accommodation Space Group | 700 | Residential - Specific type not defined |  | Unknown | 0.00 | NO
Roseworthy_RW050-Hall 3 Residential_First Floor_102 _ Residential (102) | RW-RW050-01-102 | RW050-01-102-Residential (102) | Roseworthy | RW | RW050 | Hall 3 Residential | 01 | First Floor | 102 | 99996 | Vacant | 859 | Infrastructure | 7.4 | Residential (102) | 7 | Residential Accommodation Space Group | 700 | Residential - Specific type not defined |  | Unknown | 0.00 | NO
Roseworthy_RW050-Hall 3 Residential_First Floor_103 _ Residential (103) | RW-RW050-01-103 | RW050-01-103-Residential (103) | Roseworthy | RW | RW050 | Hall 3 Residential | 01 | First Floor | 103 | 99996 | Vacant | 859 | Infrastructure | 7.4 | Residential (103) | 7 | Residential Accommodation Space Group | 700 | Residential - Specific type not defined |  | Unknown | 0.00 | NO
Roseworthy_RW050-Hall 3 Residential_First Floor_104 _ Residential (104) | RW-RW050-01-104 | RW050-01-104-Residential (104) | Roseworthy | RW | RW050 | Hall 3 Residential | 01 | First Floor | 104 | 99996 | Vacant | 859 | Infrastructure | 7.4 | Residential (104) | 7 | Residential Accommodation Space Group | 700 | Residential - Specific type not defined |  | Unknown | 0.00 | NO
Roseworthy_RW050-Hall 3 Residential_First Floor_105 _ Residential (105) | RW-RW050-01-105 | RW050-01-105-Residential (105) | Roseworthy | RW | RW050 | Hall 3 Residential | 01 | First Floor | 105 | 99996 | Vacant | 859 | Infrastructure | 7.4 | Residential (105) | 7 | Residential Accommodation Space Group | 700 | Residential - Specific type not defined |  | Unknown | 0.00 | NO
Roseworthy_RW050-Hall 3 Residential_First Floor_106 _ Residential (106) | RW-RW050-01-106 | RW050-01-106-Residential (106) | Roseworthy | RW | RW050 | Hall 3 Residential | 01 | First Floor | 106 | 99996 | Vacant | 859 | Infrastructure | 7.4 | Residential (106) | 7 | Residential Accommodation Space Group | 700 | Residential - Specific type not defined |  | Unknown | 0.00 | NO
Roseworthy_RW050-Hall 3 Residential_First Floor_107 _ Residential (107) | RW-RW050-01-107 | RW050-01-107-Residential (107) | Roseworthy | RW | RW050 | Hall 3 Residential | 01 | First Floor | 107 | 99996 | Vacant | 859 | Infrastructure | 7.4 | Residential (107) | 7 | Residential Accommodation Space Group | 700 | Residential - Specific type not defined |  | Unknown | 0.00 | NO
Roseworthy_RW050-Hall 3 Residential_First Floor_108 _ Cleaners Room | RW-RW050-01-108 | RW050-01-108-Cleaners Room | Roseworthy | RW | RW050 | Hall 3 Residential | 01 | First Floor | 108 | 99996 | Vacant | 859 | Infrastructure | 6.73 | Cleaners Room | 8 | Non Useable Floor Area Space Group | 806 | Non-usable - Cleaners room |  | Unknown | 0.00 | NO
Roseworthy_RW050-Hall 3 Residential_First Floor_109 _ WC | RW-RW050-01-109 | RW050-01-109-WC | Roseworthy | RW | RW050 | Hall 3 Residential | 01 | First Floor | 109 | 99996 | Vacant | 859 | Infrastructure | 58.14 | WC | 8 | Non Useable Floor Area Space Group | 835 | Non-usable - Toilets/Amenities - Other |  | Unknown | 0.00 | NO
Roseworthy_RW050-Hall 3 Residential_First Floor_110 _ Cleaners | RW-RW050-01-110 | RW050-01-110-Cleaners | Roseworthy | RW | RW050 | Hall 3 Residential | 01 | First Floor | 110 | 99996 | Vacant | 859 | Infrastructure | 1.85 | Cleaners | 8 | Non Useable Floor Area Space Group | 806 | Non-usable - Cleaners room |  | Unknown | 0.00 | NO
Roseworthy_RW050-Hall 3 Residential_First Floor_111 _ Plantroom | RW-RW050-01-111 | RW050-01-111-Plantroom | Roseworthy | RW | RW050 | Hall 3 Residential | 01 | First Floor | 111 | 99996 | Vacant | 859 | Infrastructure | 2.97 | Plantroom | 8 | Non Useable Floor Area Space Group | 811 | Non-usable - Plant room other |  | Unknown | 0.00 | NO
Roseworthy_RW050-Hall 3 Residential_First Floor_112 _ Residential (112) | RW-RW050-01-112 | RW050-01-112-Residential (112) | Roseworthy | RW | RW050 | Hall 3 Residential | 01 | First Floor | 112 | 99996 | Vacant | 859 | Infrastructure | 8.89 | Residential (112) | 7 | Residential Accommodation Space Group | 700 | Residential - Specific type not defined |  | Unknown | 0.00 | NO
Roseworthy_RW050-Hall 3 Residential_First Floor_113 _ Residential (113) | RW-RW050-01-113 | RW050-01-113-Residential (113) | Roseworthy | RW | RW050 | Hall 3 Residential | 01 | First Floor | 113 | 99996 | Vacant | 859 | Infrastructure | 8.25 | Residential (113) | 7 | Residential Accommodation Space Group | 700 | Residential - Specific type not defined |  | Unknown | 0.00 | NO
Roseworthy_RW050-Hall 3 Residential_First Floor_114 _ Residential (114) | RW-RW050-01-114 | RW050-01-114-Residential (114) | Roseworthy | RW | RW050 | Hall 3 Residential | 01 | First Floor | 114 | 99996 | Vacant | 859 | Infrastructure | 14.1 | Residential (114) | 7 | Residential Accommodation Space Group | 700 | Residential - Specific type not defined |  | Unknown | 0.00 | NO
Roseworthy_RW050-Hall 3 Residential_First Floor_115 _ Residential (115) | RW-RW050-01-115 | RW050-01-115-Residential (115) | Roseworthy | RW | RW050 | Hall 3 Residential | 01 | First Floor | 115 | 99996 | Vacant | 859 | Infrastructure | 15.25 | Residential (115) | 7 | Residential Accommodation Space Group | 700 | Residential - Specific type not defined |  | Unknown | 0.00 | NO
Roseworthy_RW050-Hall 3 Residential_First Floor_116 _ Residential (116) | RW-RW050-01-116 | RW050-01-116-Residential (116) | Roseworthy | RW | RW050 | Hall 3 Residential | 01 | First Floor | 116 | 99996 | Vacant | 859 | Infrastructure | 14.72 | Residential (116) | 7 | Residential Accommodation Space Group | 700 | Residential - Specific type not defined |  | Unknown | 0.00 | NO
Roseworthy_RW050-Hall 3 Residential_First Floor_117 _ Residential (117) | RW-RW050-01-117 | RW050-01-117-Residential (117) | Roseworthy | RW | RW050 | Hall 3 Residential | 01 | First Floor | 117 | 99996 | Vacant | 859 | Infrastructure | 15.14 | Residential (117) | 7 | Residential Accommodation Space Group | 700 | Residential - Specific type not defined |  | Unknown | 0.00 | NO
Roseworthy_RW050-Hall 3 Residential_First Floor_118 _ Residential (118) | RW-RW050-01-118 | RW050-01-118-Residential (118) | Roseworthy | RW | RW050 | Hall 3 Residential | 01 | First Floor | 118 | 99996 | Vacant | 859 | Infrastructure | 14.85 | Residential (118) | 7 | Residential Accommodation Space Group | 700 | Residential - Specific type not defined |  | Unknown | 0.00 | NO
Roseworthy_RW050-Hall 3 Residential_First Floor_119 _ Residential (119) | RW-RW050-01-119 | RW050-01-119-Residential (119) | Roseworthy | RW | RW050 | Hall 3 Residential | 01 | First Floor | 119 | 99996 | Vacant | 859 | Infrastructure | 14.84 | Residential (119) | 7 | Residential Accommodation Space Group | 700 | Residential - Specific type not defined |  | Unknown | 0.00 | NO
Roseworthy_RW050-Hall 3 Residential_First Floor_120 _ Residential (120) | RW-RW050-01-120 | RW050-01-120-Residential (120) | Roseworthy | RW | RW050 | Hall 3 Residential | 01 | First Floor | 120 | 99996 | Vacant | 859 | Infrastructure | 14.03 | Residential (120) | 7 | Residential Accommodation Space Group | 700 | Residential - Specific type not defined |  | Unknown | 0.00 | NO
Roseworthy_RW050-Hall 3 Residential_First Floor_120A _ Stair | RW-RW050-01-120A | RW050-01-120A-Stair | Roseworthy | RW | RW050 | Hall 3 Residential | 01 | First Floor | 120A | 99996 | Vacant | 859 | Infrastructure | 25.42 | Stair | 8 | Non Useable Floor Area Space Group | 805 | Non-usable - Circulation space |  | Unknown | 0.00 | NO
Roseworthy_RW050-Hall 3 Residential_First Floor_121 _ Kitchen | RW-RW050-01-121 | RW050-01-121-Kitchen | Roseworthy | RW | RW050 | Hall 3 Residential | 01 | First Floor | 121 | 99996 | Vacant | 859 | Infrastructure | 14.42 | Kitchen | 6 | General Facility Space Group | 608 | General Facility - Kitchen/Servery/Food Storage |  | Unknown | 0.00 | NO
Roseworthy_RW050-Hall 3 Residential_First Floor_122 _ Residential (122) | RW-RW050-01-122 | RW050-01-122-Residential (122) | Roseworthy | RW | RW050 | Hall 3 Residential | 01 | First Floor | 122 | 99996 | Vacant | 859 | Infrastructure | 14.98 | Residential (122) | 7 | Residential Accommodation Space Group | 700 | Residential - Specific type not defined |  | Unknown | 0.00 | NO
Roseworthy_RW050-Hall 3 Residential_First Floor_123 _ Residential (123) | RW-RW050-01-123 | RW050-01-123-Residential (123) | Roseworthy | RW | RW050 | Hall 3 Residential | 01 | First Floor | 123 | 99996 | Vacant | 859 | Infrastructure | 13.45 | Residential (123) | 7 | Residential Accommodation Space Group | 700 | Residential - Specific type not defined |  | Unknown | 0.00 | NO
Roseworthy_RW050-Hall 3 Residential_First Floor_124 _ Residential (124) | RW-RW050-01-124 | RW050-01-124-Residential (124) | Roseworthy | RW | RW050 | Hall 3 Residential | 01 | First Floor | 124 | 99996 | Vacant | 859 | Infrastructure | 14.82 | Residential (124) | 7 | Residential Accommodation Space Group | 700 | Residential - Specific type not defined |  | Unknown | 0.00 | NO
Roseworthy_RW050-Hall 3 Residential_First Floor_125 _ Residential (125) | RW-RW050-01-125 | RW050-01-125-Residential (125) | Roseworthy | RW | RW050 | Hall 3 Residential | 01 | First Floor | 125 | 99996 | Vacant | 859 | Infrastructure | 14.93 | Residential (125) | 7 | Residential Accommodation Space Group | 700 | Residential - Specific type not defined |  | Unknown | 0.00 | NO
Roseworthy_RW050-Hall 3 Residential_First Floor_126 _ Residential (126) | RW-RW050-01-126 | RW050-01-126-Residential (126) | Roseworthy | RW | RW050 | Hall 3 Residential | 01 | First Floor | 126 | 99996 | Vacant | 859 | Infrastructure | 16 | Residential (126) | 7 | Residential Accommodation Space Group | 700 | Residential - Specific type not defined |  | Unknown | 0.00 | NO
Roseworthy_RW050-Hall 3 Residential_First Floor_127 _ Residential (127) | RW-RW050-01-127 | RW050-01-127-Residential (127) | Roseworthy | RW | RW050 | Hall 3 Residential | 01 | First Floor | 127 | 99996 | Vacant | 859 | Infrastructure | 14.09 | Residential (127) | 7 | Residential Accommodation Space Group | 700 | Residential - Specific type not defined |  | Unknown | 0.00 | NO
Roseworthy_RW050-Hall 3 Residential_First Floor_128 _ Residential (128) | RW-RW050-01-128 | RW050-01-128-Residential (128) | Roseworthy | RW | RW050 | Hall 3 Residential | 01 | First Floor | 128 | 99996 | Vacant | 859 | Infrastructure | 16.05 | Residential (128) | 7 | Residential Accommodation Space Group | 700 | Residential - Specific type not defined |  | Unknown | 0.00 | NO
Roseworthy_RW050-Hall 3 Residential_First Floor_129 _ Residential (129) | RW-RW050-01-129 | RW050-01-129-Residential (129) | Roseworthy | RW | RW050 | Hall 3 Residential | 01 | First Floor | 129 | 99996 | Vacant | 859 | Infrastructure | 15.9 | Residential (129) | 7 | Residential Accommodation Space Group | 700 | Residential - Specific type not defined |  | Unknown | 0.00 | NO
Roseworthy_RW050-Hall 3 Residential_First Floor_130 _ Residential (130) | RW-RW050-01-130 | RW050-01-130-Residential (130) | Roseworthy | RW | RW050 | Hall 3 Residential | 01 | First Floor | 130 | 99996 | Vacant | 859 | Infrastructure | 7.61 | Residential (130) | 7 | Residential Accommodation Space Group | 700 | Residential - Specific type not defined |  | Unknown | 0.00 | NO
Roseworthy_RW050-Hall 3 Residential_First Floor_131 _ Residential (131) | RW-RW050-01-131 | RW050-01-131-Residential (131) | Roseworthy | RW | RW050 | Hall 3 Residential | 01 | First Floor | 131 | 99996 | Vacant | 859 | Infrastructure | 7.61 | Residential (131) | 7 | Residential Accommodation Space Group | 700 | Residential - Specific type not defined |  | Unknown | 0.00 | NO
Roseworthy_RW050-Hall 3 Residential_First Floor_132 _ Residential (132) | RW-RW050-01-132 | RW050-01-132-Residential (132) | Roseworthy | RW | RW050 | Hall 3 Residential | 01 | First Floor | 132 | 99996 | Vacant | 859 | Infrastructure | 5.23 | Residential (132) | 7 | Residential Accommodation Space Group | 700 | Residential - Specific type not defined |  | Unknown | 0.00 | NO
Roseworthy_RW050-Hall 3 Residential_First Floor_132A _ Stair | RW-RW050-01-132A | RW050-01-132A-Stair | Roseworthy | RW | RW050 | Hall 3 Residential | 01 | First Floor | 132A | 99996 | Vacant | 859 | Infrastructure | 10.59 | Stair | 8 | Non Useable Floor Area Space Group | 805 | Non-usable - Circulation space |  | Unknown | 0.00 | NO
Roseworthy_RW050-Hall 3 Residential_First Floor_133 _ Residential (133) | RW-RW050-01-133 | RW050-01-133-Residential (133) | Roseworthy | RW | RW050 | Hall 3 Residential | 01 | First Floor | 133 | 99996 | Vacant | 859 | Infrastructure | 7.4 | Residential (133) | 7 | Residential Accommodation Space Group | 700 | Residential - Specific type not defined |  | Unknown | 0.00 | NO
Roseworthy_RW050-Hall 3 Residential_First Floor_134 _ Residential (134) | RW-RW050-01-134 | RW050-01-134-Residential (134) | Roseworthy | RW | RW050 | Hall 3 Residential | 01 | First Floor | 134 | 99996 | Vacant | 859 | Infrastructure | 7.4 | Residential (134) | 7 | Residential Accommodation Space Group | 700 | Residential - Specific type not defined |  | Unknown | 0.00 | NO
Roseworthy_RW050-Hall 3 Residential_First Floor_135 _ Residential (135) | RW-RW050-01-135 | RW050-01-135-Residential (135) | Roseworthy | RW | RW050 | Hall 3 Residential | 01 | First Floor | 135 | 99996 | Vacant | 859 | Infrastructure | 7.4 | Residential (135) | 7 | Residential Accommodation Space Group | 700 | Residential - Specific type not defined |  | Unknown | 0.00 | NO
Roseworthy_RW050-Hall 3 Residential_First Floor_136 _ Residential (136) | RW-RW050-01-136 | RW050-01-136-Residential (136) | Roseworthy | RW | RW050 | Hall 3 Residential | 01 | First Floor | 136 | 99996 | Vacant | 859 | Infrastructure | 7.4 | Residential (136) | 7 | Residential Accommodation Space Group | 700 | Residential - Specific type not defined |  | Unknown | 0.00 | NO
Roseworthy_RW050-Hall 3 Residential_First Floor_137 _ Residential (137) | RW-RW050-01-137 | RW050-01-137-Residential (137) | Roseworthy | RW | RW050 | Hall 3 Residential | 01 | First Floor | 137 | 99996 | Vacant | 859 | Infrastructure | 7.4 | Residential (137) | 7 | Residential Accommodation Space Group | 700 | Residential - Specific type not defined |  | Unknown | 0.00 | NO
Roseworthy_RW050-Hall 3 Residential_First Floor_138 _ Residential (138) | RW-RW050-01-138 | RW050-01-138-Residential (138) | Roseworthy | RW | RW050 | Hall 3 Residential | 01 | First Floor | 138 | 99996 | Vacant | 859 | Infrastructure | 7.4 | Residential (138) | 7 | Residential Accommodation Space Group | 700 | Residential - Specific type not defined |  | Unknown | 0.00 | NO
Roseworthy_RW050-Hall 3 Residential_First Floor_139 _ Fire Exit | RW-RW050-01-139 | RW050-01-139-Fire Exit | Roseworthy | RW | RW050 | Hall 3 Residential | 01 | First Floor | 139 | 99996 | Vacant | 859 | Infrastructure | 10.25 | Fire Exit | 8 | Non Useable Floor Area Space Group | 805 | Non-usable - Circulation space |  | Unknown | 0.00 | NO
Roseworthy_RW050-Hall 3 Residential_Ground Floor_G0 _ Entrance | RW-RW050-GN-G0 | RW050-GN-G0-Entrance | Roseworthy | RW | RW050 | Hall 3 Residential | GN | Ground Floor | G0 | 99996 | Vacant | 859 | Infrastructure | 5.75 | Entrance | 8 | Non Useable Floor Area Space Group | 805 | Non-usable - Circulation space |  | Unknown | 0.00 | NO
Roseworthy_RW050-Hall 3 Residential_Ground Floor_G1 _ Store | RW-RW050-GN-G1 | RW050-GN-G1-Store | Roseworthy | RW | RW050 | Hall 3 Residential | GN | Ground Floor | G1 | 99996 | Vacant | 859 | Infrastructure | 8.25 | Store | 4 | Ancillary Area Space Group | 419 | Ancillary Area - Store Room - Generic |  | Unknown | 0.00 | NO
Roseworthy_RW050-Hall 3 Residential_Ground Floor_G10 _ Cleaners | RW-RW050-GN-G10 | RW050-GN-G10-Cleaners | Roseworthy | RW | RW050 | Hall 3 Residential | GN | Ground Floor | G10 | 99996 | Vacant | 859 | Infrastructure | 5.02 | Cleaners | 8 | Non Useable Floor Area Space Group | 806 | Non-usable - Cleaners room |  | Unknown | 0.00 | NO
Roseworthy_RW050-Hall 3 Residential_Ground Floor_G11 _ Kitchen | RW-RW050-GN-G11 | RW050-GN-G11-Kitchen | Roseworthy | RW | RW050 | Hall 3 Residential | GN | Ground Floor | G11 | 99996 | Vacant | 859 | Infrastructure | 11.87 | Kitchen | 6 | General Facility Space Group | 608 | General Facility - Kitchen/Servery/Food Storage |  | Unknown | 0.00 | NO
Roseworthy_RW050-Hall 3 Residential_Ground Floor_G12 _ Residential (314) | RW-RW050-GN-G12 | RW050-GN-G12-Residential (314) | Roseworthy | RW | RW050 | Hall 3 Residential | GN | Ground Floor | G12 | 99996 | Vacant | 859 | Infrastructure | 14.05 | Residential (314) | 7 | Residential Accommodation Space Group | 700 | Residential - Specific type not defined |  | Unknown | 0.00 | NO
Roseworthy_RW050-Hall 3 Residential_Ground Floor_G13 _ Residential (312) | RW-RW050-GN-G13 | RW050-GN-G13-Residential (312) | Roseworthy | RW | RW050 | Hall 3 Residential | GN | Ground Floor | G13 | 99996 | Vacant | 859 | Infrastructure | 15.25 | Residential (312) | 7 | Residential Accommodation Space Group | 700 | Residential - Specific type not defined |  | Unknown | 0.00 | NO
Roseworthy_RW050-Hall 3 Residential_Ground Floor_G14 _ Residential (310) | RW-RW050-GN-G14 | RW050-GN-G14-Residential (310) | Roseworthy | RW | RW050 | Hall 3 Residential | GN | Ground Floor | G14 | 99996 | Vacant | 859 | Infrastructure | 14.72 | Residential (310) | 7 | Residential Accommodation Space Group | 700 | Residential - Specific type not defined |  | Unknown | 0.00 | NO
Roseworthy_RW050-Hall 3 Residential_Ground Floor_G15 _ Residential (308) | RW-RW050-GN-G15 | RW050-GN-G15-Residential (308) | Roseworthy | RW | RW050 | Hall 3 Residential | GN | Ground Floor | G15 | 99996 | Vacant | 859 | Infrastructure | 15.14 | Residential (308) | 7 | Residential Accommodation Space Group | 700 | Residential - Specific type not defined |  | Unknown | 0.00 | NO
Roseworthy_RW050-Hall 3 Residential_Ground Floor_G16 _ Residential (306) | RW-RW050-GN-G16 | RW050-GN-G16-Residential (306) | Roseworthy | RW | RW050 | Hall 3 Residential | GN | Ground Floor | G16 | 99996 | Vacant | 859 | Infrastructure | 14.74 | Residential (306) | 7 | Residential Accommodation Space Group | 700 | Residential - Specific type not defined |  | Unknown | 0.00 | NO
Roseworthy_RW050-Hall 3 Residential_Ground Floor_G17 _ Residential (304) | RW-RW050-GN-G17 | RW050-GN-G17-Residential (304) | Roseworthy | RW | RW050 | Hall 3 Residential | GN | Ground Floor | G17 | 99996 | Vacant | 859 | Infrastructure | 14.87 | Residential (304) | 7 | Residential Accommodation Space Group | 700 | Residential - Specific type not defined |  | Unknown | 0.00 | NO
Roseworthy_RW050-Hall 3 Residential_Ground Floor_G18 _ Residential (302) | RW-RW050-GN-G18 | RW050-GN-G18-Residential (302) | Roseworthy | RW | RW050 | Hall 3 Residential | GN | Ground Floor | G18 | 99996 | Vacant | 859 | Infrastructure | 14.03 | Residential (302) | 7 | Residential Accommodation Space Group | 700 | Residential - Specific type not defined |  | Unknown | 0.00 | NO
Roseworthy_RW050-Hall 3 Residential_Ground Floor_G19 _ Residential (301) | RW-RW050-GN-G19 | RW050-GN-G19-Residential (301) | Roseworthy | RW | RW050 | Hall 3 Residential | GN | Ground Floor | G19 | 99996 | Vacant | 859 | Infrastructure | 14.42 | Residential (301) | 7 | Residential Accommodation Space Group | 700 | Residential - Specific type not defined |  | Unknown | 0.00 | NO
Roseworthy_RW050-Hall 3 Residential_Ground Floor_G2 _ Residential (328) | RW-RW050-GN-G2 | RW050-GN-G2-Residential (328) | Roseworthy | RW | RW050 | Hall 3 Residential | GN | Ground Floor | G2 | 99996 | Vacant | 859 | Infrastructure | 8.52 | Residential (328) | 7 | Residential Accommodation Space Group | 700 | Residential - Specific type not defined |  | Unknown | 0.00 | NO
Roseworthy_RW050-Hall 3 Residential_Ground Floor_G20 _ Residential (303) | RW-RW050-GN-G20 | RW050-GN-G20-Residential (303) | Roseworthy | RW | RW050 | Hall 3 Residential | GN | Ground Floor | G20 | 99996 | Vacant | 859 | Infrastructure | 14.98 | Residential (303) | 7 | Residential Accommodation Space Group | 700 | Residential - Specific type not defined |  | Unknown | 0.00 | NO
Roseworthy_RW050-Hall 3 Residential_Ground Floor_G21 _ Residential (305) | RW-RW050-GN-G21 | RW050-GN-G21-Residential (305) | Roseworthy | RW | RW050 | Hall 3 Residential | GN | Ground Floor | G21 | 99996 | Vacant | 859 | Infrastructure | 13.45 | Residential (305) | 7 | Residential Accommodation Space Group | 700 | Residential - Specific type not defined |  | Unknown | 0.00 | NO
Roseworthy_RW050-Hall 3 Residential_Ground Floor_G22 _ Residential (307) | RW-RW050-GN-G22 | RW050-GN-G22-Residential (307) | Roseworthy | RW | RW050 | Hall 3 Residential | GN | Ground Floor | G22 | 99996 | Vacant | 859 | Infrastructure | 14.82 | Residential (307) | 7 | Residential Accommodation Space Group | 700 | Residential - Specific type not defined |  | Unknown | 0.00 | NO
Roseworthy_RW050-Hall 3 Residential_Ground Floor_G23 _ Residential (309) | RW-RW050-GN-G23 | RW050-GN-G23-Residential (309) | Roseworthy | RW | RW050 | Hall 3 Residential | GN | Ground Floor | G23 | 99996 | Vacant | 859 | Infrastructure | 14.92 | Residential (309) | 7 | Residential Accommodation Space Group | 700 | Residential - Specific type not defined |  | Unknown | 0.00 | NO
Roseworthy_RW050-Hall 3 Residential_Ground Floor_G24 _ Residential (311) | RW-RW050-GN-G24 | RW050-GN-G24-Residential (311) | Roseworthy | RW | RW050 | Hall 3 Residential | GN | Ground Floor | G24 | 99996 | Vacant | 859 | Infrastructure | 16.01 | Residential (311) | 7 | Residential Accommodation Space Group | 700 | Residential - Specific type not defined |  | Unknown | 0.00 | NO
Roseworthy_RW050-Hall 3 Residential_Ground Floor_G25 _ Residential (313) | RW-RW050-GN-G25 | RW050-GN-G25-Residential (313) | Roseworthy | RW | RW050 | Hall 3 Residential | GN | Ground Floor | G25 | 99996 | Vacant | 859 | Infrastructure | 14.09 | Residential (313) | 7 | Residential Accommodation Space Group | 700 | Residential - Specific type not defined |  | Unknown | 0.00 | NO
Roseworthy_RW050-Hall 3 Residential_Ground Floor_G26 _ Residential (315) | RW-RW050-GN-G26 | RW050-GN-G26-Residential (315) | Roseworthy | RW | RW050 | Hall 3 Residential | GN | Ground Floor | G26 | 99996 | Vacant | 859 | Infrastructure | 16.05 | Residential (315) | 7 | Residential Accommodation Space Group | 700 | Residential - Specific type not defined |  | Unknown | 0.00 | NO
Roseworthy_RW050-Hall 3 Residential_Ground Floor_G27 _ Residential (317) | RW-RW050-GN-G27 | RW050-GN-G27-Residential (317) | Roseworthy | RW | RW050 | Hall 3 Residential | GN | Ground Floor | G27 | 99996 | Vacant | 859 | Infrastructure | 15.26 | Residential (317) | 7 | Residential Accommodation Space Group | 700 | Residential - Specific type not defined |  | Unknown | 0.00 | NO
Roseworthy_RW050-Hall 3 Residential_Ground Floor_G28 _ Residential (319) | RW-RW050-GN-G28 | RW050-GN-G28-Residential (319) | Roseworthy | RW | RW050 | Hall 3 Residential | GN | Ground Floor | G28 | 99996 | Vacant | 859 | Infrastructure | 7.61 | Residential (319) | 7 | Residential Accommodation Space Group | 700 | Residential - Specific type not defined |  | Unknown | 0.00 | NO
Roseworthy_RW050-Hall 3 Residential_Ground Floor_G29 _ Residential (321) | RW-RW050-GN-G29 | RW050-GN-G29-Residential (321) | Roseworthy | RW | RW050 | Hall 3 Residential | GN | Ground Floor | G29 | 99996 | Vacant | 859 | Infrastructure | 7.61 | Residential (321) | 7 | Residential Accommodation Space Group | 700 | Residential - Specific type not defined |  | Unknown | 0.00 | NO
Roseworthy_RW050-Hall 3 Residential_Ground Floor_G3 _ Residential (326) | RW-RW050-GN-G3 | RW050-GN-G3-Residential (326) | Roseworthy | RW | RW050 | Hall 3 Residential | GN | Ground Floor | G3 | 99996 | Vacant | 859 | Infrastructure | 13.71 | Residential (326) | 7 | Residential Accommodation Space Group | 700 | Residential - Specific type not defined |  | Unknown | 0.00 | NO
Roseworthy_RW050-Hall 3 Residential_Ground Floor_G30 _ Hall | RW-RW050-GN-G30 | RW050-GN-G30-Hall | Roseworthy | RW | RW050 | Hall 3 Residential | GN | Ground Floor | G30 | 99996 | Vacant | 859 | Infrastructure | 5.23 | Hall | 8 | Non Useable Floor Area Space Group | 805 | Non-usable - Circulation space |  | Unknown | 0.00 | NO
Roseworthy_RW050-Hall 3 Residential_Ground Floor_G30A _ Plantroom | RW-RW050-GN-G30A | RW050-GN-G30A-Plantroom | Roseworthy | RW | RW050 | Hall 3 Residential | GN | Ground Floor | G30A | 99996 | Vacant | 859 | Infrastructure | 2.89 | Plantroom | 8 | Non Useable Floor Area Space Group | 811 | Non-usable - Plant room other |  | Unknown | 0.00 | NO
Roseworthy_RW050-Hall 3 Residential_Ground Floor_G31 _ Common Room | RW-RW050-GN-G31 | RW050-GN-G31-Common Room | Roseworthy | RW | RW050 | Hall 3 Residential | GN | Ground Floor | G31 | 99996 | Vacant | 859 | Infrastructure | 64.07 | Common Room | 7 | Residential Accommodation Space Group | 700 | Residential - Specific type not defined |  | Unknown | 0.00 | NO
Roseworthy_RW050-Hall 3 Residential_Ground Floor_G32 _ Residential (325) | RW-RW050-GN-G32 | RW050-GN-G32-Residential (325) | Roseworthy | RW | RW050 | Hall 3 Residential | GN | Ground Floor | G32 | 99996 | Vacant | 859 | Infrastructure | 9.73 | Residential (325) | 7 | Residential Accommodation Space Group | 700 | Residential - Specific type not defined |  | Unknown | 0.00 | NO
Roseworthy_RW050-Hall 3 Residential_Ground Floor_G33 _ Residential (327) | RW-RW050-GN-G33 | RW050-GN-G33-Residential (327) | Roseworthy | RW | RW050 | Hall 3 Residential | GN | Ground Floor | G33 | 99996 | Vacant | 859 | Infrastructure | 9.78 | Residential (327) | 7 | Residential Accommodation Space Group | 700 | Residential - Specific type not defined |  | Unknown | 0.00 | NO
Roseworthy_RW050-Hall 3 Residential_Ground Floor_G34 _ Store | RW-RW050-GN-G34 | RW050-GN-G34-Store | Roseworthy | RW | RW050 | Hall 3 Residential | GN | Ground Floor | G34 | 99996 | Vacant | 859 | Infrastructure | 9.15 | Store | 4 | Ancillary Area Space Group | 419 | Ancillary Area - Store Room - Generic |  | Unknown | 0.00 | NO
Roseworthy_RW050-Hall 3 Residential_Ground Floor_G35 _ Corr. | RW-RW050-GN-G35 | RW050-GN-G35-Corr. | Roseworthy | RW | RW050 | Hall 3 Residential | GN | Ground Floor | G35 | 99996 | Vacant | 859 | Infrastructure | 7.09 | Corr. | 8 | Non Useable Floor Area Space Group | 805 | Non-usable - Circulation space |  | Unknown | 0.00 | NO
Roseworthy_RW050-Hall 3 Residential_Ground Floor_G36 _ Entrance | RW-RW050-GN-G36 | RW050-GN-G36-Entrance | Roseworthy | RW | RW050 | Hall 3 Residential | GN | Ground Floor | G36 | 99996 | Vacant | 859 | Infrastructure | 4.33 | Entrance | 8 | Non Useable Floor Area Space Group | 805 | Non-usable - Circulation space |  | Unknown | 0.00 | NO
Roseworthy_RW050-Hall 3 Residential_Ground Floor_G37 _ Store | RW-RW050-GN-G37 | RW050-GN-G37-Store | Roseworthy | RW | RW050 | Hall 3 Residential | GN | Ground Floor | G37 | 99996 | Vacant | 859 | Infrastructure | 2.64 | Store | 4 | Ancillary Area Space Group | 419 | Ancillary Area - Store Room - Generic |  | Unknown | 0.00 | NO
Roseworthy_RW050-Hall 3 Residential_Ground Floor_G38 _ Corr. | RW-RW050-GN-G38 | RW050-GN-G38-Corr. | Roseworthy | RW | RW050 | Hall 3 Residential | GN | Ground Floor | G38 | 99996 | Vacant | 859 | Infrastructure | 83.12 | Corr. | 8 | Non Useable Floor Area Space Group | 805 | Non-usable - Circulation space |  | Unknown | 0.00 | NO
Roseworthy_RW050-Hall 3 Residential_Ground Floor_G38A _ Stair | RW-RW050-GN-G38A | RW050-GN-G38A-Stair | Roseworthy | RW | RW050 | Hall 3 Residential | GN | Ground Floor | G38A | 99996 | Vacant | 859 | Infrastructure | 3.98 | Stair | 8 | Non Useable Floor Area Space Group | 805 | Non-usable - Circulation space |  | Unknown | 0.00 | NO
Roseworthy_RW050-Hall 3 Residential_Ground Floor_G39 _ Stair | RW-RW050-GN-G39 | RW050-GN-G39-Stair | Roseworthy | RW | RW050 | Hall 3 Residential | GN | Ground Floor | G39 | 99996 | Vacant | 859 | Infrastructure | 17.1 | Stair | 8 | Non Useable Floor Area Space Group | 805 | Non-usable - Circulation space |  | Unknown | 0.00 | NO
Roseworthy_RW050-Hall 3 Residential_Ground Floor_G3A _ Stair | RW-RW050-GN-G3A | RW050-GN-G3A-Stair | Roseworthy | RW | RW050 | Hall 3 Residential | GN | Ground Floor | G3A | 99996 | Vacant | 859 | Infrastructure | 4 | Stair | 8 | Non Useable Floor Area Space Group | 805 | Non-usable - Circulation space |  | Unknown | 0.00 | NO
Roseworthy_RW050-Hall 3 Residential_Ground Floor_G4 _ Bathroom (326) | RW-RW050-GN-G4 | RW050-GN-G4-Bathroom (326) | Roseworthy | RW | RW050 | Hall 3 Residential | GN | Ground Floor | G4 | 99996 | Vacant | 859 | Infrastructure | 8.36 | Bathroom (326) | 7 | Residential Accommodation Space Group | 700 | Residential - Specific type not defined |  | Unknown | 0.00 | NO
Roseworthy_RW050-Hall 3 Residential_Ground Floor_G5 _ TV/Video Room | RW-RW050-GN-G5 | RW050-GN-G5-TV/Video Room | Roseworthy | RW | RW050 | Hall 3 Residential | GN | Ground Floor | G5 | 99996 | Vacant | 859 | Infrastructure | 21.71 | TV/Video Room | 6 | General Facility Space Group | 609 | General Facility - Recreation Room/Lounge/Bar/Social space |  | Unknown | 0.00 | NO
Roseworthy_RW050-Hall 3 Residential_Ground Floor_G5A _ Entrance | RW-RW050-GN-G5A | RW050-GN-G5A-Entrance | Roseworthy | RW | RW050 | Hall 3 Residential | GN | Ground Floor | G5A | 99996 | Vacant | 859 | Infrastructure | 5.36 | Entrance | 8 | Non Useable Floor Area Space Group | 805 | Non-usable - Circulation space |  | Unknown | 0.00 | NO
Roseworthy_RW050-Hall 3 Residential_Ground Floor_G6 _ WC | RW-RW050-GN-G6 | RW050-GN-G6-WC | Roseworthy | RW | RW050 | Hall 3 Residential | GN | Ground Floor | G6 | 99996 | Vacant | 859 | Infrastructure | 19.47 | WC | 8 | Non Useable Floor Area Space Group | 835 | Non-usable - Toilets/Amenities - Other |  | Unknown | 0.00 | NO
Roseworthy_RW050-Hall 3 Residential_Ground Floor_G6A _ Bathroom | RW-RW050-GN-G6A | RW050-GN-G6A-Bathroom | Roseworthy | RW | RW050 | Hall 3 Residential | GN | Ground Floor | G6A | 99996 | Vacant | 859 | Infrastructure | 9.96 | Bathroom | 7 | Residential Accommodation Space Group | 700 | Residential - Specific type not defined |  | Unknown | 0.00 | NO
Roseworthy_RW050-Hall 3 Residential_Ground Floor_G7 _ Boiler Room | RW-RW050-GN-G7 | RW050-GN-G7-Boiler Room | Roseworthy | RW | RW050 | Hall 3 Residential | GN | Ground Floor | G7 | 99996 | Vacant | 859 | Infrastructure | 7.51 | Boiler Room | 7 | Residential Accommodation Space Group | 700 | Residential - Specific type not defined |  | Unknown | 0.00 | NO
Roseworthy_RW050-Hall 3 Residential_Ground Floor_G8 _ Drying Room | RW-RW050-GN-G8 | RW050-GN-G8-Drying Room | Roseworthy | RW | RW050 | Hall 3 Residential | GN | Ground Floor | G8 | 99996 | Vacant | 859 | Infrastructure | 9.06 | Drying Room | 7 | Residential Accommodation Space Group | 700 | Residential - Specific type not defined |  | Unknown | 0.00 | NO
Roseworthy_RW050-Hall 3 Residential_Ground Floor_G9 _ Entrance | RW-RW050-GN-G9 | RW050-GN-G9-Entrance | Roseworthy | RW | RW050 | Hall 3 Residential | GN | Ground Floor | G9 | 99996 | Vacant | 859 | Infrastructure | 7.57 | Entrance | 8 | Non Useable Floor Area Space Group | 805 | Non-usable - Circulation space |  | Unknown | 0.00 | NO
Roseworthy_RW051-Hickinbotham Building_Ground Floor_G00 _ Entrance | RW-RW051-01-G00 | RW051-01-G00-Entrance | Roseworthy | RW | RW051 | Hickinbotham Building | 01 | Ground Floor | G00 | 99939 | Unusable Spaces | 99939 | Unusable Spaces | 3.79 | Entrance | 8 | Non Useable Floor Area Space Group | 805 | Non-usable - Circulation space |  | Unknown | 0.00 | NO
Roseworthy_RW051-Hickinbotham Building_Ground Floor_G01 _ Corr. | RW-RW051-01-G01 | RW051-01-G01-Corr. | Roseworthy | RW | RW051 | Hickinbotham Building | 01 | Ground Floor | G01 | 99939 | Unusable Spaces | 99939 | Unusable Spaces | 73.23 | Corr. | 8 | Non Useable Floor Area Space Group | 805 | Non-usable - Circulation space |  | Unknown | 0.00 | NO
Roseworthy_RW051-Hickinbotham Building_Ground Floor_G01A _ Corr. | RW-RW051-01-G01A | RW051-01-G01A-Corr. | Roseworthy | RW | RW051 | Hickinbotham Building | 01 | Ground Floor | G01A | 99939 | Unusable Spaces | 99939 | Unusable Spaces | 8.2 | Corr. | 8 | Non Useable Floor Area Space Group | 805 | Non-usable - Circulation space |  | Unknown | 0.00 | NO
Roseworthy_RW051-Hickinbotham Building_Ground Floor_G01B _ Corr. [PC2-Cert] | RW-RW051-01-G01B | RW051-01-G01B-Corr. [PC2-Cert] | Roseworthy | RW | RW051 | Hickinbotham Building | 01 | Ground Floor | G01B | 99939 | Unusable Spaces | 99939 | Unusable Spaces | 18.16 | Corr. [PC2-Cert] | 8 | Non Useable Floor Area Space Group | 805 | Non-usable - Circulation space | RATED - PC2 | Unknown | 0.00 | NO
Roseworthy_RW051-Hickinbotham Building_Ground Floor_G01C _ Corr. | RW-RW051-01-G01C | RW051-01-G01C-Corr. | Roseworthy | RW | RW051 | Hickinbotham Building | 01 | Ground Floor | G01C | 99939 | Unusable Spaces | 99939 | Unusable Spaces | 33.88 | Corr. | 8 | Non Useable Floor Area Space Group | 805 | Non-usable - Circulation space |  | Unknown | 0.00 | NO
Roseworthy_RW051-Hickinbotham Building_Ground Floor_G01E _ Comms | RW-RW051-01-G01E | RW051-01-G01E-Comms | Roseworthy | RW | RW051 | Hickinbotham Building | 01 | Ground Floor | G01E | 850 | ITDS Branch Central Costs | 869 | Information Technology and Digital Services | 2.3 | Comms | 8 | Non Useable Floor Area Space Group | 812 | Non-usable - Comms/network system/Telephone/PABX |  | Adequate | 0.00 | NO
Roseworthy_RW051-Hickinbotham Building_Ground Floor_G01F _ Cupboard | RW-RW051-01-G01F | RW051-01-G01F-Cupboard | Roseworthy | RW | RW051 | Hickinbotham Building | 01 | Ground Floor | G01F | 99939 | Unusable Spaces | 99939 | Unusable Spaces | 0.69 | Cupboard | 4 | Ancillary Area Space Group | 419 | Ancillary Area - Store Room - Generic |  | Unknown | 0.00 | NO
Roseworthy_RW051-Hickinbotham Building_Ground Floor_G01G _ Cupboard | RW-RW051-01-G01G | RW051-01-G01G-Cupboard | Roseworthy | RW | RW051 | Hickinbotham Building | 01 | Ground Floor | G01G | 99939 | Unusable Spaces | 99939 | Unusable Spaces | 0.7 | Cupboard | 4 | Ancillary Area Space Group | 419 | Ancillary Area - Store Room - Generic |  | Unknown | 0.00 | NO
Roseworthy_RW051-Hickinbotham Building_Ground Floor_G02 _ Laboratory [PC2-Cert] | RW-RW051-01-G02 | RW051-01-G02-Laboratory [PC2-Cert] | Roseworthy | RW | RW051 | Hickinbotham Building | 01 | Ground Floor | G02 | 122 | School of Animal and Veterinary Sciences | 122 | School of Animal and Veterinary Sciences | 57.56 | Laboratory [PC2-Cert] | 3 | Specialist Teaching or Research Space Group | 300 | Laboratory - Specialist teaching and research - type not defined | RATED - PC2 | Adequate | 6,990.48 | NO
Roseworthy_RW051-Hickinbotham Building_Ground Floor_G03 _ Laboratory [PC2-Cert] | RW-RW051-01-G03 | RW051-01-G03-Laboratory [PC2-Cert] | Roseworthy | RW | RW051 | Hickinbotham Building | 01 | Ground Floor | G03 | 122 | School of Animal and Veterinary Sciences | 122 | School of Animal and Veterinary Sciences | 119.37 | Laboratory [PC2-Cert] | 3 | Specialist Teaching or Research Space Group | 300 | Laboratory - Specialist teaching and research - type not defined | RATED - PC2 | Adequate | 14,497.12 | NO
Roseworthy_RW051-Hickinbotham Building_Ground Floor_G04 _ Media Prep Room [PC2-Cert] | RW-RW051-01-G04 | RW051-01-G04-Media Prep Room [PC2-Cert] | Roseworthy | RW | RW051 | Hickinbotham Building | 01 | Ground Floor | G04 | 122 | School of Animal and Veterinary Sciences | 122 | School of Animal and Veterinary Sciences | 26.08 | Media Prep Room [PC2-Cert] | 4 | Ancillary Area Space Group | 401 | Ancillary Area - Laboratory Service and Preparation | RATED - PC2 | Adequate | 2,095.68 | NO
Roseworthy_RW051-Hickinbotham Building_Ground Floor_G05 _ Instrument Room [PC2-Cert] | RW-RW051-01-G05 | RW051-01-G05-Instrument Room [PC2-Cert] | Roseworthy | RW | RW051 | Hickinbotham Building | 01 | Ground Floor | G05 | 122 | School of Animal and Veterinary Sciences | 122 | School of Animal and Veterinary Sciences | 27.34 | Instrument Room [PC2-Cert] | 4 | Ancillary Area Space Group | 402 | Ancillary Area - Instrument Room | RATED - PC2 | Adequate | 2,196.93 | NO
Roseworthy_RW051-Hickinbotham Building_Ground Floor_G06 _ Gel Doc Room | RW-RW051-01-G06 | RW051-01-G06-Gel Doc Room | Roseworthy | RW | RW051 | Hickinbotham Building | 01 | Ground Floor | G06 | 122 | School of Animal and Veterinary Sciences | 122 | School of Animal and Veterinary Sciences | 15.78 | Gel Doc Room | 4 | Ancillary Area Space Group | 401 | Ancillary Area - Laboratory Service and Preparation |  | Adequate | 1,268.02 | NO
Roseworthy_RW051-Hickinbotham Building_Ground Floor_G07 _ Chemistry Laboratory | RW-RW051-01-G07 | RW051-01-G07-Chemistry Laboratory | Roseworthy | RW | RW051 | Hickinbotham Building | 01 | Ground Floor | G07 | 122 | School of Animal and Veterinary Sciences | 122 | School of Animal and Veterinary Sciences | 183.65 | Chemistry Laboratory | 3 | Specialist Teaching or Research Space Group | 300 | Laboratory - Specialist teaching and research - type not defined |  | Adequate | 22,303.72 | NO
Roseworthy_RW051-Hickinbotham Building_Ground Floor_G08 _ Laboratory | RW-RW051-01-G08 | RW051-01-G08-Laboratory | Roseworthy | RW | RW051 | Hickinbotham Building | 01 | Ground Floor | G08 | 122 | School of Animal and Veterinary Sciences | 122 | School of Animal and Veterinary Sciences | 15.37 | Laboratory | 3 | Specialist Teaching or Research Space Group | 300 | Laboratory - Specialist teaching and research - type not defined |  | Adequate | 1,866.64 | NO
Roseworthy_RW051-Hickinbotham Building_Ground Floor_G09 _ Research Laboratory | RW-RW051-01-G09 | RW051-01-G09-Research Laboratory | Roseworthy | RW | RW051 | Hickinbotham Building | 01 | Ground Floor | G09 | 122 | School of Animal and Veterinary Sciences | 122 | School of Animal and Veterinary Sciences | 15.04 | Research Laboratory | 3 | Specialist Teaching or Research Space Group | 312 | Laboratory - Research Only |  | Adequate | 1,826.56 | NO
Roseworthy_RW051-Hickinbotham Building_Ground Floor_G10 _ Stair | RW-RW051-01-G10 | RW051-01-G10-Stair | Roseworthy | RW | RW051 | Hickinbotham Building | 01 | Ground Floor | G10 | 99939 | Unusable Spaces | 99939 | Unusable Spaces | 11.21 | Stair | 8 | Non Useable Floor Area Space Group | 805 | Non-usable - Circulation space |  | Unknown | 0.00 | NO
Roseworthy_RW051-Hickinbotham Building_Ground Floor_G10A _ A/L | RW-RW051-01-G10A | RW051-01-G10A-A/L | Roseworthy | RW | RW051 | Hickinbotham Building | 01 | Ground Floor | G10A | 99939 | Unusable Spaces | 99939 | Unusable Spaces | 2.55 | A/L | 8 | Non Useable Floor Area Space Group | 805 | Non-usable - Circulation space |  | Unknown | 0.00 | NO
Roseworthy_RW051-Hickinbotham Building_Ground Floor_G11 _ Office | RW-RW051-01-G11 | RW051-01-G11-Office | Roseworthy | RW | RW051 | Hickinbotham Building | 01 | Ground Floor | G11 | 122 | School of Animal and Veterinary Sciences | 122 | School of Animal and Veterinary Sciences | 15.04 | Office | 1 | Office Space Group | 101 | Office - Academic Staff |  | Adequate | 1,373.35 | NO
Roseworthy_RW051-Hickinbotham Building_Ground Floor_G12 _ Shared Equipment Room | RW-RW051-01-G12 | RW051-01-G12-Shared Equipment Room | Roseworthy | RW | RW051 | Hickinbotham Building | 01 | Ground Floor | G12 | 99996 | Vacant | 859 | Infrastructure | 26.14 | Shared Equipment Room | 4 | Ancillary Area Space Group | 401 | Ancillary Area - Laboratory Service and Preparation |  | Adequate | 2,100.50 | NO
Roseworthy_RW051-Hickinbotham Building_Ground Floor_G13 _ Cold Room - shared | RW-RW051-01-G13 | RW051-01-G13-Cold Room - shared | Roseworthy | RW | RW051 | Hickinbotham Building | 01 | Ground Floor | G13 | 99996 | Vacant | 859 | Infrastructure | 9.74 | Cold Room - shared | 4 | Ancillary Area Space Group | 405 | Ancillary Area - Constant Temperature/ Freezer/Cold/Warm Rooms |  | Adequate | 782.67 | NO
Roseworthy_RW051-Hickinbotham Building_Ground Floor_G13A _ Shared Freezer | RW-RW051-01-G13A | RW051-01-G13A-Shared Freezer | Roseworthy | RW | RW051 | Hickinbotham Building | 01 | Ground Floor | G13A | 99996 | Vacant | 859 | Infrastructure | 13.27 | Shared Freezer | 4 | Ancillary Area Space Group | 405 | Ancillary Area - Constant Temperature/ Freezer/Cold/Warm Rooms |  | Adequate | 1,066.32 | NO
Roseworthy_RW051-Hickinbotham Building_Ground Floor_G13B _ Plantroom | RW-RW051-01-G13B | RW051-01-G13B-Plantroom | Roseworthy | RW | RW051 | Hickinbotham Building | 01 | Ground Floor | G13B | 99939 | Unusable Spaces | 99939 | Unusable Spaces | 15.96 | Plantroom | 8 | Non Useable Floor Area Space Group | 811 | Non-usable - Plant room other |  | Unknown | 0.00 | NO
Roseworthy_RW051-Hickinbotham Building_Ground Floor_G14 _ Dark Room | RW-RW051-01-G14 | RW051-01-G14-Dark Room | Roseworthy | RW | RW051 | Hickinbotham Building | 01 | Ground Floor | G14 | 122 | School of Animal and Veterinary Sciences | 122 | School of Animal and Veterinary Sciences | 10.79 | Dark Room | 4 | Ancillary Area Space Group | 411 | Ancillary Area - Darkroom |  | Adequate | 867.04 | NO
Roseworthy_RW051-Hickinbotham Building_Ground Floor_G15 _ Micro Room | RW-RW051-01-G15 | RW051-01-G15-Micro Room | Roseworthy | RW | RW051 | Hickinbotham Building | 01 | Ground Floor | G15 | 122 | School of Animal and Veterinary Sciences | 122 | School of Animal and Veterinary Sciences | 8.53 | Micro Room | 4 | Ancillary Area Space Group | 401 | Ancillary Area - Laboratory Service and Preparation |  | Adequate | 685.44 | NO
Roseworthy_RW051-Hickinbotham Building_Ground Floor_G16 _ Office | RW-RW051-01-G16 | RW051-01-G16-Office | Roseworthy | RW | RW051 | Hickinbotham Building | 01 | Ground Floor | G16 | 122 | School of Animal and Veterinary Sciences | 122 | School of Animal and Veterinary Sciences | 14.75 | Office | 1 | Office Space Group | 101 | Office - Academic Staff |  | Adequate | 1,346.87 | NO
Roseworthy_RW051-Hickinbotham Building_Ground Floor_G17 _ Clean Area [PC2-Cert] | RW-RW051-01-G17 | RW051-01-G17-Clean Area [PC2-Cert] | Roseworthy | RW | RW051 | Hickinbotham Building | 01 | Ground Floor | G17 | 122 | School of Animal and Veterinary Sciences | 122 | School of Animal and Veterinary Sciences | 14.33 | Clean Area [PC2-Cert] | 4 | Ancillary Area Space Group | 419 | Ancillary Area - Store Room - Generic | RATED - PC2 | Adequate | 1,151.50 | NO
Roseworthy_RW051-Hickinbotham Building_Ground Floor_G18 _ Tissue Culture [PC2-Cert] | RW-RW051-01-G18 | RW051-01-G18-Tissue Culture [PC2-Cert] | Roseworthy | RW | RW051 | Hickinbotham Building | 01 | Ground Floor | G18 | 122 | School of Animal and Veterinary Sciences | 122 | School of Animal and Veterinary Sciences | 49.4 | Tissue Culture [PC2-Cert] | 3 | Specialist Teaching or Research Space Group | 312 | Laboratory - Research Only | RATED - PC2 | Adequate | 5,999.48 | NO
Roseworthy_RW051-Hickinbotham Building_Ground Floor_G19 _ Laboratory 1 | RW-RW051-01-G19 | RW051-01-G19-Laboratory 1 | Roseworthy | RW | RW051 | Hickinbotham Building | 01 | Ground Floor | G19 | 122 | School of Animal and Veterinary Sciences | 122 | School of Animal and Veterinary Sciences | 259.68 | Laboratory 1 | 3 | Specialist Teaching or Research Space Group | 312 | Laboratory - Research Only |  | Adequate | 31,537.33 | NO
Roseworthy_RW051-Hickinbotham Building_Ground Floor_G20 _ Plantroom | RW-RW051-01-G20 | RW051-01-G20-Plantroom | Roseworthy | RW | RW051 | Hickinbotham Building | 01 | Ground Floor | G20 | 99939 | Unusable Spaces | 99939 | Unusable Spaces | 47.48 | Plantroom | 8 | Non Useable Floor Area Space Group | 811 | Non-usable - Plant room other |  | Unknown | 0.00 | NO
Roseworthy_RW051-Hickinbotham Building_Ground Floor_G21 _ A/L | RW-RW051-01-G21 | RW051-01-G21-A/L | Roseworthy | RW | RW051 | Hickinbotham Building | 01 | Ground Floor | G21 | 99939 | Unusable Spaces | 99939 | Unusable Spaces | 2.07 | A/L | 8 | Non Useable Floor Area Space Group | 805 | Non-usable - Circulation space |  | Unknown | 0.00 | NO
Roseworthy_RW051-Hickinbotham Building_Ground Floor_G21A _ WC - Student | RW-RW051-01-G21A | RW051-01-G21A-WC - Student | Roseworthy | RW | RW051 | Hickinbotham Building | 01 | Ground Floor | G21A | 99939 | Unusable Spaces | 99939 | Unusable Spaces | 6.99 | WC - Student | 8 | Non Useable Floor Area Space Group | 835 | Non-usable - Toilets/Amenities - Other |  | Unknown | 0.00 | NO
Roseworthy_RW051-Hickinbotham Building_Ground Floor_G21B _ Cleaner | RW-RW051-01-G21B | RW051-01-G21B-Cleaner | Roseworthy | RW | RW051 | Hickinbotham Building | 01 | Ground Floor | G21B | 99939 | Unusable Spaces | 99939 | Unusable Spaces | 2.26 | Cleaner | 8 | Non Useable Floor Area Space Group | 806 | Non-usable - Cleaners room |  | Unknown | 0.00 | NO
Roseworthy_RW051-Hickinbotham Building_Ground Floor_G22 _ WC - Staff | RW-RW051-01-G22 | RW051-01-G22-WC - Staff | Roseworthy | RW | RW051 | Hickinbotham Building | 01 | Ground Floor | G22 | 99939 | Unusable Spaces | 99939 | Unusable Spaces | 4.5 | WC - Staff | 8 | Non Useable Floor Area Space Group | 835 | Non-usable - Toilets/Amenities - Other |  | Unknown | 0.00 | NO
Roseworthy_RW051-Hickinbotham Building_Ground Floor_G23 _ Shared Reproductive Biology Labo | RW-RW051-01-G23 | RW051-01-G23-Shared Reproductive Biology Labo | Roseworthy | RW | RW051 | Hickinbotham Building | 01 | Ground Floor | G23 | 99996 | Vacant | 859 | Infrastructure | 126.97 | Shared Reproductive Biology Labo | 3 | Specialist Teaching or Research Space Group | 312 | Laboratory - Research Only |  | Adequate | 15,420.11 | NO
Roseworthy_RW051-Hickinbotham Building_Ground Floor_G23A _ Passage | RW-RW051-01-G23A | RW051-01-G23A-Passage | Roseworthy | RW | RW051 | Hickinbotham Building | 01 | Ground Floor | G23A | 99939 | Unusable Spaces | 99939 | Unusable Spaces | 11.56 | Passage | 8 | Non Useable Floor Area Space Group | 805 | Non-usable - Circulation space |  | Adequate | 0.00 | NO
Roseworthy_RW051-Hickinbotham Building_Ground Floor_G24 _ Shared Cell Laboratory | RW-RW051-01-G24 | RW051-01-G24-Shared Cell Laboratory | Roseworthy | RW | RW051 | Hickinbotham Building | 01 | Ground Floor | G24 | 99996 | Vacant | 859 | Infrastructure | 25.37 | Shared Cell Laboratory | 3 | Specialist Teaching or Research Space Group | 312 | Laboratory - Research Only |  | Adequate | 3,081.11 | NO
Roseworthy_RW051-Hickinbotham Building_Ground Floor_G25 _ Cold Room | RW-RW051-01-G25 | RW051-01-G25-Cold Room | Roseworthy | RW | RW051 | Hickinbotham Building | 01 | Ground Floor | G25 | 122 | School of Animal and Veterinary Sciences | 122 | School of Animal and Veterinary Sciences | 11.78 | Cold Room | 4 | Ancillary Area Space Group | 405 | Ancillary Area - Constant Temperature/ Freezer/Cold/Warm Rooms |  | Adequate | 946.59 | NO
Roseworthy_RW051-Hickinbotham Building_Ground Floor_G26 _ Wash Up Area | RW-RW051-01-G26 | RW051-01-G26-Wash Up Area | Roseworthy | RW | RW051 | Hickinbotham Building | 01 | Ground Floor | G26 | 122 | School of Animal and Veterinary Sciences | 122 | School of Animal and Veterinary Sciences | 39.79 | Wash Up Area | 4 | Ancillary Area Space Group | 401 | Ancillary Area - Laboratory Service and Preparation |  | Adequate | 3,197.36 | NO
Roseworthy_RW051-Hickinbotham Building_Ground Floor_G26A _ Corr. | RW-RW051-01-G26A | RW051-01-G26A-Corr. | Roseworthy | RW | RW051 | Hickinbotham Building | 01 | Ground Floor | G26A | 99939 | Unusable Spaces | 99939 | Unusable Spaces | 10.37 | Corr. | 8 | Non Useable Floor Area Space Group | 805 | Non-usable - Circulation space |  | Unknown | 0.00 | NO
Roseworthy_RW051-Hickinbotham Building_Ground Floor_G27 _ Microscope | RW-RW051-01-G27 | RW051-01-G27-Microscope | Roseworthy | RW | RW051 | Hickinbotham Building | 01 | Ground Floor | G27 | 122 | School of Animal and Veterinary Sciences | 122 | School of Animal and Veterinary Sciences | 13.19 | Microscope | 4 | Ancillary Area Space Group | 401 | Ancillary Area - Laboratory Service and Preparation |  | Adequate | 1,059.89 | NO
Roseworthy_RW051-Hickinbotham Building_Ground Floor_G27A _ Laboratory | RW-RW051-01-G27A | RW051-01-G27A-Laboratory | Roseworthy | RW | RW051 | Hickinbotham Building | 01 | Ground Floor | G27A | 122 | School of Animal and Veterinary Sciences | 122 | School of Animal and Veterinary Sciences | 20.13 | Laboratory | 3 | Specialist Teaching or Research Space Group | 312 | Laboratory - Research Only |  | Adequate | 2,444.73 | NO
Roseworthy_RW051-Hickinbotham Building_Ground Floor_G28 _ Cloning room | RW-RW051-01-G28 | RW051-01-G28-Cloning room | Roseworthy | RW | RW051 | Hickinbotham Building | 01 | Ground Floor | G28 | 99996 | Vacant | 859 | Infrastructure | 36.73 | Cloning room | 3 | Specialist Teaching or Research Space Group | 312 | Laboratory - Research Only |  | Adequate | 4,460.74 | NO
Roseworthy_RW051-Hickinbotham Building_Ground Floor_G29 _ Plantroom | RW-RW051-01-G29 | RW051-01-G29-Plantroom | Roseworthy | RW | RW051 | Hickinbotham Building | 01 | Ground Floor | G29 | 99939 | Unusable Spaces | 99939 | Unusable Spaces | 24.84 | Plantroom | 8 | Non Useable Floor Area Space Group | 811 | Non-usable - Plant room other |  | Unknown | 0.00 | NO
Roseworthy_RW051-Hickinbotham Building_Roof Plan_R01 _ Roof walkway | RW-RW051-02-R01 | RW051-02-R01-Roof walkway | Roseworthy | RW | RW051 | Hickinbotham Building | 02 | Roof Plan | R01 | 99939 | Unusable Spaces | 99939 | Unusable Spaces | 16.87 | Roof walkway | 8 | Non Useable Floor Area Space Group | 805 | Non-usable - Circulation space |  | Unknown | 0.00 | NO
Roseworthy_RW052-Horse Section Office_Ground Floor_G1 _ Office | RW-RW052-01-G1 | RW052-01-G1-Office | Roseworthy | RW | RW052 | Horse Section Office | 01 | Ground Floor | G1 | 122 | School of Animal and Veterinary Sciences | 122 | School of Animal and Veterinary Sciences | 14.26 | Office | 1 | Office Space Group | 108 | Office - Professional/General Staff |  | Barely Adequate | 1,250.04 | NO
Roseworthy_RW052-Horse Section Office_Ground Floor_G10 _ Corr. | RW-RW052-01-G10 | RW052-01-G10-Corr. | Roseworthy | RW | RW052 | Horse Section Office | 01 | Ground Floor | G10 | 99939 | Unusable Spaces | 99939 | Unusable Spaces | 28.57 | Corr. | 8 | Non Useable Floor Area Space Group | 805 | Non-usable - Circulation space |  | Unknown | 0.00 | NO
Roseworthy_RW052-Horse Section Office_Ground Floor_G2 _ Office | RW-RW052-01-G2 | RW052-01-G2-Office | Roseworthy | RW | RW052 | Horse Section Office | 01 | Ground Floor | G2 | 122 | School of Animal and Veterinary Sciences | 122 | School of Animal and Veterinary Sciences | 23.71 | Office | 1 | Office Space Group | 108 | Office - Professional/General Staff |  | Barely Adequate | 2,078.44 | NO
Roseworthy_RW052-Horse Section Office_Ground Floor_G3 _ Verandah (UCA) | RW-RW052-01-G3 | RW052-01-G3-Verandah (UCA) | Roseworthy | RW | RW052 | Horse Section Office | 01 | Ground Floor | G3 | 99946 | Vacant not occupiable | 99939 | Unusable Spaces | 27.77 | Verandah (UCA) | 8 | Non Useable Floor Area Space Group | 839 | Non-usable - Verandah/Balcony |  | Unknown | 0.00 | NO
Roseworthy_RW052-Horse Section Office_Ground Floor_G4 _ Lecture Room | RW-RW052-01-G4 | RW052-01-G4-Lecture Room | Roseworthy | RW | RW052 | Horse Section Office | 01 | Ground Floor | G4 | 99996 | Vacant | 859 | Infrastructure | 30.06 | Lecture Room | 2 | Teaching Space Group | 206 | Lecture/Seminar/Tutorial/Class Room (<30) Flat Floor |  | Barely Adequate | 3,214.81 | NO
Roseworthy_RW052-Horse Section Office_Ground Floor_G5 _ Projector Room | RW-RW052-01-G5 | RW052-01-G5-Projector Room | Roseworthy | RW | RW052 | Horse Section Office | 01 | Ground Floor | G5 | 99946 | Vacant not occupiable | 99939 | Unusable Spaces | 11.63 | Projector Room | 4 | Ancillary Area Space Group | 419 | Ancillary Area - Store Room - Generic |  | Unknown | 0.00 | NO
Roseworthy_RW052-Horse Section Office_Ground Floor_G6 _ Tack Room | RW-RW052-01-G6 | RW052-01-G6-Tack Room | Roseworthy | RW | RW052 | Horse Section Office | 01 | Ground Floor | G6 | 99946 | Vacant not occupiable | 99939 | Unusable Spaces | 11.87 | Tack Room | 4 | Ancillary Area Space Group | 400 | Ancillary Area - Specific Type Not Defined |  | Unknown | 0.00 | NO
Roseworthy_RW052-Horse Section Office_Ground Floor_G7 _ Tack Room | RW-RW052-01-G7 | RW052-01-G7-Tack Room | Roseworthy | RW | RW052 | Horse Section Office | 01 | Ground Floor | G7 | 99946 | Vacant not occupiable | 99939 | Unusable Spaces | 20.03 | Tack Room | 4 | Ancillary Area Space Group | 400 | Ancillary Area - Specific Type Not Defined |  | Unknown | 0.00 | NO
Roseworthy_RW052-Horse Section Office_Ground Floor_G8A _ Feed Bins | RW-RW052-01-G8A | RW052-01-G8A-Feed Bins | Roseworthy | RW | RW052 | Horse Section Office | 01 | Ground Floor | G8A | 99946 | Vacant not occupiable | 99939 | Unusable Spaces | 36.57 | Feed Bins | 4 | Ancillary Area Space Group | 404 | Ancillary Area - Animal Holding |  | Unknown | 0.00 | NO
Roseworthy_RW052-Horse Section Office_Ground Floor_G8B _ Feed Bins | RW-RW052-01-G8B | RW052-01-G8B-Feed Bins | Roseworthy | RW | RW052 | Horse Section Office | 01 | Ground Floor | G8B | 99946 | Vacant not occupiable | 99939 | Unusable Spaces | 28.54 | Feed Bins | 4 | Ancillary Area Space Group | 404 | Ancillary Area - Animal Holding |  | Unknown | 0.00 | NO
Roseworthy_RW052-Horse Section Office_Ground Floor_G9 _ Foaling Box | RW-RW052-01-G9 | RW052-01-G9-Foaling Box | Roseworthy | RW | RW052 | Horse Section Office | 01 | Ground Floor | G9 | 122 | School of Animal and Veterinary Sciences | 122 | School of Animal and Veterinary Sciences | 20.66 | Foaling Box | 4 | Ancillary Area Space Group | 404 | Ancillary Area - Animal Holding |  | Barely Adequate | 1,593.75 | NO
Roseworthy_RW053-Horse Shed 1_Ground Floor_G1 _ Horse Shed | RW-RW053-GN-G1 | RW053-GN-G1-Horse Shed | Roseworthy | RW | RW053 | Horse Shed 1 | GN | Ground Floor | G1 | 99946 | Vacant not occupiable | 99939 | Unusable Spaces | 10.61 | Horse Shed | 4 | Ancillary Area Space Group | 404 | Ancillary Area - Animal Holding |  | Adequate | 852.58 | NO
Roseworthy_RW053-Horse Shed 1_Ground Floor_G2 _ Horse Shed | RW-RW053-GN-G2 | RW053-GN-G2-Horse Shed | Roseworthy | RW | RW053 | Horse Shed 1 | GN | Ground Floor | G2 | 99946 | Vacant not occupiable | 99939 | Unusable Spaces | 10.55 | Horse Shed | 4 | Ancillary Area Space Group | 404 | Ancillary Area - Animal Holding |  | Adequate | 847.75 | NO
Roseworthy_RW053-Horse Shed 1_Ground Floor_G3 _ Horse Shed | RW-RW053-GN-G3 | RW053-GN-G3-Horse Shed | Roseworthy | RW | RW053 | Horse Shed 1 | GN | Ground Floor | G3 | 99946 | Vacant not occupiable | 99939 | Unusable Spaces | 8.2 | Horse Shed | 4 | Ancillary Area Space Group | 404 | Ancillary Area - Animal Holding |  | Adequate | 658.92 | NO
Roseworthy_RW054-Horse Shed 2_Ground Floor_G1 _ Horse Shed | RW-RW054-GN-G1 | RW054-GN-G1-Horse Shed | Roseworthy | RW | RW054 | Horse Shed 2 | GN | Ground Floor | G1 | 99946 | Vacant not occupiable | 99939 | Unusable Spaces | 72.08 | Horse Shed | 4 | Ancillary Area Space Group | 404 | Ancillary Area - Animal Holding |  | Adequate | 5,792.05 | NO
Roseworthy_RW055-Horse Stables 1_Ground Floor_G1 _ 8 Stables | RW-RW055-01-G1 | RW055-01-G1-8 Stables | Roseworthy | RW | RW055 | Horse Stables 1 | 01 | Ground Floor | G1 | 122 | School of Animal and Veterinary Sciences | 122 | School of Animal and Veterinary Sciences | 103.99 | 8 Stables | 4 | Ancillary Area Space Group | 404 | Ancillary Area - Animal Holding |  | Adequate | 8,356.20 | NO
Roseworthy_RW055-Horse Stables 1_Ground Floor_G2 _ Examination Area / Prac. | RW-RW055-01-G2 | RW055-01-G2-Examination Area / Prac. | Roseworthy | RW | RW055 | Horse Stables 1 | 01 | Ground Floor | G2 | 122 | School of Animal and Veterinary Sciences | 122 | School of Animal and Veterinary Sciences | 211.48 | Examination Area / Prac. | 3 | Specialist Teaching or Research Space Group | 314 | Clinical Areas Teaching Space - Undergraduate/Postgraduate |  | Adequate | 25,683.59 | NO
Roseworthy_RW055-Horse Stables 1_Ground Floor_G3 _ Circ. | RW-RW055-01-G3 | RW055-01-G3-Circ. | Roseworthy | RW | RW055 | Horse Stables 1 | 01 | Ground Floor | G3 | 122 | School of Animal and Veterinary Sciences | 122 | School of Animal and Veterinary Sciences | 87.35 | Circ. | 8 | Non Useable Floor Area Space Group | 805 | Non-usable - Circulation space |  | Adequate | 0.00 | NO
Roseworthy_RW055-Horse Stables 1_Ground Floor_G3A _ Covered Entry | RW-RW055-01-G3A | RW055-01-G3A-Covered Entry | Roseworthy | RW | RW055 | Horse Stables 1 | 01 | Ground Floor | G3A | 99939 | Unusable Spaces | 99939 | Unusable Spaces | 88.23 | Covered Entry | 8 | Non Useable Floor Area Space Group | 805 | Non-usable - Circulation space |  | Adequate | 0.00 | NO
Roseworthy_RW056-Horse Stables 2_Ground Floor_G1 _ 6 Stables | RW-RW056-01-G1 | RW056-01-G1-6 Stables | Roseworthy | RW | RW056 | Horse Stables 2 | 01 | Ground Floor | G1 | 99946 | Vacant not occupiable | 99939 | Unusable Spaces | 63.74 | 6 Stables | 4 | Ancillary Area Space Group | 404 | Ancillary Area - Animal Holding |  | Unknown | 0.00 | NO
Roseworthy_RW056-Horse Stables 2_Ground Floor_G2 _ 6 Stables | RW-RW056-01-G2 | RW056-01-G2-6 Stables | Roseworthy | RW | RW056 | Horse Stables 2 | 01 | Ground Floor | G2 | 99946 | Vacant not occupiable | 99939 | Unusable Spaces | 63.74 | 6 Stables | 4 | Ancillary Area Space Group | 404 | Ancillary Area - Animal Holding |  | Unknown | 0.00 | NO
Roseworthy_RW056-Horse Stables 2_Ground Floor_G3 _ Stable Access & Harnessing | RW-RW056-01-G3 | RW056-01-G3-Stable Access & Harnessing | Roseworthy | RW | RW056 | Horse Stables 2 | 01 | Ground Floor | G3 | 99946 | Vacant not occupiable | 99939 | Unusable Spaces | 57.73 | Stable Access & Harnessing | 4 | Ancillary Area Space Group | 404 | Ancillary Area - Animal Holding |  | Unknown | 0.00 | NO
Roseworthy_RW057-Herriot House - Custance_Ground Floor_G1 _ Kitchen / Dining | RW-RW057-GN-G1 | RW057-GN-G1-Kitchen / Dining | Roseworthy | RW | RW057 | Herriot House - Custance | GN | Ground Floor | G1 | 99963 | Student Accommodation | 99939 | Unusable Spaces | 18.22 | Kitchen / Dining | 7 | Residential Accommodation Space Group | 700 | Residential - Specific type not defined |  | Unknown | 0.00 | NO
Roseworthy_RW057-Herriot House - Custance_Ground Floor_G10 _ Verandah (UCA) | RW-RW057-GN-G10 | RW057-GN-G10-Verandah (UCA) | Roseworthy | RW | RW057 | Herriot House - Custance | GN | Ground Floor | G10 | 99963 | Student Accommodation | 99939 | Unusable Spaces | 5.93 | Verandah (UCA) | 8 | Non Useable Floor Area Space Group | 839 | Non-usable - Verandah/Balcony |  | Unknown | 0.00 | NO
Roseworthy_RW057-Herriot House - Custance_Ground Floor_G11 _ WC | RW-RW057-GN-G11 | RW057-GN-G11-WC | Roseworthy | RW | RW057 | Herriot House - Custance | GN | Ground Floor | G11 | 99963 | Student Accommodation | 99939 | Unusable Spaces | 2 | WC | 7 | Residential Accommodation Space Group | 700 | Residential - Specific type not defined |  | Unknown | 0.00 | NO
Roseworthy_RW057-Herriot House - Custance_Ground Floor_G12 _ Bathroom | RW-RW057-GN-G12 | RW057-GN-G12-Bathroom | Roseworthy | RW | RW057 | Herriot House - Custance | GN | Ground Floor | G12 | 99963 | Student Accommodation | 99939 | Unusable Spaces | 5.9 | Bathroom | 7 | Residential Accommodation Space Group | 700 | Residential - Specific type not defined |  | Unknown | 0.00 | NO
Roseworthy_RW057-Herriot House - Custance_Ground Floor_G13 _ Passage | RW-RW057-GN-G13 | RW057-GN-G13-Passage | Roseworthy | RW | RW057 | Herriot House - Custance | GN | Ground Floor | G13 | 99963 | Student Accommodation | 99939 | Unusable Spaces | 9.78 | Passage | 8 | Non Useable Floor Area Space Group | 805 | Non-usable - Circulation space |  | Unknown | 0.00 | NO
Roseworthy_RW057-Herriot House - Custance_Ground Floor_G13A _ Store | RW-RW057-GN-G13A | RW057-GN-G13A-Store | Roseworthy | RW | RW057 | Herriot House - Custance | GN | Ground Floor | G13A | 99963 | Student Accommodation | 99939 | Unusable Spaces | 0.47 | Store | 4 | Ancillary Area Space Group | 419 | Ancillary Area - Store Room - Generic |  | Unknown | 0.00 | NO
Roseworthy_RW057-Herriot House - Custance_Ground Floor_G2 _ Lounge | RW-RW057-GN-G2 | RW057-GN-G2-Lounge | Roseworthy | RW | RW057 | Herriot House - Custance | GN | Ground Floor | G2 | 99963 | Student Accommodation | 99939 | Unusable Spaces | 17.66 | Lounge | 7 | Residential Accommodation Space Group | 700 | Residential - Specific type not defined |  | Unknown | 0.00 | NO
Roseworthy_RW057-Herriot House - Custance_Ground Floor_G3 _ Verandah (UCA) | RW-RW057-GN-G3 | RW057-GN-G3-Verandah (UCA) | Roseworthy | RW | RW057 | Herriot House - Custance | GN | Ground Floor | G3 | 99963 | Student Accommodation | 99939 | Unusable Spaces | 8.69 | Verandah (UCA) | 8 | Non Useable Floor Area Space Group | 839 | Non-usable - Verandah/Balcony |  | Unknown | 0.00 | NO
Roseworthy_RW057-Herriot House - Custance_Ground Floor_G4 _ Bedroom (1) | RW-RW057-GN-G4 | RW057-GN-G4-Bedroom (1) | Roseworthy | RW | RW057 | Herriot House - Custance | GN | Ground Floor | G4 | 99963 | Student Accommodation | 99939 | Unusable Spaces | 10.13 | Bedroom (1) | 7 | Residential Accommodation Space Group | 700 | Residential - Specific type not defined |  | Unknown | 0.00 | NO
Roseworthy_RW057-Herriot House - Custance_Ground Floor_G5 _ Bedroom (2) | RW-RW057-GN-G5 | RW057-GN-G5-Bedroom (2) | Roseworthy | RW | RW057 | Herriot House - Custance | GN | Ground Floor | G5 | 99963 | Student Accommodation | 99939 | Unusable Spaces | 13.03 | Bedroom (2) | 7 | Residential Accommodation Space Group | 700 | Residential - Specific type not defined |  | Unknown | 0.00 | NO
Roseworthy_RW057-Herriot House - Custance_Ground Floor_G6 _ Bedroom (3) | RW-RW057-GN-G6 | RW057-GN-G6-Bedroom (3) | Roseworthy | RW | RW057 | Herriot House - Custance | GN | Ground Floor | G6 | 99963 | Student Accommodation | 99939 | Unusable Spaces | 10.2 | Bedroom (3) | 7 | Residential Accommodation Space Group | 700 | Residential - Specific type not defined |  | Unknown | 0.00 | NO
Roseworthy_RW057-Herriot House - Custance_Ground Floor_G7 _ Bedroom (4) | RW-RW057-GN-G7 | RW057-GN-G7-Bedroom (4) | Roseworthy | RW | RW057 | Herriot House - Custance | GN | Ground Floor | G7 | 99963 | Student Accommodation | 99939 | Unusable Spaces | 10.2 | Bedroom (4) | 7 | Residential Accommodation Space Group | 700 | Residential - Specific type not defined |  | Unknown | 0.00 | NO
Roseworthy_RW057-Herriot House - Custance_Ground Floor_G8 _ Bedroom (5) | RW-RW057-GN-G8 | RW057-GN-G8-Bedroom (5) | Roseworthy | RW | RW057 | Herriot House - Custance | GN | Ground Floor | G8 | 99963 | Student Accommodation | 99939 | Unusable Spaces | 10.2 | Bedroom (5) | 7 | Residential Accommodation Space Group | 700 | Residential - Specific type not defined |  | Unknown | 0.00 | NO
Roseworthy_RW057-Herriot House - Custance_Ground Floor_G9 _ Ldry | RW-RW057-GN-G9 | RW057-GN-G9-Ldry | Roseworthy | RW | RW057 | Herriot House - Custance | GN | Ground Floor | G9 | 99963 | Student Accommodation | 99939 | Unusable Spaces | 5.4 | Ldry | 7 | Residential Accommodation Space Group | 700 | Residential - Specific type not defined |  | Unknown | 0.00 | NO
Roseworthy_RW058-Hawker House - Custance_Ground Floor_G1 _ Lounge | RW-RW058-GN-G1 | RW058-GN-G1-Lounge | Roseworthy | RW | RW058 | Hawker House - Custance | GN | Ground Floor | G1 | 99963 | Student Accommodation | 99939 | Unusable Spaces | 26.29 | Lounge | 7 | Residential Accommodation Space Group | 700 | Residential - Specific type not defined |  | Unknown | 0.00 | NO
Roseworthy_RW058-Hawker House - Custance_Ground Floor_G10 _ Bedroom (1) | RW-RW058-GN-G10 | RW058-GN-G10-Bedroom (1) | Roseworthy | RW | RW058 | Hawker House - Custance | GN | Ground Floor | G10 | 99963 | Student Accommodation | 99939 | Unusable Spaces | 11.27 | Bedroom (1) | 7 | Residential Accommodation Space Group | 700 | Residential - Specific type not defined |  | Unknown | 0.00 | NO
Roseworthy_RW058-Hawker House - Custance_Ground Floor_G11 _ Corr. | RW-RW058-GN-G11 | RW058-GN-G11-Corr. | Roseworthy | RW | RW058 | Hawker House - Custance | GN | Ground Floor | G11 | 99963 | Student Accommodation | 99939 | Unusable Spaces | 7.74 | Corr. | 8 | Non Useable Floor Area Space Group | 805 | Non-usable - Circulation space |  | Unknown | 0.00 | NO
Roseworthy_RW058-Hawker House - Custance_Ground Floor_G11A _ Corr. | RW-RW058-GN-G11A | RW058-GN-G11A-Corr. | Roseworthy | RW | RW058 | Hawker House - Custance | GN | Ground Floor | G11A | 99963 | Student Accommodation | 99939 | Unusable Spaces | 0.83 | Corr. | 8 | Non Useable Floor Area Space Group | 805 | Non-usable - Circulation space |  | Unknown | 0.00 | NO
Roseworthy_RW058-Hawker House - Custance_Ground Floor_G12 _ Porch | RW-RW058-GN-G12 | RW058-GN-G12-Porch | Roseworthy | RW | RW058 | Hawker House - Custance | GN | Ground Floor | G12 | 99963 | Student Accommodation | 99939 | Unusable Spaces | 9.37 | Porch | 8 | Non Useable Floor Area Space Group | 805 | Non-usable - Circulation space |  | Unknown | 0.00 | NO
Roseworthy_RW058-Hawker House - Custance_Ground Floor_G2 _ Kitchen / Dining | RW-RW058-GN-G2 | RW058-GN-G2-Kitchen / Dining | Roseworthy | RW | RW058 | Hawker House - Custance | GN | Ground Floor | G2 | 99963 | Student Accommodation | 99939 | Unusable Spaces | 20.74 | Kitchen / Dining | 7 | Residential Accommodation Space Group | 700 | Residential - Specific type not defined |  | Unknown | 0.00 | NO
Roseworthy_RW058-Hawker House - Custance_Ground Floor_G3 _ Ldry | RW-RW058-GN-G3 | RW058-GN-G3-Ldry | Roseworthy | RW | RW058 | Hawker House - Custance | GN | Ground Floor | G3 | 99963 | Student Accommodation | 99939 | Unusable Spaces | 5.57 | Ldry | 7 | Residential Accommodation Space Group | 700 | Residential - Specific type not defined |  | Unknown | 0.00 | NO
Roseworthy_RW058-Hawker House - Custance_Ground Floor_G4 _ Vanity | RW-RW058-GN-G4 | RW058-GN-G4-Vanity | Roseworthy | RW | RW058 | Hawker House - Custance | GN | Ground Floor | G4 | 99963 | Student Accommodation | 99939 | Unusable Spaces | 3.85 | Vanity | 7 | Residential Accommodation Space Group | 700 | Residential - Specific type not defined |  | Unknown | 0.00 | NO
Roseworthy_RW058-Hawker House - Custance_Ground Floor_G4A _ Shower | RW-RW058-GN-G4A | RW058-GN-G4A-Shower | Roseworthy | RW | RW058 | Hawker House - Custance | GN | Ground Floor | G4A | 99963 | Student Accommodation | 99939 | Unusable Spaces | 1.2 | Shower | 7 | Residential Accommodation Space Group | 700 | Residential - Specific type not defined |  | Unknown | 0.00 | NO
Roseworthy_RW058-Hawker House - Custance_Ground Floor_G4B _ Bathroom | RW-RW058-GN-G4B | RW058-GN-G4B-Bathroom | Roseworthy | RW | RW058 | Hawker House - Custance | GN | Ground Floor | G4B | 99963 | Student Accommodation | 99939 | Unusable Spaces | 3.38 | Bathroom | 7 | Residential Accommodation Space Group | 700 | Residential - Specific type not defined |  | Unknown | 0.00 | NO
Roseworthy_RW058-Hawker House - Custance_Ground Floor_G5 _ WC | RW-RW058-GN-G5 | RW058-GN-G5-WC | Roseworthy | RW | RW058 | Hawker House - Custance | GN | Ground Floor | G5 | 99963 | Student Accommodation | 99939 | Unusable Spaces | 1.78 | WC | 7 | Residential Accommodation Space Group | 700 | Residential - Specific type not defined |  | Unknown | 0.00 | NO
Roseworthy_RW058-Hawker House - Custance_Ground Floor_G5A _ Store | RW-RW058-GN-G5A | RW058-GN-G5A-Store | Roseworthy | RW | RW058 | Hawker House - Custance | GN | Ground Floor | G5A | 99963 | Student Accommodation | 99939 | Unusable Spaces | 0.64 | Store | 4 | Ancillary Area Space Group | 419 | Ancillary Area - Store Room - Generic |  | Unknown | 0.00 | NO
Roseworthy_RW058-Hawker House - Custance_Ground Floor_G6 _ Bedroom (5) | RW-RW058-GN-G6 | RW058-GN-G6-Bedroom (5) | Roseworthy | RW | RW058 | Hawker House - Custance | GN | Ground Floor | G6 | 99963 | Student Accommodation | 99939 | Unusable Spaces | 10.01 | Bedroom (5) | 7 | Residential Accommodation Space Group | 700 | Residential - Specific type not defined |  | Unknown | 0.00 | NO
Roseworthy_RW058-Hawker House - Custance_Ground Floor_G7 _ Bedroom (4) | RW-RW058-GN-G7 | RW058-GN-G7-Bedroom (4) | Roseworthy | RW | RW058 | Hawker House - Custance | GN | Ground Floor | G7 | 99963 | Student Accommodation | 99939 | Unusable Spaces | 11.11 | Bedroom (4) | 7 | Residential Accommodation Space Group | 700 | Residential - Specific type not defined |  | Unknown | 0.00 | NO
Roseworthy_RW058-Hawker House - Custance_Ground Floor_G8 _ Bedroom (3) | RW-RW058-GN-G8 | RW058-GN-G8-Bedroom (3) | Roseworthy | RW | RW058 | Hawker House - Custance | GN | Ground Floor | G8 | 99963 | Student Accommodation | 99939 | Unusable Spaces | 11.11 | Bedroom (3) | 7 | Residential Accommodation Space Group | 700 | Residential - Specific type not defined |  | Unknown | 0.00 | NO
Roseworthy_RW058-Hawker House - Custance_Ground Floor_G9 _ Bedroom (2) | RW-RW058-GN-G9 | RW058-GN-G9-Bedroom (2) | Roseworthy | RW | RW058 | Hawker House - Custance | GN | Ground Floor | G9 | 99963 | Student Accommodation | 99939 | Unusable Spaces | 10.91 | Bedroom (2) | 7 | Residential Accommodation Space Group | 700 | Residential - Specific type not defined |  | Unknown | 0.00 | NO
Roseworthy_RW059-Hiddle House - Custance_Ground Floor_G1 _ Lounge | RW-RW059-GN-G1 | RW059-GN-G1-Lounge | Roseworthy | RW | RW059 | Hiddle House - Custance | GN | Ground Floor | G1 | 99963 | Student Accommodation | 99939 | Unusable Spaces | 26.29 | Lounge | 7 | Residential Accommodation Space Group | 700 | Residential - Specific type not defined |  | Unknown | 0.00 | NO
Roseworthy_RW059-Hiddle House - Custance_Ground Floor_G10 _ Bedroom (2) | RW-RW059-GN-G10 | RW059-GN-G10-Bedroom (2) | Roseworthy | RW | RW059 | Hiddle House - Custance | GN | Ground Floor | G10 | 99963 | Student Accommodation | 99939 | Unusable Spaces | 10.91 | Bedroom (2) | 7 | Residential Accommodation Space Group | 700 | Residential - Specific type not defined |  | Unknown | 0.00 | NO
Roseworthy_RW059-Hiddle House - Custance_Ground Floor_G11 _ Bedroom (1) | RW-RW059-GN-G11 | RW059-GN-G11-Bedroom (1) | Roseworthy | RW | RW059 | Hiddle House - Custance | GN | Ground Floor | G11 | 99963 | Student Accommodation | 99939 | Unusable Spaces | 11.27 | Bedroom (1) | 7 | Residential Accommodation Space Group | 700 | Residential - Specific type not defined |  | Unknown | 0.00 | NO
Roseworthy_RW059-Hiddle House - Custance_Ground Floor_G12 _ Porch | RW-RW059-GN-G12 | RW059-GN-G12-Porch | Roseworthy | RW | RW059 | Hiddle House - Custance | GN | Ground Floor | G12 | 99963 | Student Accommodation | 99939 | Unusable Spaces | 9.37 | Porch | 8 | Non Useable Floor Area Space Group | 805 | Non-usable - Circulation space |  | Unknown | 0.00 | NO
Roseworthy_RW059-Hiddle House - Custance_Ground Floor_G13 _ Corr. | RW-RW059-GN-G13 | RW059-GN-G13-Corr. | Roseworthy | RW | RW059 | Hiddle House - Custance | GN | Ground Floor | G13 | 99963 | Student Accommodation | 99939 | Unusable Spaces | 7.74 | Corr. | 8 | Non Useable Floor Area Space Group | 805 | Non-usable - Circulation space |  | Unknown | 0.00 | NO
Roseworthy_RW059-Hiddle House - Custance_Ground Floor_G2 _ Kitchen / Dining | RW-RW059-GN-G2 | RW059-GN-G2-Kitchen / Dining | Roseworthy | RW | RW059 | Hiddle House - Custance | GN | Ground Floor | G2 | 99963 | Student Accommodation | 99939 | Unusable Spaces | 20.74 | Kitchen / Dining | 7 | Residential Accommodation Space Group | 700 | Residential - Specific type not defined |  | Unknown | 0.00 | NO
Roseworthy_RW059-Hiddle House - Custance_Ground Floor_G3 _ Porch | RW-RW059-GN-G3 | RW059-GN-G3-Porch | Roseworthy | RW | RW059 | Hiddle House - Custance | GN | Ground Floor | G3 | 99963 | Student Accommodation | 99939 | Unusable Spaces | 3.28 | Porch | 8 | Non Useable Floor Area Space Group | 805 | Non-usable - Circulation space |  | Unknown | 0.00 | NO
Roseworthy_RW059-Hiddle House - Custance_Ground Floor_G3A _ Store | RW-RW059-GN-G3A | RW059-GN-G3A-Store | Roseworthy | RW | RW059 | Hiddle House - Custance | GN | Ground Floor | G3A | 99963 | Student Accommodation | 99939 | Unusable Spaces | 0.85 | Store | 4 | Ancillary Area Space Group | 419 | Ancillary Area - Store Room - Generic |  | Unknown | 0.00 | NO
Roseworthy_RW059-Hiddle House - Custance_Ground Floor_G4 _ Ldry | RW-RW059-GN-G4 | RW059-GN-G4-Ldry | Roseworthy | RW | RW059 | Hiddle House - Custance | GN | Ground Floor | G4 | 99963 | Student Accommodation | 99939 | Unusable Spaces | 5.57 | Ldry | 7 | Residential Accommodation Space Group | 700 | Residential - Specific type not defined |  | Unknown | 0.00 | NO
Roseworthy_RW059-Hiddle House - Custance_Ground Floor_G5 _ WC | RW-RW059-GN-G5 | RW059-GN-G5-WC | Roseworthy | RW | RW059 | Hiddle House - Custance | GN | Ground Floor | G5 | 99963 | Student Accommodation | 99939 | Unusable Spaces | 1.73 | WC | 7 | Residential Accommodation Space Group | 700 | Residential - Specific type not defined |  | Unknown | 0.00 | NO
Roseworthy_RW059-Hiddle House - Custance_Ground Floor_G6 _ Vanity | RW-RW059-GN-G6 | RW059-GN-G6-Vanity | Roseworthy | RW | RW059 | Hiddle House - Custance | GN | Ground Floor | G6 | 99963 | Student Accommodation | 99939 | Unusable Spaces | 3.56 | Vanity | 7 | Residential Accommodation Space Group | 700 | Residential - Specific type not defined |  | Unknown | 0.00 | NO
Roseworthy_RW059-Hiddle House - Custance_Ground Floor_G6A _ Shower | RW-RW059-GN-G6A | RW059-GN-G6A-Shower | Roseworthy | RW | RW059 | Hiddle House - Custance | GN | Ground Floor | G6A | 99963 | Student Accommodation | 99939 | Unusable Spaces | 3.11 | Shower | 7 | Residential Accommodation Space Group | 700 | Residential - Specific type not defined |  | Unknown | 0.00 | NO
Roseworthy_RW059-Hiddle House - Custance_Ground Floor_G7 _ Bedroom (5) | RW-RW059-GN-G7 | RW059-GN-G7-Bedroom (5) | Roseworthy | RW | RW059 | Hiddle House - Custance | GN | Ground Floor | G7 | 99963 | Student Accommodation | 99939 | Unusable Spaces | 10.01 | Bedroom (5) | 7 | Residential Accommodation Space Group | 700 | Residential - Specific type not defined |  | Unknown | 0.00 | NO
Roseworthy_RW059-Hiddle House - Custance_Ground Floor_G8 _ Bedroom (4) | RW-RW059-GN-G8 | RW059-GN-G8-Bedroom (4) | Roseworthy | RW | RW059 | Hiddle House - Custance | GN | Ground Floor | G8 | 99963 | Student Accommodation | 99939 | Unusable Spaces | 11.11 | Bedroom (4) | 7 | Residential Accommodation Space Group | 700 | Residential - Specific type not defined |  | Unknown | 0.00 | NO
Roseworthy_RW059-Hiddle House - Custance_Ground Floor_G9 _ Bedroom (3) | RW-RW059-GN-G9 | RW059-GN-G9-Bedroom (3) | Roseworthy | RW | RW059 | Hiddle House - Custance | GN | Ground Floor | G9 | 99963 | Student Accommodation | 99939 | Unusable Spaces | 11.11 | Bedroom (3) | 7 | Residential Accommodation Space Group | 700 | Residential - Specific type not defined |  | Unknown | 0.00 | NO
Roseworthy_RW060-Housing 1_Ground Floor_G0 _ Verandah (UCA) | RW-RW060-GN-G0 | RW060-GN-G0-Verandah (UCA) | Roseworthy | RW | RW060 | Housing 1 | GN | Ground Floor | G0 | 99999 | Commercial Housing | 99939 | Unusable Spaces | 33.57 | Verandah (UCA) | 8 | Non Useable Floor Area Space Group | 839 | Non-usable - Verandah/Balcony |  | Unknown | 0.00 | NO
Roseworthy_RW060-Housing 1_Ground Floor_G1 _ Entrance | RW-RW060-GN-G1 | RW060-GN-G1-Entrance | Roseworthy | RW | RW060 | Housing 1 | GN | Ground Floor | G1 | 99999 | Commercial Housing | 99939 | Unusable Spaces | 3.23 | Entrance | 8 | Non Useable Floor Area Space Group | 805 | Non-usable - Circulation space |  | Unknown | 0.00 | NO
Roseworthy_RW060-Housing 1_Ground Floor_G10 _ Bedroom | RW-RW060-GN-G10 | RW060-GN-G10-Bedroom | Roseworthy | RW | RW060 | Housing 1 | GN | Ground Floor | G10 | 99999 | Commercial Housing | 99939 | Unusable Spaces | 14.16 | Bedroom | 7 | Residential Accommodation Space Group | 700 | Residential - Specific type not defined |  | Unknown | 0.00 | NO
Roseworthy_RW060-Housing 1_Ground Floor_G2 _ Lounge | RW-RW060-GN-G2 | RW060-GN-G2-Lounge | Roseworthy | RW | RW060 | Housing 1 | GN | Ground Floor | G2 | 99999 | Commercial Housing | 99939 | Unusable Spaces | 20.97 | Lounge | 7 | Residential Accommodation Space Group | 700 | Residential - Specific type not defined |  | Unknown | 0.00 | NO
Roseworthy_RW060-Housing 1_Ground Floor_G3 _ Passage | RW-RW060-GN-G3 | RW060-GN-G3-Passage | Roseworthy | RW | RW060 | Housing 1 | GN | Ground Floor | G3 | 99999 | Commercial Housing | 99939 | Unusable Spaces | 11.95 | Passage | 8 | Non Useable Floor Area Space Group | 805 | Non-usable - Circulation space |  | Unknown | 0.00 | NO
Roseworthy_RW060-Housing 1_Ground Floor_G3A _ WC | RW-RW060-GN-G3A | RW060-GN-G3A-WC | Roseworthy | RW | RW060 | Housing 1 | GN | Ground Floor | G3A | 99999 | Commercial Housing | 99939 | Unusable Spaces | 1.65 | WC | 8 | Non Useable Floor Area Space Group | 835 | Non-usable - Toilets/Amenities - Other |  | Unknown | 0.00 | NO
Roseworthy_RW060-Housing 1_Ground Floor_G4 _ Kitchen | RW-RW060-GN-G4 | RW060-GN-G4-Kitchen | Roseworthy | RW | RW060 | Housing 1 | GN | Ground Floor | G4 | 99999 | Commercial Housing | 99939 | Unusable Spaces | 24.31 | Kitchen | 6 | General Facility Space Group | 608 | General Facility - Kitchen/Servery/Food Storage |  | Unknown | 0.00 | NO
Roseworthy_RW060-Housing 1_Ground Floor_G4A _ Store | RW-RW060-GN-G4A | RW060-GN-G4A-Store | Roseworthy | RW | RW060 | Housing 1 | GN | Ground Floor | G4A | 99999 | Commercial Housing | 99939 | Unusable Spaces | 3.7 | Store | 4 | Ancillary Area Space Group | 419 | Ancillary Area - Store Room - Generic |  | Unknown | 0.00 | NO
Roseworthy_RW060-Housing 1_Ground Floor_G5 _ Ldry | RW-RW060-GN-G5 | RW060-GN-G5-Ldry | Roseworthy | RW | RW060 | Housing 1 | GN | Ground Floor | G5 | 99999 | Commercial Housing | 99939 | Unusable Spaces | 7.16 | Ldry | 7 | Residential Accommodation Space Group | 700 | Residential - Specific type not defined |  | Unknown | 0.00 | NO
Roseworthy_RW060-Housing 1_Ground Floor_G6 _ Bedroom | RW-RW060-GN-G6 | RW060-GN-G6-Bedroom | Roseworthy | RW | RW060 | Housing 1 | GN | Ground Floor | G6 | 99999 | Commercial Housing | 99939 | Unusable Spaces | 12.88 | Bedroom | 7 | Residential Accommodation Space Group | 700 | Residential - Specific type not defined |  | Unknown | 0.00 | NO
Roseworthy_RW060-Housing 1_Ground Floor_G7 _ Passage | RW-RW060-GN-G7 | RW060-GN-G7-Passage | Roseworthy | RW | RW060 | Housing 1 | GN | Ground Floor | G7 | 99999 | Commercial Housing | 99939 | Unusable Spaces | 8.82 | Passage | 8 | Non Useable Floor Area Space Group | 805 | Non-usable - Circulation space |  | Unknown | 0.00 | NO
Roseworthy_RW060-Housing 1_Ground Floor_G7A _ Bathroom | RW-RW060-GN-G7A | RW060-GN-G7A-Bathroom | Roseworthy | RW | RW060 | Housing 1 | GN | Ground Floor | G7A | 99999 | Commercial Housing | 99939 | Unusable Spaces | 4.94 | Bathroom | 7 | Residential Accommodation Space Group | 700 | Residential - Specific type not defined |  | Unknown | 0.00 | NO
Roseworthy_RW060-Housing 1_Ground Floor_G8 _ Bedroom | RW-RW060-GN-G8 | RW060-GN-G8-Bedroom | Roseworthy | RW | RW060 | Housing 1 | GN | Ground Floor | G8 | 99999 | Commercial Housing | 99939 | Unusable Spaces | 19.5 | Bedroom | 7 | Residential Accommodation Space Group | 700 | Residential - Specific type not defined |  | Unknown | 0.00 | NO
Roseworthy_RW060-Housing 1_Ground Floor_G9 _ Bedroom | RW-RW060-GN-G9 | RW060-GN-G9-Bedroom | Roseworthy | RW | RW060 | Housing 1 | GN | Ground Floor | G9 | 99999 | Commercial Housing | 99939 | Unusable Spaces | 11.75 | Bedroom | 7 | Residential Accommodation Space Group | 700 | Residential - Specific type not defined |  | Unknown | 0.00 | NO
Roseworthy_RW061-Housing 2_Ground Floor_G0 _ Verandah | RW-RW061-GN-G0 | RW061-GN-G0-Verandah | Roseworthy | RW | RW061 | Housing 2 | GN | Ground Floor | G0 | 99999 | Commercial Housing | 99939 | Unusable Spaces | 43.34 | Verandah | 7 | Residential Accommodation Space Group | 700 | Residential - Specific type not defined |  | Unknown | 0.00 | NO
Roseworthy_RW061-Housing 2_Ground Floor_G1 _ Dining Room | RW-RW061-GN-G1 | RW061-GN-G1-Dining Room | Roseworthy | RW | RW061 | Housing 2 | GN | Ground Floor | G1 | 99999 | Commercial Housing | 99939 | Unusable Spaces | 15.61 | Dining Room | 6 | General Facility Space Group | 608 | General Facility - Kitchen/Servery/Food Storage |  | Unknown | 0.00 | NO
Roseworthy_RW061-Housing 2_Ground Floor_G10 _ Corr. | RW-RW061-GN-G10 | RW061-GN-G10-Corr. | Roseworthy | RW | RW061 | Housing 2 | GN | Ground Floor | G10 | 99999 | Commercial Housing | 99939 | Unusable Spaces | 10.56 | Corr. | 8 | Non Useable Floor Area Space Group | 805 | Non-usable - Circulation space |  | Unknown | 0.00 | NO
Roseworthy_RW061-Housing 2_Ground Floor_G10A _ Verandah | RW-RW061-GN-G10A | RW061-GN-G10A-Verandah | Roseworthy | RW | RW061 | Housing 2 | GN | Ground Floor | G10A | 99999 | Commercial Housing | 99939 | Unusable Spaces | 10.93 | Verandah | 7 | Residential Accommodation Space Group | 700 | Residential - Specific type not defined |  | Unknown | 0.00 | NO
Roseworthy_RW061-Housing 2_Ground Floor_G11 _ Carport | RW-RW061-GN-G11 | RW061-GN-G11-Carport | Roseworthy | RW | RW061 | Housing 2 | GN | Ground Floor | G11 | 99999 | Commercial Housing | 99939 | Unusable Spaces | 36.6 | Carport | 8 | Non Useable Floor Area Space Group | 807 | Non-usable - Garage/Loading bay |  | Unknown | 0.00 | NO
Roseworthy_RW061-Housing 2_Ground Floor_G12 _ Garage | RW-RW061-GN-G12 | RW061-GN-G12-Garage | Roseworthy | RW | RW061 | Housing 2 | GN | Ground Floor | G12 | 99999 | Commercial Housing | 99939 | Unusable Spaces | 34.75 | Garage | 8 | Non Useable Floor Area Space Group | 804 | Non-usable - Car park < 50% of building - Not usable TEFMA |  | Unknown | 0.00 | NO
Roseworthy_RW061-Housing 2_Ground Floor_G2 _ Lounge | RW-RW061-GN-G2 | RW061-GN-G2-Lounge | Roseworthy | RW | RW061 | Housing 2 | GN | Ground Floor | G2 | 99999 | Commercial Housing | 99939 | Unusable Spaces | 20.55 | Lounge | 7 | Residential Accommodation Space Group | 700 | Residential - Specific type not defined |  | Unknown | 0.00 | NO
Roseworthy_RW061-Housing 2_Ground Floor_G3 _ Residential | RW-RW061-GN-G3 | RW061-GN-G3-Residential | Roseworthy | RW | RW061 | Housing 2 | GN | Ground Floor | G3 | 99999 | Commercial Housing | 99939 | Unusable Spaces | 17.94 | Residential | 7 | Residential Accommodation Space Group | 700 | Residential - Specific type not defined |  | Unknown | 0.00 | NO
Roseworthy_RW061-Housing 2_Ground Floor_G4 _ WC | RW-RW061-GN-G4 | RW061-GN-G4-WC | Roseworthy | RW | RW061 | Housing 2 | GN | Ground Floor | G4 | 99999 | Commercial Housing | 99939 | Unusable Spaces | 1.89 | WC | 8 | Non Useable Floor Area Space Group | 835 | Non-usable - Toilets/Amenities - Other |  | Unknown | 0.00 | NO
Roseworthy_RW061-Housing 2_Ground Floor_G5 _ Ldry | RW-RW061-GN-G5 | RW061-GN-G5-Ldry | Roseworthy | RW | RW061 | Housing 2 | GN | Ground Floor | G5 | 99999 | Commercial Housing | 99939 | Unusable Spaces | 8.15 | Ldry | 7 | Residential Accommodation Space Group | 700 | Residential - Specific type not defined |  | Unknown | 0.00 | NO
Roseworthy_RW061-Housing 2_Ground Floor_G6 _ Bathroom | RW-RW061-GN-G6 | RW061-GN-G6-Bathroom | Roseworthy | RW | RW061 | Housing 2 | GN | Ground Floor | G6 | 99999 | Commercial Housing | 99939 | Unusable Spaces | 6.2 | Bathroom | 7 | Residential Accommodation Space Group | 700 | Residential - Specific type not defined |  | Unknown | 0.00 | NO
Roseworthy_RW061-Housing 2_Ground Floor_G7 _ Kitchen | RW-RW061-GN-G7 | RW061-GN-G7-Kitchen | Roseworthy | RW | RW061 | Housing 2 | GN | Ground Floor | G7 | 99999 | Commercial Housing | 99939 | Unusable Spaces | 21.78 | Kitchen | 6 | General Facility Space Group | 608 | General Facility - Kitchen/Servery/Food Storage |  | Unknown | 0.00 | NO
Roseworthy_RW061-Housing 2_Ground Floor_G8 _ Residential | RW-RW061-GN-G8 | RW061-GN-G8-Residential | Roseworthy | RW | RW061 | Housing 2 | GN | Ground Floor | G8 | 99999 | Commercial Housing | 99939 | Unusable Spaces | 15.61 | Residential | 7 | Residential Accommodation Space Group | 700 | Residential - Specific type not defined |  | Unknown | 0.00 | NO
Roseworthy_RW061-Housing 2_Ground Floor_G9 _ Residential | RW-RW061-GN-G9 | RW061-GN-G9-Residential | Roseworthy | RW | RW061 | Housing 2 | GN | Ground Floor | G9 | 99999 | Commercial Housing | 99939 | Unusable Spaces | 16.91 | Residential | 7 | Residential Accommodation Space Group | 700 | Residential - Specific type not defined |  | Unknown | 0.00 | NO
Roseworthy_RW062-Housing 3_Ground Floor_G0 _ Passage | RW-RW062-GN-G0 | RW062-GN-G0-Passage | Roseworthy | RW | RW062 | Housing 3 | GN | Ground Floor | G0 | 99999 | Commercial Housing | 99939 | Unusable Spaces | 4.5 | Passage | 8 | Non Useable Floor Area Space Group | 805 | Non-usable - Circulation space |  | Unknown | 0.00 | NO
Roseworthy_RW062-Housing 3_Ground Floor_G0A _ Passage | RW-RW062-GN-G0A | RW062-GN-G0A-Passage | Roseworthy | RW | RW062 | Housing 3 | GN | Ground Floor | G0A | 99999 | Commercial Housing | 99939 | Unusable Spaces | 4.19 | Passage | 8 | Non Useable Floor Area Space Group | 805 | Non-usable - Circulation space |  | Unknown | 0.00 | NO
Roseworthy_RW062-Housing 3_Ground Floor_G1 _ Bedroom | RW-RW062-GN-G1 | RW062-GN-G1-Bedroom | Roseworthy | RW | RW062 | Housing 3 | GN | Ground Floor | G1 | 99999 | Commercial Housing | 99939 | Unusable Spaces | 14.22 | Bedroom | 7 | Residential Accommodation Space Group | 700 | Residential - Specific type not defined |  | Unknown | 0.00 | NO
Roseworthy_RW062-Housing 3_Ground Floor_G10 _ Carport | RW-RW062-GN-G10 | RW062-GN-G10-Carport | Roseworthy | RW | RW062 | Housing 3 | GN | Ground Floor | G10 | 99999 | Commercial Housing | 99939 | Unusable Spaces | 21.6 | Carport | 7 | Residential Accommodation Space Group | 700 | Residential - Specific type not defined |  | Unknown | 0.00 | NO
Roseworthy_RW062-Housing 3_Ground Floor_G2 _ Bedroom | RW-RW062-GN-G2 | RW062-GN-G2-Bedroom | Roseworthy | RW | RW062 | Housing 3 | GN | Ground Floor | G2 | 99999 | Commercial Housing | 99939 | Unusable Spaces | 13.23 | Bedroom | 7 | Residential Accommodation Space Group | 700 | Residential - Specific type not defined |  | Unknown | 0.00 | NO
Roseworthy_RW062-Housing 3_Ground Floor_G3 _ Lounge | RW-RW062-GN-G3 | RW062-GN-G3-Lounge | Roseworthy | RW | RW062 | Housing 3 | GN | Ground Floor | G3 | 99999 | Commercial Housing | 99939 | Unusable Spaces | 20.65 | Lounge | 7 | Residential Accommodation Space Group | 700 | Residential - Specific type not defined |  | Unknown | 0.00 | NO
Roseworthy_RW062-Housing 3_Ground Floor_G4 _ Ldry | RW-RW062-GN-G4 | RW062-GN-G4-Ldry | Roseworthy | RW | RW062 | Housing 3 | GN | Ground Floor | G4 | 99999 | Commercial Housing | 99939 | Unusable Spaces | 11.1 | Ldry | 7 | Residential Accommodation Space Group | 700 | Residential - Specific type not defined |  | Unknown | 0.00 | NO
Roseworthy_RW062-Housing 3_Ground Floor_G4A _ WC | RW-RW062-GN-G4A | RW062-GN-G4A-WC | Roseworthy | RW | RW062 | Housing 3 | GN | Ground Floor | G4A | 99999 | Commercial Housing | 99939 | Unusable Spaces | 2.11 | WC | 8 | Non Useable Floor Area Space Group | 835 | Non-usable - Toilets/Amenities - Other |  | Unknown | 0.00 | NO
Roseworthy_RW062-Housing 3_Ground Floor_G5 _ Bathroom | RW-RW062-GN-G5 | RW062-GN-G5-Bathroom | Roseworthy | RW | RW062 | Housing 3 | GN | Ground Floor | G5 | 99999 | Commercial Housing | 99939 | Unusable Spaces | 4.88 | Bathroom | 7 | Residential Accommodation Space Group | 700 | Residential - Specific type not defined |  | Unknown | 0.00 | NO
Roseworthy_RW062-Housing 3_Ground Floor_G6 _ Kitchen | RW-RW062-GN-G6 | RW062-GN-G6-Kitchen | Roseworthy | RW | RW062 | Housing 3 | GN | Ground Floor | G6 | 99999 | Commercial Housing | 99939 | Unusable Spaces | 13.23 | Kitchen | 6 | General Facility Space Group | 608 | General Facility - Kitchen/Servery/Food Storage |  | Unknown | 0.00 | NO
Roseworthy_RW062-Housing 3_Ground Floor_G6A _ Pantry | RW-RW062-GN-G6A | RW062-GN-G6A-Pantry | Roseworthy | RW | RW062 | Housing 3 | GN | Ground Floor | G6A | 99999 | Commercial Housing | 99939 | Unusable Spaces | 2.81 | Pantry | 6 | General Facility Space Group | 608 | General Facility - Kitchen/Servery/Food Storage |  | Unknown | 0.00 | NO
Roseworthy_RW062-Housing 3_Ground Floor_G7 _ Lounge | RW-RW062-GN-G7 | RW062-GN-G7-Lounge | Roseworthy | RW | RW062 | Housing 3 | GN | Ground Floor | G7 | 99999 | Commercial Housing | 99939 | Unusable Spaces | 14.96 | Lounge | 7 | Residential Accommodation Space Group | 700 | Residential - Specific type not defined |  | Unknown | 0.00 | NO
Roseworthy_RW062-Housing 3_Ground Floor_G8 _ Bedroom | RW-RW062-GN-G8 | RW062-GN-G8-Bedroom | Roseworthy | RW | RW062 | Housing 3 | GN | Ground Floor | G8 | 99999 | Commercial Housing | 99939 | Unusable Spaces | 13.76 | Bedroom | 7 | Residential Accommodation Space Group | 700 | Residential - Specific type not defined |  | Unknown | 0.00 | NO
Roseworthy_RW062-Housing 3_Ground Floor_G9 _ Garage | RW-RW062-GN-G9 | RW062-GN-G9-Garage | Roseworthy | RW | RW062 | Housing 3 | GN | Ground Floor | G9 | 99999 | Commercial Housing | 99939 | Unusable Spaces | 20.28 | Garage | 8 | Non Useable Floor Area Space Group | 804 | Non-usable - Car park < 50% of building - Not usable TEFMA |  | Unknown | 0.00 | NO
Roseworthy_RW063-Housing 5_Ground Floor_G0 _ Verandah | RW-RW063-GN-G0 | RW063-GN-G0-Verandah | Roseworthy | RW | RW063 | Housing 5 | GN | Ground Floor | G0 | 99999 | Commercial Housing | 99939 | Unusable Spaces | 7.91 | Verandah | 7 | Residential Accommodation Space Group | 700 | Residential - Specific type not defined |  | Unknown | 0.00 | NO
Roseworthy_RW063-Housing 5_Ground Floor_G1 _ Entrance | RW-RW063-GN-G1 | RW063-GN-G1-Entrance | Roseworthy | RW | RW063 | Housing 5 | GN | Ground Floor | G1 | 99999 | Commercial Housing | 99939 | Unusable Spaces | 12.09 | Entrance | 8 | Non Useable Floor Area Space Group | 805 | Non-usable - Circulation space |  | Unknown | 0.00 | NO
Roseworthy_RW063-Housing 5_Ground Floor_G10 _ Bedroom | RW-RW063-GN-G10 | RW063-GN-G10-Bedroom | Roseworthy | RW | RW063 | Housing 5 | GN | Ground Floor | G10 | 99999 | Commercial Housing | 99939 | Unusable Spaces | 16.19 | Bedroom | 7 | Residential Accommodation Space Group | 700 | Residential - Specific type not defined |  | Unknown | 0.00 | NO
Roseworthy_RW063-Housing 5_Ground Floor_G2 _ Lounge | RW-RW063-GN-G2 | RW063-GN-G2-Lounge | Roseworthy | RW | RW063 | Housing 5 | GN | Ground Floor | G2 | 99999 | Commercial Housing | 99939 | Unusable Spaces | 20.9 | Lounge | 7 | Residential Accommodation Space Group | 700 | Residential - Specific type not defined |  | Unknown | 0.00 | NO
Roseworthy_RW063-Housing 5_Ground Floor_G3 _ Kitchen | RW-RW063-GN-G3 | RW063-GN-G3-Kitchen | Roseworthy | RW | RW063 | Housing 5 | GN | Ground Floor | G3 | 99999 | Commercial Housing | 99939 | Unusable Spaces | 13.39 | Kitchen | 6 | General Facility Space Group | 608 | General Facility - Kitchen/Servery/Food Storage |  | Unknown | 0.00 | NO
Roseworthy_RW063-Housing 5_Ground Floor_G4 _ Verandah | RW-RW063-GN-G4 | RW063-GN-G4-Verandah | Roseworthy | RW | RW063 | Housing 5 | GN | Ground Floor | G4 | 99999 | Commercial Housing | 99939 | Unusable Spaces | 4.46 | Verandah | 7 | Residential Accommodation Space Group | 700 | Residential - Specific type not defined |  | Unknown | 0.00 | NO
Roseworthy_RW063-Housing 5_Ground Floor_G4A _ Porch | RW-RW063-GN-G4A | RW063-GN-G4A-Porch | Roseworthy | RW | RW063 | Housing 5 | GN | Ground Floor | G4A | 99999 | Commercial Housing | 99939 | Unusable Spaces | 24.66 | Porch | 8 | Non Useable Floor Area Space Group | 805 | Non-usable - Circulation space |  | Unknown | 0.00 | NO
Roseworthy_RW063-Housing 5_Ground Floor_G5 _ Ldry | RW-RW063-GN-G5 | RW063-GN-G5-Ldry | Roseworthy | RW | RW063 | Housing 5 | GN | Ground Floor | G5 | 99999 | Commercial Housing | 99939 | Unusable Spaces | 4.34 | Ldry | 7 | Residential Accommodation Space Group | 700 | Residential - Specific type not defined |  | Unknown | 0.00 | NO
Roseworthy_RW063-Housing 5_Ground Floor_G6 _ Bedroom | RW-RW063-GN-G6 | RW063-GN-G6-Bedroom | Roseworthy | RW | RW063 | Housing 5 | GN | Ground Floor | G6 | 99999 | Commercial Housing | 99939 | Unusable Spaces | 9.43 | Bedroom | 7 | Residential Accommodation Space Group | 700 | Residential - Specific type not defined |  | Unknown | 0.00 | NO
Roseworthy_RW063-Housing 5_Ground Floor_G7 _ Bathroom | RW-RW063-GN-G7 | RW063-GN-G7-Bathroom | Roseworthy | RW | RW063 | Housing 5 | GN | Ground Floor | G7 | 99999 | Commercial Housing | 99939 | Unusable Spaces | 4.8 | Bathroom | 7 | Residential Accommodation Space Group | 700 | Residential - Specific type not defined |  | Unknown | 0.00 | NO
Roseworthy_RW063-Housing 5_Ground Floor_G8 _ WC | RW-RW063-GN-G8 | RW063-GN-G8-WC | Roseworthy | RW | RW063 | Housing 5 | GN | Ground Floor | G8 | 99999 | Commercial Housing | 99939 | Unusable Spaces | 1.48 | WC | 8 | Non Useable Floor Area Space Group | 835 | Non-usable - Toilets/Amenities - Other |  | Unknown | 0.00 | NO
Roseworthy_RW063-Housing 5_Ground Floor_G9 _ Bedroom | RW-RW063-GN-G9 | RW063-GN-G9-Bedroom | Roseworthy | RW | RW063 | Housing 5 | GN | Ground Floor | G9 | 99999 | Commercial Housing | 99939 | Unusable Spaces | 10.11 | Bedroom | 7 | Residential Accommodation Space Group | 700 | Residential - Specific type not defined |  | Unknown | 0.00 | NO
Roseworthy_RW064-Housing 13_Ground Floor_G0 _ Verandah | RW-RW064-GN-G0 | RW064-GN-G0-Verandah | Roseworthy | RW | RW064 | Housing 13 | GN | Ground Floor | G0 | 99999 | Commercial Housing | 99939 | Unusable Spaces | 2.31 | Verandah | 7 | Residential Accommodation Space Group | 700 | Residential - Specific type not defined |  | Unknown | 0.00 | NO
Roseworthy_RW064-Housing 13_Ground Floor_G1 _ Entrance | RW-RW064-GN-G1 | RW064-GN-G1-Entrance | Roseworthy | RW | RW064 | Housing 13 | GN | Ground Floor | G1 | 99999 | Commercial Housing | 99939 | Unusable Spaces | 14.53 | Entrance | 8 | Non Useable Floor Area Space Group | 805 | Non-usable - Circulation space |  | Unknown | 0.00 | NO
Roseworthy_RW064-Housing 13_Ground Floor_G10 _ Bedroom | RW-RW064-GN-G10 | RW064-GN-G10-Bedroom | Roseworthy | RW | RW064 | Housing 13 | GN | Ground Floor | G10 | 99999 | Commercial Housing | 99939 | Unusable Spaces | 13.72 | Bedroom | 7 | Residential Accommodation Space Group | 700 | Residential - Specific type not defined |  | Unknown | 0.00 | NO
Roseworthy_RW064-Housing 13_Ground Floor_G2 _ Lounge | RW-RW064-GN-G2 | RW064-GN-G2-Lounge | Roseworthy | RW | RW064 | Housing 13 | GN | Ground Floor | G2 | 99999 | Commercial Housing | 99939 | Unusable Spaces | 18.54 | Lounge | 7 | Residential Accommodation Space Group | 700 | Residential - Specific type not defined |  | Unknown | 0.00 | NO
Roseworthy_RW064-Housing 13_Ground Floor_G3 _ Dining Room | RW-RW064-GN-G3 | RW064-GN-G3-Dining Room | Roseworthy | RW | RW064 | Housing 13 | GN | Ground Floor | G3 | 99999 | Commercial Housing | 99939 | Unusable Spaces | 8.49 | Dining Room | 6 | General Facility Space Group | 608 | General Facility - Kitchen/Servery/Food Storage |  | Unknown | 0.00 | NO
Roseworthy_RW064-Housing 13_Ground Floor_G4 _ Kitchen | RW-RW064-GN-G4 | RW064-GN-G4-Kitchen | Roseworthy | RW | RW064 | Housing 13 | GN | Ground Floor | G4 | 99999 | Commercial Housing | 99939 | Unusable Spaces | 9.82 | Kitchen | 6 | General Facility Space Group | 608 | General Facility - Kitchen/Servery/Food Storage |  | Unknown | 0.00 | NO
Roseworthy_RW064-Housing 13_Ground Floor_G5 _ Ldry | RW-RW064-GN-G5 | RW064-GN-G5-Ldry | Roseworthy | RW | RW064 | Housing 13 | GN | Ground Floor | G5 | 99999 | Commercial Housing | 99939 | Unusable Spaces | 4.81 | Ldry | 7 | Residential Accommodation Space Group | 700 | Residential - Specific type not defined |  | Unknown | 0.00 | NO
Roseworthy_RW064-Housing 13_Ground Floor_G6 _ WC | RW-RW064-GN-G6 | RW064-GN-G6-WC | Roseworthy | RW | RW064 | Housing 13 | GN | Ground Floor | G6 | 99999 | Commercial Housing | 99939 | Unusable Spaces | 1.81 | WC | 8 | Non Useable Floor Area Space Group | 835 | Non-usable - Toilets/Amenities - Other |  | Unknown | 0.00 | NO
Roseworthy_RW064-Housing 13_Ground Floor_G7 _ Bathroom | RW-RW064-GN-G7 | RW064-GN-G7-Bathroom | Roseworthy | RW | RW064 | Housing 13 | GN | Ground Floor | G7 | 99999 | Commercial Housing | 99939 | Unusable Spaces | 6.15 | Bathroom | 7 | Residential Accommodation Space Group | 700 | Residential - Specific type not defined |  | Unknown | 0.00 | NO
Roseworthy_RW064-Housing 13_Ground Floor_G8 _ Bedroom | RW-RW064-GN-G8 | RW064-GN-G8-Bedroom | Roseworthy | RW | RW064 | Housing 13 | GN | Ground Floor | G8 | 99999 | Commercial Housing | 99939 | Unusable Spaces | 13.3 | Bedroom | 7 | Residential Accommodation Space Group | 700 | Residential - Specific type not defined |  | Unknown | 0.00 | NO
Roseworthy_RW064-Housing 13_Ground Floor_G9 _ Bedroom | RW-RW064-GN-G9 | RW064-GN-G9-Bedroom | Roseworthy | RW | RW064 | Housing 13 | GN | Ground Floor | G9 | 99999 | Commercial Housing | 99939 | Unusable Spaces | 10.8 | Bedroom | 7 | Residential Accommodation Space Group | 700 | Residential - Specific type not defined |  | Unknown | 0.00 | NO
Roseworthy_RW065-Housing 14_Ground Floor_G1 _ Entrance | RW-RW065-GN-G1 | RW065-GN-G1-Entrance | Roseworthy | RW | RW065 | Housing 14 | GN | Ground Floor | G1 | 99999 | Commercial Housing | 99939 | Unusable Spaces | 8.47 | Entrance | 8 | Non Useable Floor Area Space Group | 805 | Non-usable - Circulation space |  | Unknown | 0.00 | NO
Roseworthy_RW065-Housing 14_Ground Floor_G10 _ Dining Room | RW-RW065-GN-G10 | RW065-GN-G10-Dining Room | Roseworthy | RW | RW065 | Housing 14 | GN | Ground Floor | G10 | 99999 | Commercial Housing | 99939 | Unusable Spaces | 8.46 | Dining Room | 6 | General Facility Space Group | 608 | General Facility - Kitchen/Servery/Food Storage |  | Unknown | 0.00 | NO
Roseworthy_RW065-Housing 14_Ground Floor_G11 _ Lounge | RW-RW065-GN-G11 | RW065-GN-G11-Lounge | Roseworthy | RW | RW065 | Housing 14 | GN | Ground Floor | G11 | 99999 | Commercial Housing | 99939 | Unusable Spaces | 22.33 | Lounge | 7 | Residential Accommodation Space Group | 700 | Residential - Specific type not defined |  | Unknown | 0.00 | NO
Roseworthy_RW065-Housing 14_Ground Floor_G2 _ Bedroom | RW-RW065-GN-G2 | RW065-GN-G2-Bedroom | Roseworthy | RW | RW065 | Housing 14 | GN | Ground Floor | G2 | 99999 | Commercial Housing | 99939 | Unusable Spaces | 10.78 | Bedroom | 7 | Residential Accommodation Space Group | 700 | Residential - Specific type not defined |  | Unknown | 0.00 | NO
Roseworthy_RW065-Housing 14_Ground Floor_G3 _ Bedroom | RW-RW065-GN-G3 | RW065-GN-G3-Bedroom | Roseworthy | RW | RW065 | Housing 14 | GN | Ground Floor | G3 | 99999 | Commercial Housing | 99939 | Unusable Spaces | 14.92 | Bedroom | 7 | Residential Accommodation Space Group | 700 | Residential - Specific type not defined |  | Unknown | 0.00 | NO
Roseworthy_RW065-Housing 14_Ground Floor_G4 _ Bathroom | RW-RW065-GN-G4 | RW065-GN-G4-Bathroom | Roseworthy | RW | RW065 | Housing 14 | GN | Ground Floor | G4 | 99999 | Commercial Housing | 99939 | Unusable Spaces | 5.52 | Bathroom | 7 | Residential Accommodation Space Group | 700 | Residential - Specific type not defined |  | Unknown | 0.00 | NO
Roseworthy_RW065-Housing 14_Ground Floor_G5 _ Corr. | RW-RW065-GN-G5 | RW065-GN-G5-Corr. | Roseworthy | RW | RW065 | Housing 14 | GN | Ground Floor | G5 | 99999 | Commercial Housing | 99939 | Unusable Spaces | 2.47 | Corr. | 8 | Non Useable Floor Area Space Group | 805 | Non-usable - Circulation space |  | Unknown | 0.00 | NO
Roseworthy_RW065-Housing 14_Ground Floor_G6 _ Bedroom | RW-RW065-GN-G6 | RW065-GN-G6-Bedroom | Roseworthy | RW | RW065 | Housing 14 | GN | Ground Floor | G6 | 99999 | Commercial Housing | 99939 | Unusable Spaces | 10.29 | Bedroom | 7 | Residential Accommodation Space Group | 700 | Residential - Specific type not defined |  | Unknown | 0.00 | NO
Roseworthy_RW065-Housing 14_Ground Floor_G7 _ Ldry | RW-RW065-GN-G7 | RW065-GN-G7-Ldry | Roseworthy | RW | RW065 | Housing 14 | GN | Ground Floor | G7 | 99999 | Commercial Housing | 99939 | Unusable Spaces | 5.72 | Ldry | 7 | Residential Accommodation Space Group | 700 | Residential - Specific type not defined |  | Unknown | 0.00 | NO
Roseworthy_RW065-Housing 14_Ground Floor_G8 _ WC | RW-RW065-GN-G8 | RW065-GN-G8-WC | Roseworthy | RW | RW065 | Housing 14 | GN | Ground Floor | G8 | 99999 | Commercial Housing | 99939 | Unusable Spaces | 1.43 | WC | 8 | Non Useable Floor Area Space Group | 835 | Non-usable - Toilets/Amenities - Other |  | Unknown | 0.00 | NO
Roseworthy_RW065-Housing 14_Ground Floor_G9 _ Kitchen | RW-RW065-GN-G9 | RW065-GN-G9-Kitchen | Roseworthy | RW | RW065 | Housing 14 | GN | Ground Floor | G9 | 99999 | Commercial Housing | 99939 | Unusable Spaces | 9.36 | Kitchen | 6 | General Facility Space Group | 608 | General Facility - Kitchen/Servery/Food Storage |  | Unknown | 0.00 | NO
Roseworthy_RW066-Housing 15_Ground Floor_G0 _ Verandah | RW-RW066-GN-G0 | RW066-GN-G0-Verandah | Roseworthy | RW | RW066 | Housing 15 | GN | Ground Floor | G0 | 99999 | Commercial Housing | 99939 | Unusable Spaces | 2.68 | Verandah | 7 | Residential Accommodation Space Group | 700 | Residential - Specific type not defined |  | Unknown | 0.00 | NO
Roseworthy_RW066-Housing 15_Ground Floor_G1 _ Entrance | RW-RW066-GN-G1 | RW066-GN-G1-Entrance | Roseworthy | RW | RW066 | Housing 15 | GN | Ground Floor | G1 | 99999 | Commercial Housing | 99939 | Unusable Spaces | 14.53 | Entrance | 8 | Non Useable Floor Area Space Group | 805 | Non-usable - Circulation space |  | Unknown | 0.00 | NO
Roseworthy_RW066-Housing 15_Ground Floor_G10 _ Bedroom | RW-RW066-GN-G10 | RW066-GN-G10-Bedroom | Roseworthy | RW | RW066 | Housing 15 | GN | Ground Floor | G10 | 99999 | Commercial Housing | 99939 | Unusable Spaces | 13.72 | Bedroom | 7 | Residential Accommodation Space Group | 700 | Residential - Specific type not defined |  | Unknown | 0.00 | NO
Roseworthy_RW066-Housing 15_Ground Floor_G2 _ Lounge | RW-RW066-GN-G2 | RW066-GN-G2-Lounge | Roseworthy | RW | RW066 | Housing 15 | GN | Ground Floor | G2 | 99999 | Commercial Housing | 99939 | Unusable Spaces | 18.54 | Lounge | 7 | Residential Accommodation Space Group | 700 | Residential - Specific type not defined |  | Unknown | 0.00 | NO
Roseworthy_RW066-Housing 15_Ground Floor_G3 _ Dining Room | RW-RW066-GN-G3 | RW066-GN-G3-Dining Room | Roseworthy | RW | RW066 | Housing 15 | GN | Ground Floor | G3 | 99999 | Commercial Housing | 99939 | Unusable Spaces | 8.49 | Dining Room | 6 | General Facility Space Group | 608 | General Facility - Kitchen/Servery/Food Storage |  | Unknown | 0.00 | NO
Roseworthy_RW066-Housing 15_Ground Floor_G4 _ Kitchen | RW-RW066-GN-G4 | RW066-GN-G4-Kitchen | Roseworthy | RW | RW066 | Housing 15 | GN | Ground Floor | G4 | 99999 | Commercial Housing | 99939 | Unusable Spaces | 9.82 | Kitchen | 6 | General Facility Space Group | 608 | General Facility - Kitchen/Servery/Food Storage |  | Unknown | 0.00 | NO
Roseworthy_RW066-Housing 15_Ground Floor_G5 _ Ldry | RW-RW066-GN-G5 | RW066-GN-G5-Ldry | Roseworthy | RW | RW066 | Housing 15 | GN | Ground Floor | G5 | 99999 | Commercial Housing | 99939 | Unusable Spaces | 4.81 | Ldry | 7 | Residential Accommodation Space Group | 700 | Residential - Specific type not defined |  | Unknown | 0.00 | NO
Roseworthy_RW066-Housing 15_Ground Floor_G6 _ WC | RW-RW066-GN-G6 | RW066-GN-G6-WC | Roseworthy | RW | RW066 | Housing 15 | GN | Ground Floor | G6 | 99999 | Commercial Housing | 99939 | Unusable Spaces | 1.81 | WC | 8 | Non Useable Floor Area Space Group | 835 | Non-usable - Toilets/Amenities - Other |  | Unknown | 0.00 | NO
Roseworthy_RW066-Housing 15_Ground Floor_G7 _ Bathroom | RW-RW066-GN-G7 | RW066-GN-G7-Bathroom | Roseworthy | RW | RW066 | Housing 15 | GN | Ground Floor | G7 | 99999 | Commercial Housing | 99939 | Unusable Spaces | 6.15 | Bathroom | 7 | Residential Accommodation Space Group | 700 | Residential - Specific type not defined |  | Unknown | 0.00 | NO
Roseworthy_RW066-Housing 15_Ground Floor_G8 _ Bedroom | RW-RW066-GN-G8 | RW066-GN-G8-Bedroom | Roseworthy | RW | RW066 | Housing 15 | GN | Ground Floor | G8 | 99999 | Commercial Housing | 99939 | Unusable Spaces | 13.3 | Bedroom | 7 | Residential Accommodation Space Group | 700 | Residential - Specific type not defined |  | Unknown | 0.00 | NO
Roseworthy_RW066-Housing 15_Ground Floor_G9 _ Bedroom | RW-RW066-GN-G9 | RW066-GN-G9-Bedroom | Roseworthy | RW | RW066 | Housing 15 | GN | Ground Floor | G9 | 99999 | Commercial Housing | 99939 | Unusable Spaces | 10.8 | Bedroom | 7 | Residential Accommodation Space Group | 700 | Residential - Specific type not defined |  | Unknown | 0.00 | NO
Roseworthy_RW067-Housing 16_Ground Floor_G0 _ Verandah (UCA) | RW-RW067-GN-G0 | RW067-GN-G0-Verandah (UCA) | Roseworthy | RW | RW067 | Housing 16 | GN | Ground Floor | G0 | 99999 | Commercial Housing | 99939 | Unusable Spaces | 8.15 | Verandah (UCA) | 8 | Non Useable Floor Area Space Group | 839 | Non-usable - Verandah/Balcony |  | Unknown | 0.00 | NO
Roseworthy_RW067-Housing 16_Ground Floor_G1 _ Entrance | RW-RW067-GN-G1 | RW067-GN-G1-Entrance | Roseworthy | RW | RW067 | Housing 16 | GN | Ground Floor | G1 | 99999 | Commercial Housing | 99939 | Unusable Spaces | 12.09 | Entrance | 8 | Non Useable Floor Area Space Group | 805 | Non-usable - Circulation space |  | Unknown | 0.00 | NO
Roseworthy_RW067-Housing 16_Ground Floor_G2 _ Bedroom | RW-RW067-GN-G2 | RW067-GN-G2-Bedroom | Roseworthy | RW | RW067 | Housing 16 | GN | Ground Floor | G2 | 99999 | Commercial Housing | 99939 | Unusable Spaces | 16.19 | Bedroom | 7 | Residential Accommodation Space Group | 700 | Residential - Specific type not defined |  | Unknown | 0.00 | NO
Roseworthy_RW067-Housing 16_Ground Floor_G3 _ Bedroom | RW-RW067-GN-G3 | RW067-GN-G3-Bedroom | Roseworthy | RW | RW067 | Housing 16 | GN | Ground Floor | G3 | 99999 | Commercial Housing | 99939 | Unusable Spaces | 10.11 | Bedroom | 7 | Residential Accommodation Space Group | 700 | Residential - Specific type not defined |  | Unknown | 0.00 | NO
Roseworthy_RW067-Housing 16_Ground Floor_G4 _ WC | RW-RW067-GN-G4 | RW067-GN-G4-WC | Roseworthy | RW | RW067 | Housing 16 | GN | Ground Floor | G4 | 99999 | Commercial Housing | 99939 | Unusable Spaces | 1.48 | WC | 8 | Non Useable Floor Area Space Group | 835 | Non-usable - Toilets/Amenities - Other |  | Unknown | 0.00 | NO
Roseworthy_RW067-Housing 16_Ground Floor_G5 _ Bathroom | RW-RW067-GN-G5 | RW067-GN-G5-Bathroom | Roseworthy | RW | RW067 | Housing 16 | GN | Ground Floor | G5 | 99999 | Commercial Housing | 99939 | Unusable Spaces | 4.8 | Bathroom | 7 | Residential Accommodation Space Group | 700 | Residential - Specific type not defined |  | Unknown | 0.00 | NO
Roseworthy_RW067-Housing 16_Ground Floor_G6 _ Bedroom | RW-RW067-GN-G6 | RW067-GN-G6-Bedroom | Roseworthy | RW | RW067 | Housing 16 | GN | Ground Floor | G6 | 99999 | Commercial Housing | 99939 | Unusable Spaces | 9.43 | Bedroom | 7 | Residential Accommodation Space Group | 700 | Residential - Specific type not defined |  | Unknown | 0.00 | NO
Roseworthy_RW067-Housing 16_Ground Floor_G7 _ Ldry | RW-RW067-GN-G7 | RW067-GN-G7-Ldry | Roseworthy | RW | RW067 | Housing 16 | GN | Ground Floor | G7 | 99999 | Commercial Housing | 99939 | Unusable Spaces | 4.34 | Ldry | 7 | Residential Accommodation Space Group | 700 | Residential - Specific type not defined |  | Unknown | 0.00 | NO
Roseworthy_RW067-Housing 16_Ground Floor_G8 _ Kitchen | RW-RW067-GN-G8 | RW067-GN-G8-Kitchen | Roseworthy | RW | RW067 | Housing 16 | GN | Ground Floor | G8 | 99999 | Commercial Housing | 99939 | Unusable Spaces | 13.39 | Kitchen | 6 | General Facility Space Group | 608 | General Facility - Kitchen/Servery/Food Storage |  | Unknown | 0.00 | NO
Roseworthy_RW067-Housing 16_Ground Floor_G9 _ Lounge | RW-RW067-GN-G9 | RW067-GN-G9-Lounge | Roseworthy | RW | RW067 | Housing 16 | GN | Ground Floor | G9 | 99999 | Commercial Housing | 99939 | Unusable Spaces | 20.9 | Lounge | 7 | Residential Accommodation Space Group | 700 | Residential - Specific type not defined |  | Unknown | 0.00 | NO
Roseworthy_RW068-Housing 18_Ground Floor_G0 _ Verandah | RW-RW068-GN-G0 | RW068-GN-G0-Verandah | Roseworthy | RW | RW068 | Housing 18 | GN | Ground Floor | G0 | 99999 | Commercial Housing | 99939 | Unusable Spaces | 8.1 | Verandah | 7 | Residential Accommodation Space Group | 700 | Residential - Specific type not defined |  | Unknown | 0.00 | NO
Roseworthy_RW068-Housing 18_Ground Floor_G1 _ Entrance | RW-RW068-GN-G1 | RW068-GN-G1-Entrance | Roseworthy | RW | RW068 | Housing 18 | GN | Ground Floor | G1 | 99999 | Commercial Housing | 99939 | Unusable Spaces | 12.09 | Entrance | 8 | Non Useable Floor Area Space Group | 805 | Non-usable - Circulation space |  | Unknown | 0.00 | NO
Roseworthy_RW068-Housing 18_Ground Floor_G2 _ Bedroom | RW-RW068-GN-G2 | RW068-GN-G2-Bedroom | Roseworthy | RW | RW068 | Housing 18 | GN | Ground Floor | G2 | 99999 | Commercial Housing | 99939 | Unusable Spaces | 16.25 | Bedroom | 7 | Residential Accommodation Space Group | 700 | Residential - Specific type not defined |  | Unknown | 0.00 | NO
Roseworthy_RW068-Housing 18_Ground Floor_G3 _ Bedroom | RW-RW068-GN-G3 | RW068-GN-G3-Bedroom | Roseworthy | RW | RW068 | Housing 18 | GN | Ground Floor | G3 | 99999 | Commercial Housing | 99939 | Unusable Spaces | 10.02 | Bedroom | 7 | Residential Accommodation Space Group | 700 | Residential - Specific type not defined |  | Unknown | 0.00 | NO
Roseworthy_RW068-Housing 18_Ground Floor_G4 _ WC | RW-RW068-GN-G4 | RW068-GN-G4-WC | Roseworthy | RW | RW068 | Housing 18 | GN | Ground Floor | G4 | 99999 | Commercial Housing | 99939 | Unusable Spaces | 1.45 | WC | 8 | Non Useable Floor Area Space Group | 835 | Non-usable - Toilets/Amenities - Other |  | Unknown | 0.00 | NO
Roseworthy_RW068-Housing 18_Ground Floor_G5 _ Bathroom | RW-RW068-GN-G5 | RW068-GN-G5-Bathroom | Roseworthy | RW | RW068 | Housing 18 | GN | Ground Floor | G5 | 99999 | Commercial Housing | 99939 | Unusable Spaces | 4.74 | Bathroom | 7 | Residential Accommodation Space Group | 700 | Residential - Specific type not defined |  | Unknown | 0.00 | NO
Roseworthy_RW068-Housing 18_Ground Floor_G6 _ Bedroom | RW-RW068-GN-G6 | RW068-GN-G6-Bedroom | Roseworthy | RW | RW068 | Housing 18 | GN | Ground Floor | G6 | 99999 | Commercial Housing | 99939 | Unusable Spaces | 9.35 | Bedroom | 7 | Residential Accommodation Space Group | 700 | Residential - Specific type not defined |  | Unknown | 0.00 | NO
Roseworthy_RW068-Housing 18_Ground Floor_G7 _ Ldry | RW-RW068-GN-G7 | RW068-GN-G7-Ldry | Roseworthy | RW | RW068 | Housing 18 | GN | Ground Floor | G7 | 99999 | Commercial Housing | 99939 | Unusable Spaces | 4.34 | Ldry | 7 | Residential Accommodation Space Group | 700 | Residential - Specific type not defined |  | Unknown | 0.00 | NO
Roseworthy_RW068-Housing 18_Ground Floor_G7A _ Porch | RW-RW068-GN-G7A | RW068-GN-G7A-Porch | Roseworthy | RW | RW068 | Housing 18 | GN | Ground Floor | G7A | 99999 | Commercial Housing | 99939 | Unusable Spaces | 3.96 | Porch | 8 | Non Useable Floor Area Space Group | 805 | Non-usable - Circulation space |  | Unknown | 0.00 | NO
Roseworthy_RW068-Housing 18_Ground Floor_G8 _ Kitchen | RW-RW068-GN-G8 | RW068-GN-G8-Kitchen | Roseworthy | RW | RW068 | Housing 18 | GN | Ground Floor | G8 | 99999 | Commercial Housing | 99939 | Unusable Spaces | 13.31 | Kitchen | 6 | General Facility Space Group | 608 | General Facility - Kitchen/Servery/Food Storage |  | Unknown | 0.00 | NO
Roseworthy_RW068-Housing 18_Ground Floor_G9 _ Lounge | RW-RW068-GN-G9 | RW068-GN-G9-Lounge | Roseworthy | RW | RW068 | Housing 18 | GN | Ground Floor | G9 | 99999 | Commercial Housing | 99939 | Unusable Spaces | 20.71 | Lounge | 7 | Residential Accommodation Space Group | 700 | Residential - Specific type not defined |  | Unknown | 0.00 | NO
Roseworthy_RW069-Housing 19_Ground Floor_G0 _ Verandah | RW-RW069-GN-G0 | RW069-GN-G0-Verandah | Roseworthy | RW | RW069 | Housing 19 | GN | Ground Floor | G0 | 99999 | Commercial Housing | 99939 | Unusable Spaces | 8.1 | Verandah | 7 | Residential Accommodation Space Group | 700 | Residential - Specific type not defined |  | Unknown | 0.00 | NO
Roseworthy_RW069-Housing 19_Ground Floor_G1 _ Entrance | RW-RW069-GN-G1 | RW069-GN-G1-Entrance | Roseworthy | RW | RW069 | Housing 19 | GN | Ground Floor | G1 | 99999 | Commercial Housing | 99939 | Unusable Spaces | 12.09 | Entrance | 8 | Non Useable Floor Area Space Group | 805 | Non-usable - Circulation space |  | Unknown | 0.00 | NO
Roseworthy_RW069-Housing 19_Ground Floor_G2 _ Lounge | RW-RW069-GN-G2 | RW069-GN-G2-Lounge | Roseworthy | RW | RW069 | Housing 19 | GN | Ground Floor | G2 | 99999 | Commercial Housing | 99939 | Unusable Spaces | 20.71 | Lounge | 7 | Residential Accommodation Space Group | 700 | Residential - Specific type not defined |  | Unknown | 0.00 | NO
Roseworthy_RW069-Housing 19_Ground Floor_G3 _ Kitchen | RW-RW069-GN-G3 | RW069-GN-G3-Kitchen | Roseworthy | RW | RW069 | Housing 19 | GN | Ground Floor | G3 | 99999 | Commercial Housing | 99939 | Unusable Spaces | 13.31 | Kitchen | 6 | General Facility Space Group | 608 | General Facility - Kitchen/Servery/Food Storage |  | Unknown | 0.00 | NO
Roseworthy_RW069-Housing 19_Ground Floor_G4 _ Ldry | RW-RW069-GN-G4 | RW069-GN-G4-Ldry | Roseworthy | RW | RW069 | Housing 19 | GN | Ground Floor | G4 | 99999 | Commercial Housing | 99939 | Unusable Spaces | 4.34 | Ldry | 7 | Residential Accommodation Space Group | 700 | Residential - Specific type not defined |  | Unknown | 0.00 | NO
Roseworthy_RW069-Housing 19_Ground Floor_G4A _ Porch | RW-RW069-GN-G4A | RW069-GN-G4A-Porch | Roseworthy | RW | RW069 | Housing 19 | GN | Ground Floor | G4A | 99999 | Commercial Housing | 99939 | Unusable Spaces | 3.96 | Porch | 8 | Non Useable Floor Area Space Group | 805 | Non-usable - Circulation space |  | Unknown | 0.00 | NO
Roseworthy_RW069-Housing 19_Ground Floor_G5 _ Bedroom | RW-RW069-GN-G5 | RW069-GN-G5-Bedroom | Roseworthy | RW | RW069 | Housing 19 | GN | Ground Floor | G5 | 99999 | Commercial Housing | 99939 | Unusable Spaces | 9.35 | Bedroom | 7 | Residential Accommodation Space Group | 700 | Residential - Specific type not defined |  | Unknown | 0.00 | NO
Roseworthy_RW069-Housing 19_Ground Floor_G6 _ Bathroom | RW-RW069-GN-G6 | RW069-GN-G6-Bathroom | Roseworthy | RW | RW069 | Housing 19 | GN | Ground Floor | G6 | 99999 | Commercial Housing | 99939 | Unusable Spaces | 4.74 | Bathroom | 7 | Residential Accommodation Space Group | 700 | Residential - Specific type not defined |  | Unknown | 0.00 | NO
Roseworthy_RW069-Housing 19_Ground Floor_G7 _ WC | RW-RW069-GN-G7 | RW069-GN-G7-WC | Roseworthy | RW | RW069 | Housing 19 | GN | Ground Floor | G7 | 99999 | Commercial Housing | 99939 | Unusable Spaces | 1.45 | WC | 8 | Non Useable Floor Area Space Group | 835 | Non-usable - Toilets/Amenities - Other |  | Unknown | 0.00 | NO
Roseworthy_RW069-Housing 19_Ground Floor_G8 _ Bedroom | RW-RW069-GN-G8 | RW069-GN-G8-Bedroom | Roseworthy | RW | RW069 | Housing 19 | GN | Ground Floor | G8 | 99999 | Commercial Housing | 99939 | Unusable Spaces | 10.02 | Bedroom | 7 | Residential Accommodation Space Group | 700 | Residential - Specific type not defined |  | Unknown | 0.00 | NO
Roseworthy_RW069-Housing 19_Ground Floor_G9 _ Bedroom | RW-RW069-GN-G9 | RW069-GN-G9-Bedroom | Roseworthy | RW | RW069 | Housing 19 | GN | Ground Floor | G9 | 99999 | Commercial Housing | 99939 | Unusable Spaces | 16.25 | Bedroom | 7 | Residential Accommodation Space Group | 700 | Residential - Specific type not defined |  | Unknown | 0.00 | NO
Roseworthy_RW070-Housing 20_Ground Floor_G0 _ Porch | RW-RW070-GN-G0 | RW070-GN-G0-Porch | Roseworthy | RW | RW070 | Housing 20 | GN | Ground Floor | G0 | 99999 | Commercial Housing | 99939 | Unusable Spaces | 8.1 | Porch | 8 | Non Useable Floor Area Space Group | 805 | Non-usable - Circulation space |  | Unknown | 0.00 | NO
Roseworthy_RW070-Housing 20_Ground Floor_G1 _ Entrance | RW-RW070-GN-G1 | RW070-GN-G1-Entrance | Roseworthy | RW | RW070 | Housing 20 | GN | Ground Floor | G1 | 99999 | Commercial Housing | 99939 | Unusable Spaces | 12.09 | Entrance | 8 | Non Useable Floor Area Space Group | 805 | Non-usable - Circulation space |  | Unknown | 0.00 | NO
Roseworthy_RW070-Housing 20_Ground Floor_G10 _ Lounge | RW-RW070-GN-G10 | RW070-GN-G10-Lounge | Roseworthy | RW | RW070 | Housing 20 | GN | Ground Floor | G10 | 99999 | Commercial Housing | 99939 | Unusable Spaces | 20.71 | Lounge | 7 | Residential Accommodation Space Group | 700 | Residential - Specific type not defined |  | Unknown | 0.00 | NO
Roseworthy_RW070-Housing 20_Ground Floor_G2 _ Bedroom | RW-RW070-GN-G2 | RW070-GN-G2-Bedroom | Roseworthy | RW | RW070 | Housing 20 | GN | Ground Floor | G2 | 99999 | Commercial Housing | 99939 | Unusable Spaces | 16.25 | Bedroom | 7 | Residential Accommodation Space Group | 700 | Residential - Specific type not defined |  | Unknown | 0.00 | NO
Roseworthy_RW070-Housing 20_Ground Floor_G3 _ Bedroom | RW-RW070-GN-G3 | RW070-GN-G3-Bedroom | Roseworthy | RW | RW070 | Housing 20 | GN | Ground Floor | G3 | 99999 | Commercial Housing | 99939 | Unusable Spaces | 10.02 | Bedroom | 7 | Residential Accommodation Space Group | 700 | Residential - Specific type not defined |  | Unknown | 0.00 | NO
Roseworthy_RW070-Housing 20_Ground Floor_G4 _ WC | RW-RW070-GN-G4 | RW070-GN-G4-WC | Roseworthy | RW | RW070 | Housing 20 | GN | Ground Floor | G4 | 99999 | Commercial Housing | 99939 | Unusable Spaces | 1.45 | WC | 8 | Non Useable Floor Area Space Group | 835 | Non-usable - Toilets/Amenities - Other |  | Unknown | 0.00 | NO
Roseworthy_RW070-Housing 20_Ground Floor_G5 _ Bathroom | RW-RW070-GN-G5 | RW070-GN-G5-Bathroom | Roseworthy | RW | RW070 | Housing 20 | GN | Ground Floor | G5 | 99999 | Commercial Housing | 99939 | Unusable Spaces | 4.74 | Bathroom | 7 | Residential Accommodation Space Group | 700 | Residential - Specific type not defined |  | Unknown | 0.00 | NO
Roseworthy_RW070-Housing 20_Ground Floor_G6 _ Bedroom | RW-RW070-GN-G6 | RW070-GN-G6-Bedroom | Roseworthy | RW | RW070 | Housing 20 | GN | Ground Floor | G6 | 99999 | Commercial Housing | 99939 | Unusable Spaces | 9.35 | Bedroom | 7 | Residential Accommodation Space Group | 700 | Residential - Specific type not defined |  | Unknown | 0.00 | NO
Roseworthy_RW070-Housing 20_Ground Floor_G7 _ Ldry | RW-RW070-GN-G7 | RW070-GN-G7-Ldry | Roseworthy | RW | RW070 | Housing 20 | GN | Ground Floor | G7 | 99999 | Commercial Housing | 99939 | Unusable Spaces | 4.34 | Ldry | 7 | Residential Accommodation Space Group | 700 | Residential - Specific type not defined |  | Unknown | 0.00 | NO
Roseworthy_RW070-Housing 20_Ground Floor_G8 _ Porch | RW-RW070-GN-G8 | RW070-GN-G8-Porch | Roseworthy | RW | RW070 | Housing 20 | GN | Ground Floor | G8 | 99999 | Commercial Housing | 99939 | Unusable Spaces | 3.96 | Porch | 8 | Non Useable Floor Area Space Group | 805 | Non-usable - Circulation space |  | Unknown | 0.00 | NO
Roseworthy_RW070-Housing 20_Ground Floor_G9 _ Kitchen | RW-RW070-GN-G9 | RW070-GN-G9-Kitchen | Roseworthy | RW | RW070 | Housing 20 | GN | Ground Floor | G9 | 99999 | Commercial Housing | 99939 | Unusable Spaces | 13.31 | Kitchen | 6 | General Facility Space Group | 608 | General Facility - Kitchen/Servery/Food Storage |  | Unknown | 0.00 | NO
Roseworthy_RW071-Hay Shed 1_Ground Floor_G1 _ Hay Shed | RW-RW071-01-G1 | RW071-01-G1-Hay Shed | Roseworthy | RW | RW071 | Hay Shed 1 | 01 | Ground Floor | G1 | 99984 | Commercial - Martindale Holdings Pty Ltd | 859 | Infrastructure | 206.05 | Hay Shed | 4 | Ancillary Area Space Group | 404 | Ancillary Area - Animal Holding |  | Unknown | 0.00 | NO
Roseworthy_RW071-Hay Shed 1_Ground Floor_G2 _ Store | RW-RW071-01-G2 | RW071-01-G2-Store | Roseworthy | RW | RW071 | Hay Shed 1 | 01 | Ground Floor | G2 | 99984 | Commercial - Martindale Holdings Pty Ltd | 859 | Infrastructure | 11.65 | Store | 4 | Ancillary Area Space Group | 419 | Ancillary Area - Store Room - Generic |  | Unknown | 0.00 | NO
Roseworthy_RW072-Hay Shed 2_Ground Floor_G1 _ Hay Shed | RW-RW072-01-G1 | RW072-01-G1-Hay Shed | Roseworthy | RW | RW072 | Hay Shed 2 | 01 | Ground Floor | G1 | 99984 | Commercial - Martindale Holdings Pty Ltd | 859 | Infrastructure | 217.77 | Hay Shed | 4 | Ancillary Area Space Group | 404 | Ancillary Area - Animal Holding |  | Unknown | 0.00 | NO
Roseworthy_RW073-Hay Shed 3_Ground Floor_G1 _ Hay Shed | RW-RW073-GN-G1 | RW073-GN-G1-Hay Shed | Roseworthy | RW | RW073 | Hay Shed 3 | GN | Ground Floor | G1 | 859 | Infrastructure Office | 859 | Infrastructure | 115.92 | Hay Shed | 4 | Ancillary Area Space Group | 404 | Ancillary Area - Animal Holding |  | Unknown | 0.00 | NO
Roseworthy_RW075-Information Centre_Roof_R01 _ Services Zone (NUFA) | RW-RW075-01-R01 | RW075-01-R01-Services Zone (NUFA) | Roseworthy | RW | RW075 | Information Centre | 01 | Roof | R01 | 99939 | Unusable Spaces | 99939 | Unusable Spaces | 4.5 | Services Zone (NUFA) | 8 | Non Useable Floor Area Space Group | 811 | Non-usable - Plant room other |  | Unknown | 0.00 | NO
Roseworthy_RW075-Information Centre_Roof_R02 _ Services Zone (NUFA) | RW-RW075-01-R02 | RW075-01-R02-Services Zone (NUFA) | Roseworthy | RW | RW075 | Information Centre | 01 | Roof | R02 | 99939 | Unusable Spaces | 99939 | Unusable Spaces | 4.5 | Services Zone (NUFA) | 8 | Non Useable Floor Area Space Group | 811 | Non-usable - Plant room other |  | Unknown | 0.00 | NO
Roseworthy_RW075-Information Centre_Ground Floor_G01 _ Display | RW-RW075-GN-G01 | RW075-GN-G01-Display | Roseworthy | RW | RW075 | Information Centre | GN | Ground Floor | G01 | 99939 | Unusable Spaces | 99939 | Unusable Spaces | 59.99 | Display | 8 | Non Useable Floor Area Space Group | 805 | Non-usable - Circulation space |  | Unknown | 0.00 | NO
Roseworthy_RW075-Information Centre_Ground Floor_G01A _ Entry | RW-RW075-GN-G01A | RW075-GN-G01A-Entry | Roseworthy | RW | RW075 | Information Centre | GN | Ground Floor | G01A | 99939 | Unusable Spaces | 99939 | Unusable Spaces | 11.57 | Entry | 8 | Non Useable Floor Area Space Group | 805 | Non-usable - Circulation space |  | Unknown | 0.00 | NO
Roseworthy_RW075-Information Centre_Ground Floor_G02 _ Cafe | RW-RW075-GN-G02 | RW075-GN-G02-Cafe | Roseworthy | RW | RW075 | Information Centre | GN | Ground Floor | G02 | 99946 | Vacant not occupiable | 99939 | Unusable Spaces | 46.13 | Cafe | 6 | General Facility Space Group | 608 | General Facility - Kitchen/Servery/Food Storage |  | Unknown | 0.00 | NO
Roseworthy_RW075-Information Centre_Ground Floor_G03 _ Teaching Space | RW-RW075-GN-G03 | RW075-GN-G03-Teaching Space | Roseworthy | RW | RW075 | Information Centre | GN | Ground Floor | G03 | 99998 | Central Common Teaching Areas (In Use) | 952 | Corporate Services Division Admin | 288.01 | Teaching Space | 2 | Teaching Space Group | 204 | Lecture/Seminar/Tutorial (>70 seats) Flat Floor |  | Adequate | 32,085.01 | NO
Roseworthy_RW075-Information Centre_Ground Floor_G03A _ Comms Cupboard | RW-RW075-GN-G03A | RW075-GN-G03A-Comms Cupboard | Roseworthy | RW | RW075 | Information Centre | GN | Ground Floor | G03A | 99946 | Vacant not occupiable | 99939 | Unusable Spaces | 1.8 | Comms Cupboard | 8 | Non Useable Floor Area Space Group | 840 | Non-usable - Service riser |  | Unknown | 0.00 | NO
Roseworthy_RW075-Information Centre_Ground Floor_G04 _ Special Displays | RW-RW075-GN-G04 | RW075-GN-G04-Special Displays | Roseworthy | RW | RW075 | Information Centre | GN | Ground Floor | G04 | 99946 | Vacant not occupiable | 99939 | Unusable Spaces | 74 | Special Displays | 2 | Teaching Space Group | 206 | Lecture/Seminar/Tutorial/Class Room (<30) Flat Floor |  | Unknown | 0.00 | NO
Roseworthy_RW075-Information Centre_Ground Floor_G05 _ Video Library | RW-RW075-GN-G05 | RW075-GN-G05-Video Library | Roseworthy | RW | RW075 | Information Centre | GN | Ground Floor | G05 | 99946 | Vacant not occupiable | 99939 | Unusable Spaces | 30.12 | Video Library | 2 | Teaching Space Group | 206 | Lecture/Seminar/Tutorial/Class Room (<30) Flat Floor |  | Unknown | 0.00 | NO
Roseworthy_RW075-Information Centre_Ground Floor_G06 _ Reception | RW-RW075-GN-G06 | RW075-GN-G06-Reception | Roseworthy | RW | RW075 | Information Centre | GN | Ground Floor | G06 | 99946 | Vacant not occupiable | 99939 | Unusable Spaces | 14.92 | Reception | 6 | General Facility Space Group | 609 | General Facility - Recreation Room/Lounge/Bar/Social space |  | Unknown | 0.00 | NO
Roseworthy_RW075-Information Centre_Ground Floor_G07 _ Dispatch | RW-RW075-GN-G07 | RW075-GN-G07-Dispatch | Roseworthy | RW | RW075 | Information Centre | GN | Ground Floor | G07 | 99946 | Vacant not occupiable | 99939 | Unusable Spaces | 27.08 | Dispatch | 4 | Ancillary Area Space Group | 408 | Ancillary Area - Mail Room/ Goods Receipt/Despatch |  | Unknown | 0.00 | NO
Roseworthy_RW075-Information Centre_Ground Floor_G08 _ Office | RW-RW075-GN-G08 | RW075-GN-G08-Office | Roseworthy | RW | RW075 | Information Centre | GN | Ground Floor | G08 | 99946 | Vacant not occupiable | 99939 | Unusable Spaces | 16.5 | Office | 1 | Office Space Group | 101 | Office - Academic Staff |  | Unknown | 0.00 | NO
Roseworthy_RW075-Information Centre_Ground Floor_G09 _ Theatre | RW-RW075-GN-G09 | RW075-GN-G09-Theatre | Roseworthy | RW | RW075 | Information Centre | GN | Ground Floor | G09 | 99946 | Vacant not occupiable | 99939 | Unusable Spaces | 36.5 | Theatre | 2 | Teaching Space Group | 206 | Lecture/Seminar/Tutorial/Class Room (<30) Flat Floor |  | Unknown | 0.00 | NO
Roseworthy_RW075-Information Centre_Ground Floor_G10 _ Store | RW-RW075-GN-G10 | RW075-GN-G10-Store | Roseworthy | RW | RW075 | Information Centre | GN | Ground Floor | G10 | 99946 | Vacant not occupiable | 99939 | Unusable Spaces | 24.5 | Store | 4 | Ancillary Area Space Group | 419 | Ancillary Area - Store Room - Generic |  | Unknown | 0.00 | NO
Roseworthy_RW075-Information Centre_Ground Floor_G11 _ WC - U - Access (LH) | RW-RW075-GN-G11 | RW075-GN-G11-WC - U - Access (LH) | Roseworthy | RW | RW075 | Information Centre | GN | Ground Floor | G11 | 99946 | Vacant not occupiable | 99939 | Unusable Spaces | 5.85 | WC - U - Access (LH) | 8 | Non Useable Floor Area Space Group | 818 | Non-usable - Toilets/Amenities - Unisex Accessible |  | Unknown | 0.00 | NO
Roseworthy_RW075-Information Centre_Ground Floor_G12 _ Washroom | RW-RW075-GN-G12 | RW075-GN-G12-Washroom | Roseworthy | RW | RW075 | Information Centre | GN | Ground Floor | G12 | 99946 | Vacant not occupiable | 99939 | Unusable Spaces | 3.6 | Washroom | 8 | Non Useable Floor Area Space Group | 835 | Non-usable - Toilets/Amenities - Other |  | Unknown | 0.00 | NO
Roseworthy_RW075-Information Centre_Ground Floor_G13 _ WC | RW-RW075-GN-G13 | RW075-GN-G13-WC | Roseworthy | RW | RW075 | Information Centre | GN | Ground Floor | G13 | 99946 | Vacant not occupiable | 99939 | Unusable Spaces | 4.95 | WC | 8 | Non Useable Floor Area Space Group | 835 | Non-usable - Toilets/Amenities - Other |  | Unknown | 0.00 | NO
Roseworthy_RW076-Implement Shed_Ground Floor_G01 _ Implement Shed | RW-RW076-01-G01 | RW076-01-G01-Implement Shed | Roseworthy | RW | RW076 | Implement Shed | 01 | Ground Floor | G01 | 99984 | Commercial - Martindale Holdings Pty Ltd | 859 | Infrastructure | 476 | Implement Shed | 4 | Ancillary Area Space Group | 419 | Ancillary Area - Store Room - Generic |  | Adequate | 38,249.38 | NO
Roseworthy_RW077-J.S. Davies Building_Ground Floor_G00A _ Plantroom | RW-RW077-01-G00A | RW077-01-G00A-Plantroom | Roseworthy | RW | RW077 | J.S. Davies Building | 01 | Ground Floor | G00A | 99939 | Unusable Spaces | 99939 | Unusable Spaces | 3.45 | Plantroom | 8 | Non Useable Floor Area Space Group | 811 | Non-usable - Plant room other |  | Unknown | 0.00 | NO
Roseworthy_RW077-J.S. Davies Building_Ground Floor_G00B _ Plantroom | RW-RW077-01-G00B | RW077-01-G00B-Plantroom | Roseworthy | RW | RW077 | J.S. Davies Building | 01 | Ground Floor | G00B | 99939 | Unusable Spaces | 99939 | Unusable Spaces | 3.45 | Plantroom | 8 | Non Useable Floor Area Space Group | 811 | Non-usable - Plant room other |  | Unknown | 0.00 | NO
Roseworthy_RW077-J.S. Davies Building_Ground Floor_G00C _ Plantroom | RW-RW077-01-G00C | RW077-01-G00C-Plantroom | Roseworthy | RW | RW077 | J.S. Davies Building | 01 | Ground Floor | G00C | 99939 | Unusable Spaces | 99939 | Unusable Spaces | 10.45 | Plantroom | 8 | Non Useable Floor Area Space Group | 811 | Non-usable - Plant room other |  | Unknown | 0.00 | NO
Roseworthy_RW077-J.S. Davies Building_Ground Floor_G00D _ Plantroom | RW-RW077-01-G00D | RW077-01-G00D-Plantroom | Roseworthy | RW | RW077 | J.S. Davies Building | 01 | Ground Floor | G00D | 99939 | Unusable Spaces | 99939 | Unusable Spaces | 6.49 | Plantroom | 8 | Non Useable Floor Area Space Group | 811 | Non-usable - Plant room other |  | Unknown | 0.00 | NO
Roseworthy_RW077-J.S. Davies Building_Ground Floor_G01 _ Foyer | RW-RW077-01-G01 | RW077-01-G01-Foyer | Roseworthy | RW | RW077 | J.S. Davies Building | 01 | Ground Floor | G01 | 99939 | Unusable Spaces | 99939 | Unusable Spaces | 23.97 | Foyer | 8 | Non Useable Floor Area Space Group | 805 | Non-usable - Circulation space |  | Unknown | 0.00 | NO
Roseworthy_RW077-J.S. Davies Building_Ground Floor_G01A _ Corr. | RW-RW077-01-G01A | RW077-01-G01A-Corr. | Roseworthy | RW | RW077 | J.S. Davies Building | 01 | Ground Floor | G01A | 99939 | Unusable Spaces | 99939 | Unusable Spaces | 33.92 | Corr. | 8 | Non Useable Floor Area Space Group | 805 | Non-usable - Circulation space |  | Unknown | 0.00 | NO
Roseworthy_RW077-J.S. Davies Building_Ground Floor_G01B _ Entrance | RW-RW077-01-G01B | RW077-01-G01B-Entrance | Roseworthy | RW | RW077 | J.S. Davies Building | 01 | Ground Floor | G01B | 99939 | Unusable Spaces | 99939 | Unusable Spaces | 16.88 | Entrance | 8 | Non Useable Floor Area Space Group | 805 | Non-usable - Circulation space |  | Unknown | 0.00 | NO
Roseworthy_RW077-J.S. Davies Building_Ground Floor_G01C _ Corr. | RW-RW077-01-G01C | RW077-01-G01C-Corr. | Roseworthy | RW | RW077 | J.S. Davies Building | 01 | Ground Floor | G01C | 99939 | Unusable Spaces | 99939 | Unusable Spaces | 61.15 | Corr. | 8 | Non Useable Floor Area Space Group | 805 | Non-usable - Circulation space |  | Unknown | 0.00 | NO
Roseworthy_RW077-J.S. Davies Building_Ground Floor_G01D _ Plantroom | RW-RW077-01-G01D | RW077-01-G01D-Plantroom | Roseworthy | RW | RW077 | J.S. Davies Building | 01 | Ground Floor | G01D | 99939 | Unusable Spaces | 99939 | Unusable Spaces | 2.07 | Plantroom | 8 | Non Useable Floor Area Space Group | 811 | Non-usable - Plant room other |  | Unknown | 0.00 | NO
Roseworthy_RW077-J.S. Davies Building_Ground Floor_G01E _ Corr. | RW-RW077-01-G01E | RW077-01-G01E-Corr. | Roseworthy | RW | RW077 | J.S. Davies Building | 01 | Ground Floor | G01E | 99939 | Unusable Spaces | 99939 | Unusable Spaces | 56.13 | Corr. | 8 | Non Useable Floor Area Space Group | 805 | Non-usable - Circulation space |  | Unknown | 0.00 | NO
Roseworthy_RW077-J.S. Davies Building_Ground Floor_G01F _ Corr. | RW-RW077-01-G01F | RW077-01-G01F-Corr. | Roseworthy | RW | RW077 | J.S. Davies Building | 01 | Ground Floor | G01F | 99939 | Unusable Spaces | 99939 | Unusable Spaces | 9.52 | Corr. | 8 | Non Useable Floor Area Space Group | 805 | Non-usable - Circulation space |  | Unknown | 0.00 | NO
Roseworthy_RW077-J.S. Davies Building_Ground Floor_G01G _ Corr. | RW-RW077-01-G01G | RW077-01-G01G-Corr. | Roseworthy | RW | RW077 | J.S. Davies Building | 01 | Ground Floor | G01G | 99939 | Unusable Spaces | 99939 | Unusable Spaces | 10.1 | Corr. | 8 | Non Useable Floor Area Space Group | 805 | Non-usable - Circulation space |  | Unknown | 0.00 | NO
Roseworthy_RW077-J.S. Davies Building_Ground Floor_G01H _ Store | RW-RW077-01-G01H | RW077-01-G01H-Store | Roseworthy | RW | RW077 | J.S. Davies Building | 01 | Ground Floor | G01H | 122 | School of Animal and Veterinary Sciences | 122 | School of Animal and Veterinary Sciences | 2.7 | Store | 4 | Ancillary Area Space Group | 419 | Ancillary Area - Store Room - Generic |  | Adequate | 216.96 | NO
Roseworthy_RW077-J.S. Davies Building_Ground Floor_G01I _ Foyer | RW-RW077-01-G01I | RW077-01-G01I-Foyer | Roseworthy | RW | RW077 | J.S. Davies Building | 01 | Ground Floor | G01I | 99939 | Unusable Spaces | 99939 | Unusable Spaces | 22.16 | Foyer | 8 | Non Useable Floor Area Space Group | 805 | Non-usable - Circulation space |  | Unknown | 0.00 | NO
Roseworthy_RW077-J.S. Davies Building_Ground Floor_G02 _ Reception | RW-RW077-01-G02 | RW077-01-G02-Reception | Roseworthy | RW | RW077 | J.S. Davies Building | 01 | Ground Floor | G02 | 99996 | Vacant | 859 | Infrastructure | 36.9 | Reception | 6 | General Facility Space Group | 623 | General Facility - Waiting Area/Foyer/Reception Area |  | Adequate | 3,773.80 | NO
Roseworthy_RW077-J.S. Davies Building_Ground Floor_G02A _ Office | RW-RW077-01-G02A | RW077-01-G02A-Office | Roseworthy | RW | RW077 | J.S. Davies Building | 01 | Ground Floor | G02A | 99996 | Vacant | 859 | Infrastructure | 8.55 | Office | 6 | General Facility Space Group | 600 | General Facility - Specific type not defined |  | Adequate | 874.42 | NO
Roseworthy_RW077-J.S. Davies Building_Ground Floor_G03 _ Office | RW-RW077-01-G03 | RW077-01-G03-Office | Roseworthy | RW | RW077 | J.S. Davies Building | 01 | Ground Floor | G03 | 122 | School of Animal and Veterinary Sciences | 122 | School of Animal and Veterinary Sciences | 12 | Office | 1 | Office Space Group | 101 | Office - Academic Staff |  | Adequate | 1,095.76 | NO
Roseworthy_RW077-J.S. Davies Building_Ground Floor_G04 _ Office | RW-RW077-01-G04 | RW077-01-G04-Office | Roseworthy | RW | RW077 | J.S. Davies Building | 01 | Ground Floor | G04 | 122 | School of Animal and Veterinary Sciences | 122 | School of Animal and Veterinary Sciences | 12 | Office | 1 | Office Space Group | 101 | Office - Academic Staff |  | Adequate | 1,095.76 | NO
Roseworthy_RW077-J.S. Davies Building_Ground Floor_G05 _ Office | RW-RW077-01-G05 | RW077-01-G05-Office | Roseworthy | RW | RW077 | J.S. Davies Building | 01 | Ground Floor | G05 | 122 | School of Animal and Veterinary Sciences | 122 | School of Animal and Veterinary Sciences | 12 | Office | 1 | Office Space Group | 101 | Office - Academic Staff |  | Adequate | 1,095.76 | NO
Roseworthy_RW077-J.S. Davies Building_Ground Floor_G06 _ Office | RW-RW077-01-G06 | RW077-01-G06-Office | Roseworthy | RW | RW077 | J.S. Davies Building | 01 | Ground Floor | G06 | 122 | School of Animal and Veterinary Sciences | 122 | School of Animal and Veterinary Sciences | 12 | Office | 1 | Office Space Group | 101 | Office - Academic Staff |  | Adequate | 1,095.76 | NO
Roseworthy_RW077-J.S. Davies Building_Ground Floor_G07 _ Office | RW-RW077-01-G07 | RW077-01-G07-Office | Roseworthy | RW | RW077 | J.S. Davies Building | 01 | Ground Floor | G07 | 122 | School of Animal and Veterinary Sciences | 122 | School of Animal and Veterinary Sciences | 12 | Office | 1 | Office Space Group | 101 | Office - Academic Staff |  | Adequate | 1,095.76 | NO
Roseworthy_RW077-J.S. Davies Building_Ground Floor_G08 _ Office | RW-RW077-01-G08 | RW077-01-G08-Office | Roseworthy | RW | RW077 | J.S. Davies Building | 01 | Ground Floor | G08 | 99996 | Vacant | 859 | Infrastructure | 12.15 | Office | 1 | Office Space Group | 101 | Office - Academic Staff |  | Adequate | 1,109.46 | NO
Roseworthy_RW077-J.S. Davies Building_Ground Floor_G09 _ Office | RW-RW077-01-G09 | RW077-01-G09-Office | Roseworthy | RW | RW077 | J.S. Davies Building | 01 | Ground Floor | G09 | 122 | School of Animal and Veterinary Sciences | 122 | School of Animal and Veterinary Sciences | 12.15 | Office | 1 | Office Space Group | 100 | Office - Specific type not defined |  | Adequate | 1,109.46 | NO
Roseworthy_RW077-J.S. Davies Building_Ground Floor_G10 _ Office | RW-RW077-01-G10 | RW077-01-G10-Office | Roseworthy | RW | RW077 | J.S. Davies Building | 01 | Ground Floor | G10 | 122 | School of Animal and Veterinary Sciences | 122 | School of Animal and Veterinary Sciences | 12.15 | Office | 1 | Office Space Group | 101 | Office - Academic Staff |  | Adequate | 1,109.46 | NO
Roseworthy_RW077-J.S. Davies Building_Ground Floor_G11 _ Office | RW-RW077-01-G11 | RW077-01-G11-Office | Roseworthy | RW | RW077 | J.S. Davies Building | 01 | Ground Floor | G11 | 122 | School of Animal and Veterinary Sciences | 122 | School of Animal and Veterinary Sciences | 12.15 | Office | 1 | Office Space Group | 108 | Office - Professional/General Staff |  | Adequate | 1,109.46 | NO
Roseworthy_RW077-J.S. Davies Building_Ground Floor_G12 _ Office | RW-RW077-01-G12 | RW077-01-G12-Office | Roseworthy | RW | RW077 | J.S. Davies Building | 01 | Ground Floor | G12 | 122 | School of Animal and Veterinary Sciences | 122 | School of Animal and Veterinary Sciences | 12.15 | Office | 1 | Office Space Group | 101 | Office - Academic Staff |  | Adequate | 1,109.46 | NO
Roseworthy_RW077-J.S. Davies Building_Ground Floor_G13 _ Office | RW-RW077-01-G13 | RW077-01-G13-Office | Roseworthy | RW | RW077 | J.S. Davies Building | 01 | Ground Floor | G13 | 122 | School of Animal and Veterinary Sciences | 122 | School of Animal and Veterinary Sciences | 12 | Office | 1 | Office Space Group | 101 | Office - Academic Staff |  | Adequate | 1,095.76 | NO
Roseworthy_RW077-J.S. Davies Building_Ground Floor_G14 _ Office | RW-RW077-01-G14 | RW077-01-G14-Office | Roseworthy | RW | RW077 | J.S. Davies Building | 01 | Ground Floor | G14 | 122 | School of Animal and Veterinary Sciences | 122 | School of Animal and Veterinary Sciences | 12 | Office | 1 | Office Space Group | 101 | Office - Academic Staff |  | Adequate | 1,095.76 | NO
Roseworthy_RW077-J.S. Davies Building_Ground Floor_G15 _ Office | RW-RW077-01-G15 | RW077-01-G15-Office | Roseworthy | RW | RW077 | J.S. Davies Building | 01 | Ground Floor | G15 | 122 | School of Animal and Veterinary Sciences | 122 | School of Animal and Veterinary Sciences | 12 | Office | 1 | Office Space Group | 101 | Office - Academic Staff |  | Adequate | 1,095.76 | NO
Roseworthy_RW077-J.S. Davies Building_Ground Floor_G16 _ Office | RW-RW077-01-G16 | RW077-01-G16-Office | Roseworthy | RW | RW077 | J.S. Davies Building | 01 | Ground Floor | G16 | 122 | School of Animal and Veterinary Sciences | 122 | School of Animal and Veterinary Sciences | 12 | Office | 1 | Office Space Group | 101 | Office - Academic Staff |  | Adequate | 1,095.76 | NO
Roseworthy_RW077-J.S. Davies Building_Ground Floor_G17 _ Office | RW-RW077-01-G17 | RW077-01-G17-Office | Roseworthy | RW | RW077 | J.S. Davies Building | 01 | Ground Floor | G17 | 122 | School of Animal and Veterinary Sciences | 122 | School of Animal and Veterinary Sciences | 12 | Office | 1 | Office Space Group | 101 | Office - Academic Staff |  | Adequate | 1,095.76 | NO
Roseworthy_RW077-J.S. Davies Building_Ground Floor_G18 _ Office | RW-RW077-01-G18 | RW077-01-G18-Office | Roseworthy | RW | RW077 | J.S. Davies Building | 01 | Ground Floor | G18 | 99226 | Commercial - APRIL (Australiasian Pork Research Instute Ltd) | 859 | Infrastructure | 12.4 | Office | 1 | Office Space Group | 101 | Office - Academic Staff |  | Adequate | 1,132.29 | NO
Roseworthy_RW077-J.S. Davies Building_Ground Floor_G19 _ Office | RW-RW077-01-G19 | RW077-01-G19-Office | Roseworthy | RW | RW077 | J.S. Davies Building | 01 | Ground Floor | G19 | 99226 | Commercial - APRIL (Australiasian Pork Research Instute Ltd) | 859 | Infrastructure | 12.55 | Office | 1 | Office Space Group | 100 | Office - Specific type not defined |  | Adequate | 1,145.98 | NO
Roseworthy_RW077-J.S. Davies Building_Ground Floor_G20 _ Office | RW-RW077-01-G20 | RW077-01-G20-Office | Roseworthy | RW | RW077 | J.S. Davies Building | 01 | Ground Floor | G20 | 99996 | Vacant | 859 | Infrastructure | 12.15 | Office | 1 | Office Space Group | 100 | Office - Specific type not defined |  | Adequate | 1,109.46 | NO
Roseworthy_RW077-J.S. Davies Building_Ground Floor_G21 _ Office - Post Grad. - Shared SAR | RW-RW077-01-G21 | RW077-01-G21-Office - Post Grad. - Shared SAR | Roseworthy | RW | RW077 | J.S. Davies Building | 01 | Ground Floor | G21 | 122 | School of Animal and Veterinary Sciences | 122 | School of Animal and Veterinary Sciences | 21.34 | Office - Post Grad. - Shared SAR | 1 | Office Space Group | 103 | Office - Research Students |  | Adequate | 1,948.63 | NO
Roseworthy_RW077-J.S. Davies Building_Ground Floor_G22 _ Office - Post Grad. | RW-RW077-01-G22 | RW077-01-G22-Office - Post Grad. | Roseworthy | RW | RW077 | J.S. Davies Building | 01 | Ground Floor | G22 | 122 | School of Animal and Veterinary Sciences | 122 | School of Animal and Veterinary Sciences | 21.38 | Office - Post Grad. | 1 | Office Space Group | 103 | Office - Research Students |  | Adequate | 1,952.28 | NO
Roseworthy_RW077-J.S. Davies Building_Ground Floor_G23 _ Tea Room | RW-RW077-01-G23 | RW077-01-G23-Tea Room | Roseworthy | RW | RW077 | J.S. Davies Building | 01 | Ground Floor | G23 | 122 | School of Animal and Veterinary Sciences | 122 | School of Animal and Veterinary Sciences | 104.98 | Tea Room | 6 | General Facility Space Group | 608 | General Facility - Kitchen/Servery/Food Storage |  | Adequate | 10,736.42 | NO
Roseworthy_RW077-J.S. Davies Building_Ground Floor_G24 _ WC - M | RW-RW077-01-G24 | RW077-01-G24-WC - M | Roseworthy | RW | RW077 | J.S. Davies Building | 01 | Ground Floor | G24 | 99939 | Unusable Spaces | 99939 | Unusable Spaces | 10.88 | WC - M | 8 | Non Useable Floor Area Space Group | 821 | Non-usable - Toilets/Amenities - Male |  | Unknown | 0.00 | NO
Roseworthy_RW077-J.S. Davies Building_Ground Floor_G25 _ WC - U - Access (LH + S) | RW-RW077-01-G25 | RW077-01-G25-WC - U - Access (LH + S) | Roseworthy | RW | RW077 | J.S. Davies Building | 01 | Ground Floor | G25 | 99939 | Unusable Spaces | 99939 | Unusable Spaces | 4.16 | WC - U - Access (LH + S) | 8 | Non Useable Floor Area Space Group | 818 | Non-usable - Toilets/Amenities - Unisex Accessible |  | Unknown | 0.00 | NO
Roseworthy_RW077-J.S. Davies Building_Ground Floor_G26 _ WC - F | RW-RW077-01-G26 | RW077-01-G26-WC - F | Roseworthy | RW | RW077 | J.S. Davies Building | 01 | Ground Floor | G26 | 99939 | Unusable Spaces | 99939 | Unusable Spaces | 12.22 | WC - F | 8 | Non Useable Floor Area Space Group | 820 | Non-usable - Toilets/Amenities - Female |  | Unknown | 0.00 | NO
Roseworthy_RW077-J.S. Davies Building_Ground Floor_G26A _ Cleaner | RW-RW077-01-G26A | RW077-01-G26A-Cleaner | Roseworthy | RW | RW077 | J.S. Davies Building | 01 | Ground Floor | G26A | 99939 | Unusable Spaces | 99939 | Unusable Spaces | 3.12 | Cleaner | 8 | Non Useable Floor Area Space Group | 806 | Non-usable - Cleaners room |  | Unknown | 0.00 | NO
Roseworthy_RW077-J.S. Davies Building_Ground Floor_G27 _ Meeting - shared | RW-RW077-01-G27 | RW077-01-G27-Meeting - shared | Roseworthy | RW | RW077 | J.S. Davies Building | 01 | Ground Floor | G27 | 122 | School of Animal and Veterinary Sciences | 122 | School of Animal and Veterinary Sciences | 37.8 | Meeting - shared | 6 | General Facility Space Group | 601 | General Facility - Committee/Conference/Meeting room |  | Adequate | 3,865.85 | NO
Roseworthy_RW077-J.S. Davies Building_Ground Floor_G28 _ Office | RW-RW077-01-G28 | RW077-01-G28-Office | Roseworthy | RW | RW077 | J.S. Davies Building | 01 | Ground Floor | G28 | 99996 | Vacant | 859 | Infrastructure | 12.15 | Office | 1 | Office Space Group | 100 | Office - Specific type not defined |  | Adequate | 1,109.46 | NO
Roseworthy_RW077-J.S. Davies Building_Ground Floor_G29 _ Office | RW-RW077-01-G29 | RW077-01-G29-Office | Roseworthy | RW | RW077 | J.S. Davies Building | 01 | Ground Floor | G29 | 99996 | Vacant | 859 | Infrastructure | 12.15 | Office | 1 | Office Space Group | 100 | Office - Specific type not defined |  | Adequate | 1,109.46 | NO
Roseworthy_RW077-J.S. Davies Building_Ground Floor_G30 _ Office | RW-RW077-01-G30 | RW077-01-G30-Office | Roseworthy | RW | RW077 | J.S. Davies Building | 01 | Ground Floor | G30 | 99996 | Vacant | 859 | Infrastructure | 12.15 | Office | 1 | Office Space Group | 100 | Office - Specific type not defined |  | Adequate | 1,109.46 | NO
Roseworthy_RW077-J.S. Davies Building_Ground Floor_G31 _ Office | RW-RW077-01-G31 | RW077-01-G31-Office | Roseworthy | RW | RW077 | J.S. Davies Building | 01 | Ground Floor | G31 | 99996 | Vacant | 859 | Infrastructure | 12.15 | Office | 1 | Office Space Group | 100 | Office - Specific type not defined |  | Adequate | 1,109.46 | NO
Roseworthy_RW077-J.S. Davies Building_Ground Floor_G32 _ Parenting Room | RW-RW077-01-G32 | RW077-01-G32-Parenting Room | Roseworthy | RW | RW077 | J.S. Davies Building | 01 | Ground Floor | G32 | 859 | Infrastructure Office | 859 | Infrastructure | 12 | Parenting Room | 6 | General Facility Space Group | 625 | General Facility - Parent Room |  | Adequate | 1,227.25 | NO
Roseworthy_RW077-J.S. Davies Building_Ground Floor_G33 _ Office | RW-RW077-01-G33 | RW077-01-G33-Office | Roseworthy | RW | RW077 | J.S. Davies Building | 01 | Ground Floor | G33 | 99221 | Commercial - Weatherbys | 859 | Infrastructure | 12 | Office | 1 | Office Space Group | 100 | Office - Specific type not defined |  | Adequate | 1,095.76 | NO
Roseworthy_RW077-J.S. Davies Building_Ground Floor_G34 _ Office | RW-RW077-01-G34 | RW077-01-G34-Office | Roseworthy | RW | RW077 | J.S. Davies Building | 01 | Ground Floor | G34 | 99996 | Vacant | 859 | Infrastructure | 12 | Office | 1 | Office Space Group | 100 | Office - Specific type not defined |  | Adequate | 1,095.76 | NO
Roseworthy_RW077-J.S. Davies Building_Ground Floor_G35 _ Office | RW-RW077-01-G35 | RW077-01-G35-Office | Roseworthy | RW | RW077 | J.S. Davies Building | 01 | Ground Floor | G35 | 99996 | Vacant | 859 | Infrastructure | 12 | Office | 1 | Office Space Group | 100 | Office - Specific type not defined |  | Adequate | 1,095.76 | NO
Roseworthy_RW077-J.S. Davies Building_Ground Floor_G36 _ Office | RW-RW077-01-G36 | RW077-01-G36-Office | Roseworthy | RW | RW077 | J.S. Davies Building | 01 | Ground Floor | G36 | 99996 | Vacant | 859 | Infrastructure | 12 | Office | 1 | Office Space Group | 100 | Office - Specific type not defined |  | Adequate | 1,095.76 | NO
Roseworthy_RW077-J.S. Davies Building_Ground Floor_G37 _ Office | RW-RW077-01-G37 | RW077-01-G37-Office | Roseworthy | RW | RW077 | J.S. Davies Building | 01 | Ground Floor | G37 | 122 | School of Animal and Veterinary Sciences | 122 | School of Animal and Veterinary Sciences | 12 | Office | 1 | Office Space Group | 100 | Office - Specific type not defined |  | Adequate | 1,095.76 | NO
Roseworthy_RW077-J.S. Davies Building_Ground Floor_G38 _ Office | RW-RW077-01-G38 | RW077-01-G38-Office | Roseworthy | RW | RW077 | J.S. Davies Building | 01 | Ground Floor | G38 | 99996 | Vacant | 859 | Infrastructure | 14.8 | Office | 1 | Office Space Group | 100 | Office - Specific type not defined |  | Adequate | 1,351.44 | NO
Roseworthy_RW077-J.S. Davies Building_Ground Floor_G39 _ Office | RW-RW077-01-G39 | RW077-01-G39-Office | Roseworthy | RW | RW077 | J.S. Davies Building | 01 | Ground Floor | G39 | 99996 | Vacant | 859 | Infrastructure | 12 | Office | 1 | Office Space Group | 100 | Office - Specific type not defined |  | Adequate | 1,095.76 | NO
Roseworthy_RW077-J.S. Davies Building_Ground Floor_G40 _ Office | RW-RW077-01-G40 | RW077-01-G40-Office | Roseworthy | RW | RW077 | J.S. Davies Building | 01 | Ground Floor | G40 | 122 | School of Animal and Veterinary Sciences | 122 | School of Animal and Veterinary Sciences | 18 | Office | 1 | Office Space Group | 103 | Office - Research Students |  | Adequate | 1,643.64 | NO
Roseworthy_RW077-J.S. Davies Building_Ground Floor_G41 _ Meeting | RW-RW077-01-G41 | RW077-01-G41-Meeting | Roseworthy | RW | RW077 | J.S. Davies Building | 01 | Ground Floor | G41 | 122 | School of Animal and Veterinary Sciences | 122 | School of Animal and Veterinary Sciences | 8 | Meeting | 6 | General Facility Space Group | 601 | General Facility - Committee/Conference/Meeting room |  | Adequate | 818.17 | NO
Roseworthy_RW077-J.S. Davies Building_Ground Floor_G42 _ Store | RW-RW077-01-G42 | RW077-01-G42-Store | Roseworthy | RW | RW077 | J.S. Davies Building | 01 | Ground Floor | G42 | 122 | School of Animal and Veterinary Sciences | 122 | School of Animal and Veterinary Sciences | 14.8 | Store | 4 | Ancillary Area Space Group | 419 | Ancillary Area - Store Room - Generic |  | Adequate | 1,189.27 | NO
Roseworthy_RW077-J.S. Davies Building_Ground Floor_G43 _ Comms | RW-RW077-01-G43 | RW077-01-G43-Comms | Roseworthy | RW | RW077 | J.S. Davies Building | 01 | Ground Floor | G43 | 850 | ITDS Branch Central Costs | 869 | Information Technology and Digital Services | 4.48 | Comms | 8 | Non Useable Floor Area Space Group | 812 | Non-usable - Comms/network system/Telephone/PABX |  | Adequate | 0.00 | NO
Roseworthy_RW077-J.S. Davies Building_Ground Floor_G44 _ Office | RW-RW077-01-G44 | RW077-01-G44-Office | Roseworthy | RW | RW077 | J.S. Davies Building | 01 | Ground Floor | G44 | 99996 | Vacant | 859 | Infrastructure | 24.8 | Office | 1 | Office Space Group | 100 | Office - Specific type not defined |  | Adequate | 2,264.57 | NO
Roseworthy_RW077-J.S. Davies Building_Ground Floor_G45 _ Office | RW-RW077-01-G45 | RW077-01-G45-Office | Roseworthy | RW | RW077 | J.S. Davies Building | 01 | Ground Floor | G45 | 99996 | Vacant | 859 | Infrastructure | 18 | Office | 1 | Office Space Group | 100 | Office - Specific type not defined |  | Adequate | 1,643.64 | NO
Roseworthy_RW077-J.S. Davies Building_Ground Floor_G46 _ Office | RW-RW077-01-G46 | RW077-01-G46-Office | Roseworthy | RW | RW077 | J.S. Davies Building | 01 | Ground Floor | G46 | 122 | School of Animal and Veterinary Sciences | 122 | School of Animal and Veterinary Sciences | 18 | Office | 1 | Office Space Group | 108 | Office - Professional/General Staff |  | Adequate | 1,643.64 | NO
Roseworthy_RW077-J.S. Davies Building_Ground Floor_G47 _ Office | RW-RW077-01-G47 | RW077-01-G47-Office | Roseworthy | RW | RW077 | J.S. Davies Building | 01 | Ground Floor | G47 | 122 | School of Animal and Veterinary Sciences | 122 | School of Animal and Veterinary Sciences | 24.8 | Office | 1 | Office Space Group | 101 | Office - Academic Staff |  | Adequate | 2,264.57 | NO
Roseworthy_RW078-Kelly Block - Custance_Ground Floor_G1 _ Lounge | RW-RW078-GN-G1 | RW078-GN-G1-Lounge | Roseworthy | RW | RW078 | Kelly Block - Custance | GN | Ground Floor | G1 | 99963 | Student Accommodation | 99939 | Unusable Spaces | 24.48 | Lounge | 7 | Residential Accommodation Space Group | 700 | Residential - Specific type not defined |  | Unknown | 0.00 | NO
Roseworthy_RW078-Kelly Block - Custance_Ground Floor_G10 _ Ldry | RW-RW078-GN-G10 | RW078-GN-G10-Ldry | Roseworthy | RW | RW078 | Kelly Block - Custance | GN | Ground Floor | G10 | 99963 | Student Accommodation | 99939 | Unusable Spaces | 6.03 | Ldry | 7 | Residential Accommodation Space Group | 700 | Residential - Specific type not defined |  | Unknown | 0.00 | NO
Roseworthy_RW078-Kelly Block - Custance_Ground Floor_G11 _ Dining | RW-RW078-GN-G11 | RW078-GN-G11-Dining | Roseworthy | RW | RW078 | Kelly Block - Custance | GN | Ground Floor | G11 | 99963 | Student Accommodation | 99939 | Unusable Spaces | 8.69 | Dining | 7 | Residential Accommodation Space Group | 700 | Residential - Specific type not defined |  | Unknown | 0.00 | NO
Roseworthy_RW078-Kelly Block - Custance_Ground Floor_G11A _ Kitchen | RW-RW078-GN-G11A | RW078-GN-G11A-Kitchen | Roseworthy | RW | RW078 | Kelly Block - Custance | GN | Ground Floor | G11A | 99963 | Student Accommodation | 99939 | Unusable Spaces | 11.9 | Kitchen | 7 | Residential Accommodation Space Group | 700 | Residential - Specific type not defined |  | Unknown | 0.00 | NO
Roseworthy_RW078-Kelly Block - Custance_Ground Floor_G12 _ Lounge | RW-RW078-GN-G12 | RW078-GN-G12-Lounge | Roseworthy | RW | RW078 | Kelly Block - Custance | GN | Ground Floor | G12 | 99963 | Student Accommodation | 99939 | Unusable Spaces | 24.48 | Lounge | 7 | Residential Accommodation Space Group | 700 | Residential - Specific type not defined |  | Unknown | 0.00 | NO
Roseworthy_RW078-Kelly Block - Custance_Ground Floor_G13 _ Bedroom (B3) | RW-RW078-GN-G13 | RW078-GN-G13-Bedroom (B3) | Roseworthy | RW | RW078 | Kelly Block - Custance | GN | Ground Floor | G13 | 99963 | Student Accommodation | 99939 | Unusable Spaces | 9.87 | Bedroom (B3) | 7 | Residential Accommodation Space Group | 700 | Residential - Specific type not defined |  | Unknown | 0.00 | NO
Roseworthy_RW078-Kelly Block - Custance_Ground Floor_G14 _ Bedroom (B2) | RW-RW078-GN-G14 | RW078-GN-G14-Bedroom (B2) | Roseworthy | RW | RW078 | Kelly Block - Custance | GN | Ground Floor | G14 | 99963 | Student Accommodation | 99939 | Unusable Spaces | 9.87 | Bedroom (B2) | 7 | Residential Accommodation Space Group | 700 | Residential - Specific type not defined |  | Unknown | 0.00 | NO
Roseworthy_RW078-Kelly Block - Custance_Ground Floor_G15 _ Bedroom (B1) | RW-RW078-GN-G15 | RW078-GN-G15-Bedroom (B1) | Roseworthy | RW | RW078 | Kelly Block - Custance | GN | Ground Floor | G15 | 99963 | Student Accommodation | 99939 | Unusable Spaces | 17.59 | Bedroom (B1) | 7 | Residential Accommodation Space Group | 700 | Residential - Specific type not defined |  | Unknown | 0.00 | NO
Roseworthy_RW078-Kelly Block - Custance_Ground Floor_G16 _ Vanity | RW-RW078-GN-G16 | RW078-GN-G16-Vanity | Roseworthy | RW | RW078 | Kelly Block - Custance | GN | Ground Floor | G16 | 99963 | Student Accommodation | 99939 | Unusable Spaces | 5.25 | Vanity | 8 | Non Useable Floor Area Space Group | 835 | Non-usable - Toilets/Amenities - Other |  | Unknown | 0.00 | NO
Roseworthy_RW078-Kelly Block - Custance_Ground Floor_G16A _ Shower | RW-RW078-GN-G16A | RW078-GN-G16A-Shower | Roseworthy | RW | RW078 | Kelly Block - Custance | GN | Ground Floor | G16A | 99963 | Student Accommodation | 99939 | Unusable Spaces | 3.36 | Shower | 8 | Non Useable Floor Area Space Group | 835 | Non-usable - Toilets/Amenities - Other |  | Unknown | 0.00 | NO
Roseworthy_RW078-Kelly Block - Custance_Ground Floor_G16B _ Bathroom | RW-RW078-GN-G16B | RW078-GN-G16B-Bathroom | Roseworthy | RW | RW078 | Kelly Block - Custance | GN | Ground Floor | G16B | 99963 | Student Accommodation | 99939 | Unusable Spaces | 3.21 | Bathroom | 7 | Residential Accommodation Space Group | 700 | Residential - Specific type not defined |  | Unknown | 0.00 | NO
Roseworthy_RW078-Kelly Block - Custance_Ground Floor_G17 _ Store | RW-RW078-GN-G17 | RW078-GN-G17-Store | Roseworthy | RW | RW078 | Kelly Block - Custance | GN | Ground Floor | G17 | 99963 | Student Accommodation | 99939 | Unusable Spaces | 0.71 | Store | 7 | Residential Accommodation Space Group | 700 | Residential - Specific type not defined |  | Unknown | 0.00 | NO
Roseworthy_RW078-Kelly Block - Custance_Ground Floor_G17A _ Porch | RW-RW078-GN-G17A | RW078-GN-G17A-Porch | Roseworthy | RW | RW078 | Kelly Block - Custance | GN | Ground Floor | G17A | 99963 | Student Accommodation | 99939 | Unusable Spaces | 3.44 | Porch | 8 | Non Useable Floor Area Space Group | 805 | Non-usable - Circulation space |  | Unknown | 0.00 | NO
Roseworthy_RW078-Kelly Block - Custance_Ground Floor_G18 _ WC | RW-RW078-GN-G18 | RW078-GN-G18-WC | Roseworthy | RW | RW078 | Kelly Block - Custance | GN | Ground Floor | G18 | 99963 | Student Accommodation | 99939 | Unusable Spaces | 2.02 | WC | 8 | Non Useable Floor Area Space Group | 835 | Non-usable - Toilets/Amenities - Other |  | Unknown | 0.00 | NO
Roseworthy_RW078-Kelly Block - Custance_Ground Floor_G19 _ Ldry | RW-RW078-GN-G19 | RW078-GN-G19-Ldry | Roseworthy | RW | RW078 | Kelly Block - Custance | GN | Ground Floor | G19 | 99963 | Student Accommodation | 99939 | Unusable Spaces | 6.03 | Ldry | 7 | Residential Accommodation Space Group | 700 | Residential - Specific type not defined |  | Unknown | 0.00 | NO
Roseworthy_RW078-Kelly Block - Custance_Ground Floor_G19A _ Corr. | RW-RW078-GN-G19A | RW078-GN-G19A-Corr. | Roseworthy | RW | RW078 | Kelly Block - Custance | GN | Ground Floor | G19A | 99963 | Student Accommodation | 99939 | Unusable Spaces | 1.05 | Corr. | 8 | Non Useable Floor Area Space Group | 805 | Non-usable - Circulation space |  | Unknown | 0.00 | NO
Roseworthy_RW078-Kelly Block - Custance_Ground Floor_G2 _ Bedroom (A3) | RW-RW078-GN-G2 | RW078-GN-G2-Bedroom (A3) | Roseworthy | RW | RW078 | Kelly Block - Custance | GN | Ground Floor | G2 | 99963 | Student Accommodation | 99939 | Unusable Spaces | 9.87 | Bedroom (A3) | 7 | Residential Accommodation Space Group | 700 | Residential - Specific type not defined |  | Unknown | 0.00 | NO
Roseworthy_RW078-Kelly Block - Custance_Ground Floor_G20 _ Dining | RW-RW078-GN-G20 | RW078-GN-G20-Dining | Roseworthy | RW | RW078 | Kelly Block - Custance | GN | Ground Floor | G20 | 99963 | Student Accommodation | 99939 | Unusable Spaces | 8.69 | Dining | 7 | Residential Accommodation Space Group | 700 | Residential - Specific type not defined |  | Unknown | 0.00 | NO
Roseworthy_RW078-Kelly Block - Custance_Ground Floor_G20A _ Kitchen | RW-RW078-GN-G20A | RW078-GN-G20A-Kitchen | Roseworthy | RW | RW078 | Kelly Block - Custance | GN | Ground Floor | G20A | 99963 | Student Accommodation | 99939 | Unusable Spaces | 11.9 | Kitchen | 7 | Residential Accommodation Space Group | 700 | Residential - Specific type not defined |  | Unknown | 0.00 | NO
Roseworthy_RW078-Kelly Block - Custance_Ground Floor_G21 _ Corr. | RW-RW078-GN-G21 | RW078-GN-G21-Corr. | Roseworthy | RW | RW078 | Kelly Block - Custance | GN | Ground Floor | G21 | 99963 | Student Accommodation | 99939 | Unusable Spaces | 6.72 | Corr. | 8 | Non Useable Floor Area Space Group | 805 | Non-usable - Circulation space |  | Unknown | 0.00 | NO
Roseworthy_RW078-Kelly Block - Custance_Ground Floor_G22 _ Front Porch | RW-RW078-GN-G22 | RW078-GN-G22-Front Porch | Roseworthy | RW | RW078 | Kelly Block - Custance | GN | Ground Floor | G22 | 99939 | Unusable Spaces | 99939 | Unusable Spaces | 6.06 | Front Porch | 7 | Residential Accommodation Space Group | 700 | Residential - Specific type not defined |  | Unknown | 0.00 | NO
Roseworthy_RW078-Kelly Block - Custance_Ground Floor_G23 _ Front Porch | RW-RW078-GN-G23 | RW078-GN-G23-Front Porch | Roseworthy | RW | RW078 | Kelly Block - Custance | GN | Ground Floor | G23 | 99939 | Unusable Spaces | 99939 | Unusable Spaces | 6.35 | Front Porch | 7 | Residential Accommodation Space Group | 700 | Residential - Specific type not defined |  | Unknown | 0.00 | NO
Roseworthy_RW078-Kelly Block - Custance_Ground Floor_G3 _ Bedroom (A2) | RW-RW078-GN-G3 | RW078-GN-G3-Bedroom (A2) | Roseworthy | RW | RW078 | Kelly Block - Custance | GN | Ground Floor | G3 | 99963 | Student Accommodation | 99939 | Unusable Spaces | 9.87 | Bedroom (A2) | 7 | Residential Accommodation Space Group | 700 | Residential - Specific type not defined |  | Unknown | 0.00 | NO
Roseworthy_RW078-Kelly Block - Custance_Ground Floor_G4 _ Bedroom (A1) | RW-RW078-GN-G4 | RW078-GN-G4-Bedroom (A1) | Roseworthy | RW | RW078 | Kelly Block - Custance | GN | Ground Floor | G4 | 99963 | Student Accommodation | 99939 | Unusable Spaces | 17.59 | Bedroom (A1) | 7 | Residential Accommodation Space Group | 700 | Residential - Specific type not defined |  | Unknown | 0.00 | NO
Roseworthy_RW078-Kelly Block - Custance_Ground Floor_G5 _ Vanity | RW-RW078-GN-G5 | RW078-GN-G5-Vanity | Roseworthy | RW | RW078 | Kelly Block - Custance | GN | Ground Floor | G5 | 99963 | Student Accommodation | 99939 | Unusable Spaces | 5.25 | Vanity | 8 | Non Useable Floor Area Space Group | 835 | Non-usable - Toilets/Amenities - Other |  | Unknown | 0.00 | NO
Roseworthy_RW078-Kelly Block - Custance_Ground Floor_G5A _ Shower | RW-RW078-GN-G5A | RW078-GN-G5A-Shower | Roseworthy | RW | RW078 | Kelly Block - Custance | GN | Ground Floor | G5A | 99963 | Student Accommodation | 99939 | Unusable Spaces | 3.36 | Shower | 8 | Non Useable Floor Area Space Group | 835 | Non-usable - Toilets/Amenities - Other |  | Unknown | 0.00 | NO
Roseworthy_RW078-Kelly Block - Custance_Ground Floor_G5B _ Bathroom | RW-RW078-GN-G5B | RW078-GN-G5B-Bathroom | Roseworthy | RW | RW078 | Kelly Block - Custance | GN | Ground Floor | G5B | 99963 | Student Accommodation | 99939 | Unusable Spaces | 3.21 | Bathroom | 7 | Residential Accommodation Space Group | 700 | Residential - Specific type not defined |  | Unknown | 0.00 | NO
Roseworthy_RW078-Kelly Block - Custance_Ground Floor_G6 _ Store | RW-RW078-GN-G6 | RW078-GN-G6-Store | Roseworthy | RW | RW078 | Kelly Block - Custance | GN | Ground Floor | G6 | 99963 | Student Accommodation | 99939 | Unusable Spaces | 0.71 | Store | 7 | Residential Accommodation Space Group | 700 | Residential - Specific type not defined |  | Unknown | 0.00 | NO
Roseworthy_RW078-Kelly Block - Custance_Ground Floor_G7 _ Porch | RW-RW078-GN-G7 | RW078-GN-G7-Porch | Roseworthy | RW | RW078 | Kelly Block - Custance | GN | Ground Floor | G7 | 99963 | Student Accommodation | 99939 | Unusable Spaces | 3.44 | Porch | 8 | Non Useable Floor Area Space Group | 805 | Non-usable - Circulation space |  | Unknown | 0.00 | NO
Roseworthy_RW078-Kelly Block - Custance_Ground Floor_G8 _ WC | RW-RW078-GN-G8 | RW078-GN-G8-WC | Roseworthy | RW | RW078 | Kelly Block - Custance | GN | Ground Floor | G8 | 99963 | Student Accommodation | 99939 | Unusable Spaces | 2.02 | WC | 8 | Non Useable Floor Area Space Group | 835 | Non-usable - Toilets/Amenities - Other |  | Unknown | 0.00 | NO
Roseworthy_RW078-Kelly Block - Custance_Ground Floor_G9 _ Corr. | RW-RW078-GN-G9 | RW078-GN-G9-Corr. | Roseworthy | RW | RW078 | Kelly Block - Custance | GN | Ground Floor | G9 | 99963 | Student Accommodation | 99939 | Unusable Spaces | 6.72 | Corr. | 8 | Non Useable Floor Area Space Group | 805 | Non-usable - Circulation space |  | Unknown | 0.00 | NO
Roseworthy_RW078-Kelly Block - Custance_Ground Floor_G9A _ Corr. | RW-RW078-GN-G9A | RW078-GN-G9A-Corr. | Roseworthy | RW | RW078 | Kelly Block - Custance | GN | Ground Floor | G9A | 99963 | Student Accommodation | 99939 | Unusable Spaces | 1.05 | Corr. | 8 | Non Useable Floor Area Space Group | 805 | Non-usable - Circulation space |  | Unknown | 0.00 | NO
Roseworthy_RW079-Leske Building_Ground Floor_G0D _ Ramp | RW-RW079-01-G0D | RW079-01-G0D-Ramp | Roseworthy | RW | RW079 | Leske Building | 01 | Ground Floor | G0D | 99939 | Unusable Spaces | 99939 | Unusable Spaces | 2.13 | Ramp | 8 | Non Useable Floor Area Space Group | 805 | Non-usable - Circulation space |  | Unknown | 0.00 | NO
Roseworthy_RW079-Leske Building_Ground Floor_G1 _ Utility | RW-RW079-01-G1 | RW079-01-G1-Utility | Roseworthy | RW | RW079 | Leske Building | 01 | Ground Floor | G1 | 122 | School of Animal and Veterinary Sciences | 122 | School of Animal and Veterinary Sciences | 19.5 | Utility | 6 | General Facility Space Group | 603 | General Facility - Resource room |  | Adequate | 1,994.29 | NO
Roseworthy_RW079-Leske Building_Ground Floor_G10 _ Office - Student | RW-RW079-01-G10 | RW079-01-G10-Office - Student | Roseworthy | RW | RW079 | Leske Building | 01 | Ground Floor | G10 | 122 | School of Animal and Veterinary Sciences | 122 | School of Animal and Veterinary Sciences | 29.08 | Office - Student | 1 | Office Space Group | 103 | Office - Research Students |  | Adequate | 2,655.40 | NO
Roseworthy_RW079-Leske Building_Ground Floor_G12 _ Corr. | RW-RW079-01-G12 | RW079-01-G12-Corr. | Roseworthy | RW | RW079 | Leske Building | 01 | Ground Floor | G12 | 99939 | Unusable Spaces | 99939 | Unusable Spaces | 9.13 | Corr. | 8 | Non Useable Floor Area Space Group | 805 | Non-usable - Circulation space |  | Unknown | 0.00 | NO
Roseworthy_RW079-Leske Building_Ground Floor_G12A _ Utility | RW-RW079-01-G12A | RW079-01-G12A-Utility | Roseworthy | RW | RW079 | Leske Building | 01 | Ground Floor | G12A | 99998 | Central Common Teaching Areas (In Use) | 952 | Corporate Services Division Admin | 6.75 | Utility | 6 | General Facility Space Group | 603 | General Facility - Resource room |  | Adequate | 690.33 | NO
Roseworthy_RW079-Leske Building_Ground Floor_G12B _ Distrution Board Room | RW-RW079-01-G12B | RW079-01-G12B-Distrution Board Room | Roseworthy | RW | RW079 | Leske Building | 01 | Ground Floor | G12B | 99939 | Unusable Spaces | 99939 | Unusable Spaces | 1.36 | Distrution Board Room | 8 | Non Useable Floor Area Space Group | 811 | Non-usable - Plant room other |  | Unknown | 0.00 | NO
Roseworthy_RW079-Leske Building_Ground Floor_G13 _ Office | RW-RW079-01-G13 | RW079-01-G13-Office | Roseworthy | RW | RW079 | Leske Building | 01 | Ground Floor | G13 | 122 | School of Animal and Veterinary Sciences | 122 | School of Animal and Veterinary Sciences | 10.45 | Office | 1 | Office Space Group | 101 | Office - Academic Staff |  | Adequate | 954.23 | NO
Roseworthy_RW079-Leske Building_Ground Floor_G14 _ Office | RW-RW079-01-G14 | RW079-01-G14-Office | Roseworthy | RW | RW079 | Leske Building | 01 | Ground Floor | G14 | 122 | School of Animal and Veterinary Sciences | 122 | School of Animal and Veterinary Sciences | 10.55 | Office | 1 | Office Space Group | 101 | Office - Academic Staff |  | Adequate | 963.36 | NO
Roseworthy_RW079-Leske Building_Ground Floor_G15 _ Office | RW-RW079-01-G15 | RW079-01-G15-Office | Roseworthy | RW | RW079 | Leske Building | 01 | Ground Floor | G15 | 122 | School of Animal and Veterinary Sciences | 122 | School of Animal and Veterinary Sciences | 10.59 | Office | 1 | Office Space Group | 101 | Office - Academic Staff |  | Adequate | 967.01 | NO
Roseworthy_RW079-Leske Building_Ground Floor_G16 _ Office | RW-RW079-01-G16 | RW079-01-G16-Office | Roseworthy | RW | RW079 | Leske Building | 01 | Ground Floor | G16 | 122 | School of Animal and Veterinary Sciences | 122 | School of Animal and Veterinary Sciences | 21.4 | Office | 1 | Office Space Group | 101 | Office - Academic Staff |  | Adequate | 1,954.11 | NO
Roseworthy_RW079-Leske Building_Ground Floor_G17 _ Comms - Main | RW-RW079-01-G17 | RW079-01-G17-Comms - Main | Roseworthy | RW | RW079 | Leske Building | 01 | Ground Floor | G17 | 850 | ITDS Branch Central Costs | 869 | Information Technology and Digital Services | 61.58 | Comms - Main | 8 | Non Useable Floor Area Space Group | 812 | Non-usable - Comms/network system/Telephone/PABX |  | Adequate | 0.00 | NO
Roseworthy_RW079-Leske Building_Ground Floor_G18 _ Computer Pool | RW-RW079-01-G18 | RW079-01-G18-Computer Pool | Roseworthy | RW | RW079 | Leske Building | 01 | Ground Floor | G18 | 99998 | Central Common Teaching Areas (In Use) | 952 | Corporate Services Division Admin | 169.32 | Computer Pool | 3 | Specialist Teaching or Research Space Group | 310 | Laboratory - Computing - Open Access |  | Adequate | 20,563.39 | NO
Roseworthy_RW079-Leske Building_Ground Floor_G19 _ Corr. | RW-RW079-01-G19 | RW079-01-G19-Corr. | Roseworthy | RW | RW079 | Leske Building | 01 | Ground Floor | G19 | 99939 | Unusable Spaces | 99939 | Unusable Spaces | 54.49 | Corr. | 8 | Non Useable Floor Area Space Group | 805 | Non-usable - Circulation space |  | Adequate | 0.00 | NO
Roseworthy_RW079-Leske Building_Ground Floor_G1A _ Office | RW-RW079-01-G1A | RW079-01-G1A-Office | Roseworthy | RW | RW079 | Leske Building | 01 | Ground Floor | G1A | 122 | School of Animal and Veterinary Sciences | 122 | School of Animal and Veterinary Sciences | 14.75 | Office | 1 | Office Space Group | 100 | Office - Specific type not defined |  | Adequate | 1,346.87 | NO
Roseworthy_RW079-Leske Building_Ground Floor_G1B _ Office | RW-RW079-01-G1B | RW079-01-G1B-Office | Roseworthy | RW | RW079 | Leske Building | 01 | Ground Floor | G1B | 122 | School of Animal and Veterinary Sciences | 122 | School of Animal and Veterinary Sciences | 14.43 | Office | 1 | Office Space Group | 101 | Office - Academic Staff |  | Adequate | 1,317.65 | NO
Roseworthy_RW079-Leske Building_Ground Floor_G1C _ Office | RW-RW079-01-G1C | RW079-01-G1C-Office | Roseworthy | RW | RW079 | Leske Building | 01 | Ground Floor | G1C | 122 | School of Animal and Veterinary Sciences | 122 | School of Animal and Veterinary Sciences | 23.63 | Office | 1 | Office Space Group | 101 | Office - Academic Staff |  | Adequate | 2,157.74 | NO
Roseworthy_RW079-Leske Building_Ground Floor_G2 _ Office | RW-RW079-01-G2 | RW079-01-G2-Office | Roseworthy | RW | RW079 | Leske Building | 01 | Ground Floor | G2 | 122 | School of Animal and Veterinary Sciences | 122 | School of Animal and Veterinary Sciences | 10.52 | Office | 1 | Office Space Group | 101 | Office - Academic Staff |  | Adequate | 960.62 | NO
Roseworthy_RW079-Leske Building_Ground Floor_G20 _ WC - F | RW-RW079-01-G20 | RW079-01-G20-WC - F | Roseworthy | RW | RW079 | Leske Building | 01 | Ground Floor | G20 | 99939 | Unusable Spaces | 99939 | Unusable Spaces | 5.78 | WC - F | 8 | Non Useable Floor Area Space Group | 820 | Non-usable - Toilets/Amenities - Female |  | Unknown | 0.00 | NO
Roseworthy_RW079-Leske Building_Ground Floor_G20A _ WC - M | RW-RW079-01-G20A | RW079-01-G20A-WC - M | Roseworthy | RW | RW079 | Leske Building | 01 | Ground Floor | G20A | 99939 | Unusable Spaces | 99939 | Unusable Spaces | 7.91 | WC - M | 8 | Non Useable Floor Area Space Group | 821 | Non-usable - Toilets/Amenities - Male |  | Unknown | 0.00 | NO
Roseworthy_RW079-Leske Building_Ground Floor_G20B _ Cleaner | RW-RW079-01-G20B | RW079-01-G20B-Cleaner | Roseworthy | RW | RW079 | Leske Building | 01 | Ground Floor | G20B | 99939 | Unusable Spaces | 99939 | Unusable Spaces | 2.14 | Cleaner | 8 | Non Useable Floor Area Space Group | 806 | Non-usable - Cleaners room |  | Unknown | 0.00 | NO
Roseworthy_RW079-Leske Building_Ground Floor_G20C _ A/L - F | RW-RW079-01-G20C | RW079-01-G20C-A/L - F | Roseworthy | RW | RW079 | Leske Building | 01 | Ground Floor | G20C | 99939 | Unusable Spaces | 99939 | Unusable Spaces | 1.02 | A/L - F | 8 | Non Useable Floor Area Space Group | 805 | Non-usable - Circulation space |  | Unknown | 0.00 | NO
Roseworthy_RW079-Leske Building_Ground Floor_G20D _ A/L - M | RW-RW079-01-G20D | RW079-01-G20D-A/L - M | Roseworthy | RW | RW079 | Leske Building | 01 | Ground Floor | G20D | 99939 | Unusable Spaces | 99939 | Unusable Spaces | 1.12 | A/L - M | 8 | Non Useable Floor Area Space Group | 805 | Non-usable - Circulation space |  | Unknown | 0.00 | NO
Roseworthy_RW079-Leske Building_Ground Floor_G21 _ Entry | RW-RW079-01-G21 | RW079-01-G21-Entry | Roseworthy | RW | RW079 | Leske Building | 01 | Ground Floor | G21 | 99939 | Unusable Spaces | 99939 | Unusable Spaces | 5.38 | Entry | 8 | Non Useable Floor Area Space Group | 805 | Non-usable - Circulation space |  | Unknown | 0.00 | NO
Roseworthy_RW079-Leske Building_Ground Floor_G21A _ Corr. | RW-RW079-01-G21A | RW079-01-G21A-Corr. | Roseworthy | RW | RW079 | Leske Building | 01 | Ground Floor | G21A | 99939 | Unusable Spaces | 99939 | Unusable Spaces | 17.59 | Corr. | 8 | Non Useable Floor Area Space Group | 805 | Non-usable - Circulation space |  | Unknown | 0.00 | NO
Roseworthy_RW079-Leske Building_Ground Floor_G21B _ Corr. | RW-RW079-01-G21B | RW079-01-G21B-Corr. | Roseworthy | RW | RW079 | Leske Building | 01 | Ground Floor | G21B | 99939 | Unusable Spaces | 99939 | Unusable Spaces | 14.31 | Corr. | 8 | Non Useable Floor Area Space Group | 805 | Non-usable - Circulation space |  | Unknown | 0.00 | NO
Roseworthy_RW079-Leske Building_Ground Floor_G21C _ Lounge | RW-RW079-01-G21C | RW079-01-G21C-Lounge | Roseworthy | RW | RW079 | Leske Building | 01 | Ground Floor | G21C | 122 | School of Animal and Veterinary Sciences | 122 | School of Animal and Veterinary Sciences | 21.28 | Lounge | 6 | General Facility Space Group | 606 | General Facility - Common Room Student access |  | Adequate | 2,176.33 | NO
Roseworthy_RW079-Leske Building_Ground Floor_G21D _ Corr. | RW-RW079-01-G21D | RW079-01-G21D-Corr. | Roseworthy | RW | RW079 | Leske Building | 01 | Ground Floor | G21D | 99939 | Unusable Spaces | 99939 | Unusable Spaces | 17.4 | Corr. | 8 | Non Useable Floor Area Space Group | 805 | Non-usable - Circulation space |  | Adequate | 0.00 | NO
Roseworthy_RW079-Leske Building_Ground Floor_G21E _ Corr. | RW-RW079-01-G21E | RW079-01-G21E-Corr. | Roseworthy | RW | RW079 | Leske Building | 01 | Ground Floor | G21E | 99939 | Unusable Spaces | 99939 | Unusable Spaces | 18.68 | Corr. | 8 | Non Useable Floor Area Space Group | 805 | Non-usable - Circulation space |  | Adequate | 0.00 | NO
Roseworthy_RW079-Leske Building_Ground Floor_G3 _ Office | RW-RW079-01-G3 | RW079-01-G3-Office | Roseworthy | RW | RW079 | Leske Building | 01 | Ground Floor | G3 | 122 | School of Animal and Veterinary Sciences | 122 | School of Animal and Veterinary Sciences | 21.83 | Office | 1 | Office Space Group | 101 | Office - Academic Staff |  | Adequate | 1,993.37 | NO
Roseworthy_RW079-Leske Building_Ground Floor_G4 _ Corr. | RW-RW079-01-G4 | RW079-01-G4-Corr. | Roseworthy | RW | RW079 | Leske Building | 01 | Ground Floor | G4 | 99939 | Unusable Spaces | 99939 | Unusable Spaces | 3.66 | Corr. | 8 | Non Useable Floor Area Space Group | 805 | Non-usable - Circulation space |  | Adequate | 0.00 | NO
Roseworthy_RW079-Leske Building_Ground Floor_G4A _ Office | RW-RW079-01-G4A | RW079-01-G4A-Office | Roseworthy | RW | RW079 | Leske Building | 01 | Ground Floor | G4A | 122 | School of Animal and Veterinary Sciences | 122 | School of Animal and Veterinary Sciences | 7.35 | Office | 1 | Office Space Group | 101 | Office - Academic Staff |  | Adequate | 671.15 | NO
Roseworthy_RW079-Leske Building_Ground Floor_G5 _ Office | RW-RW079-01-G5 | RW079-01-G5-Office | Roseworthy | RW | RW079 | Leske Building | 01 | Ground Floor | G5 | 122 | School of Animal and Veterinary Sciences | 122 | School of Animal and Veterinary Sciences | 11.89 | Office | 1 | Office Space Group | 101 | Office - Academic Staff |  | Adequate | 1,085.72 | NO
Roseworthy_RW079-Leske Building_Ground Floor_G6 _ Office | RW-RW079-01-G6 | RW079-01-G6-Office | Roseworthy | RW | RW079 | Leske Building | 01 | Ground Floor | G6 | 122 | School of Animal and Veterinary Sciences | 122 | School of Animal and Veterinary Sciences | 10.58 | Office | 1 | Office Space Group | 101 | Office - Academic Staff |  | Adequate | 966.10 | NO
Roseworthy_RW079-Leske Building_Ground Floor_G7 _ Office | RW-RW079-01-G7 | RW079-01-G7-Office | Roseworthy | RW | RW079 | Leske Building | 01 | Ground Floor | G7 | 122 | School of Animal and Veterinary Sciences | 122 | School of Animal and Veterinary Sciences | 11.47 | Office | 1 | Office Space Group | 101 | Office - Academic Staff |  | Adequate | 1,047.37 | NO
Roseworthy_RW079-Leske Building_Ground Floor_G8 _ Office | RW-RW079-01-G8 | RW079-01-G8-Office | Roseworthy | RW | RW079 | Leske Building | 01 | Ground Floor | G8 | 122 | School of Animal and Veterinary Sciences | 122 | School of Animal and Veterinary Sciences | 10.94 | Office | 1 | Office Space Group | 100 | Office - Specific type not defined |  | Adequate | 998.97 | NO
Roseworthy_RW079-Leske Building_Ground Floor_G9 _ Office - Student | RW-RW079-01-G9 | RW079-01-G9-Office - Student | Roseworthy | RW | RW079 | Leske Building | 01 | Ground Floor | G9 | 122 | School of Animal and Veterinary Sciences | 122 | School of Animal and Veterinary Sciences | 32.65 | Office - Student | 1 | Office Space Group | 103 | Office - Research Students |  | Adequate | 2,981.38 | NO
Roseworthy_RW079-Leske Building_Roof_R01 _ Services Zone (NUFA) | RW-RW079-02-R01 | RW079-02-R01-Services Zone (NUFA) | Roseworthy | RW | RW079 | Leske Building | 02 | Roof | R01 | 99939 | Unusable Spaces | 99939 | Unusable Spaces | 33.25 | Services Zone (NUFA) | 8 | Non Useable Floor Area Space Group | 811 | Non-usable - Plant room other |  | Unknown | 0.00 | NO
Roseworthy_RW080-Lunging Ring_Ground Floor_G1 _ Lunging Ring | RW-RW080-01-G1 | RW080-01-G1-Lunging Ring | Roseworthy | RW | RW080 | Lunging Ring | 01 | Ground Floor | G1 | 122 | School of Animal and Veterinary Sciences | 122 | School of Animal and Veterinary Sciences | 162.89 | Lunging Ring | 3 | Specialist Teaching or Research Space Group | 300 | Laboratory - Specialist teaching and research - type not defined |  | Barely Adequate | 18,991.19 | NO
Roseworthy_RW080-Lunging Ring_Ground Floor_G1A _ Ring Seats | RW-RW080-01-G1A | RW080-01-G1A-Ring Seats | Roseworthy | RW | RW080 | Lunging Ring | 01 | Ground Floor | G1A | 122 | School of Animal and Veterinary Sciences | 122 | School of Animal and Veterinary Sciences | 6.97 | Ring Seats | 8 | Non Useable Floor Area Space Group | 800 | Non-usable - Specific type not defined |  | Barely Adequate | 0.00 | NO
Roseworthy_RW080-Lunging Ring_Ground Floor_G2 _ Warm Up / Prep. | RW-RW080-01-G2 | RW080-01-G2-Warm Up / Prep. | Roseworthy | RW | RW080 | Lunging Ring | 01 | Ground Floor | G2 | 122 | School of Animal and Veterinary Sciences | 122 | School of Animal and Veterinary Sciences | 114.36 | Warm Up / Prep. | 4 | Ancillary Area Space Group | 401 | Ancillary Area - Laboratory Service and Preparation |  | Barely Adequate | 8,821.91 | NO
Roseworthy_RW080-Lunging Ring_Ground Floor_G2A _ 4 Holding Pens | RW-RW080-01-G2A | RW080-01-G2A-4 Holding Pens | Roseworthy | RW | RW080 | Lunging Ring | 01 | Ground Floor | G2A | 122 | School of Animal and Veterinary Sciences | 122 | School of Animal and Veterinary Sciences | 5.25 | 4 Holding Pens | 4 | Ancillary Area Space Group | 404 | Ancillary Area - Animal Holding |  | Barely Adequate | 404.99 | NO
Roseworthy_RW081-Residential Study Rooms - Custance_Ground Floor_G1 _ Study | RW-RW081-GN-G1 | RW081-GN-G1-Study | Roseworthy | RW | RW081 | Residential Study Rooms - Custance | GN | Ground Floor | G1 | 99963 | Student Accommodation | 99939 | Unusable Spaces | 18.27 | Study | 7 | Residential Accommodation Space Group | 700 | Residential - Specific type not defined |  | Unknown | 0.00 | NO
Roseworthy_RW081-Residential Study Rooms - Custance_Ground Floor_G2 _ Study | RW-RW081-GN-G2 | RW081-GN-G2-Study | Roseworthy | RW | RW081 | Residential Study Rooms - Custance | GN | Ground Floor | G2 | 99963 | Student Accommodation | 99939 | Unusable Spaces | 28.89 | Study | 7 | Residential Accommodation Space Group | 700 | Residential - Specific type not defined |  | Unknown | 0.00 | NO
Roseworthy_RW081-Residential Study Rooms - Custance_Ground Floor_G3 _ Breezeway | RW-RW081-GN-G3 | RW081-GN-G3-Breezeway | Roseworthy | RW | RW081 | Residential Study Rooms - Custance | GN | Ground Floor | G3 | 99963 | Student Accommodation | 99939 | Unusable Spaces | 24.35 | Breezeway | 8 | Non Useable Floor Area Space Group | 805 | Non-usable - Circulation space |  | Unknown | 0.00 | NO
Roseworthy_RW081-Residential Study Rooms - Custance_Ground Floor_G4 _ Cleaners | RW-RW081-GN-G4 | RW081-GN-G4-Cleaners | Roseworthy | RW | RW081 | Residential Study Rooms - Custance | GN | Ground Floor | G4 | 99963 | Student Accommodation | 99939 | Unusable Spaces | 6.17 | Cleaners | 8 | Non Useable Floor Area Space Group | 806 | Non-usable - Cleaners room |  | Unknown | 0.00 | NO
Roseworthy_RW081-Residential Study Rooms - Custance_Ground Floor_G5 _ Study | RW-RW081-GN-G5 | RW081-GN-G5-Study | Roseworthy | RW | RW081 | Residential Study Rooms - Custance | GN | Ground Floor | G5 | 99963 | Student Accommodation | 99939 | Unusable Spaces | 25.27 | Study | 7 | Residential Accommodation Space Group | 700 | Residential - Specific type not defined |  | Unknown | 0.00 | NO
Roseworthy_RW081-Residential Study Rooms - Custance_Ground Floor_G6 _ Study | RW-RW081-GN-G6 | RW081-GN-G6-Study | Roseworthy | RW | RW081 | Residential Study Rooms - Custance | GN | Ground Floor | G6 | 99963 | Student Accommodation | 99939 | Unusable Spaces | 17.68 | Study | 7 | Residential Accommodation Space Group | 700 | Residential - Specific type not defined |  | Unknown | 0.00 | NO
Roseworthy_RW082-Laundry_Ground Floor_G1 _ Ldry | RW-RW082-01-G1 | RW082-01-G1-Ldry | Roseworthy | RW | RW082 | Laundry | 01 | Ground Floor | G1 | 99999 | Commercial Housing | 99939 | Unusable Spaces | 29.26 | Ldry | 7 | Residential Accommodation Space Group | 700 | Residential - Specific type not defined |  | Unknown | 0.00 | NO
Roseworthy_RW082-Laundry_Ground Floor_G2 _ Drying Room | RW-RW082-01-G2 | RW082-01-G2-Drying Room | Roseworthy | RW | RW082 | Laundry | 01 | Ground Floor | G2 | 99999 | Commercial Housing | 99939 | Unusable Spaces | 14.44 | Drying Room | 7 | Residential Accommodation Space Group | 700 | Residential - Specific type not defined |  | Unknown | 0.00 | NO
Roseworthy_RW082-Laundry_Ground Floor_G3 _ Store | RW-RW082-01-G3 | RW082-01-G3-Store | Roseworthy | RW | RW082 | Laundry | 01 | Ground Floor | G3 | 99999 | Commercial Housing | 99939 | Unusable Spaces | 14.55 | Store | 4 | Ancillary Area Space Group | 419 | Ancillary Area - Store Room - Generic |  | Unknown | 0.00 | NO
Roseworthy_RW082-Laundry_Ground Floor_G4 _ Store | RW-RW082-01-G4 | RW082-01-G4-Store | Roseworthy | RW | RW082 | Laundry | 01 | Ground Floor | G4 | 99150 | Charitable - ROCA | 859 | Infrastructure | 7.19 | Store | 4 | Ancillary Area Space Group | 419 | Ancillary Area - Store Room - Generic |  | Unknown | 0.00 | NO
Roseworthy_RW082-Laundry_Ground Floor_G4A _ Store | RW-RW082-01-G4A | RW082-01-G4A-Store | Roseworthy | RW | RW082 | Laundry | 01 | Ground Floor | G4A | 99150 | Charitable - ROCA | 859 | Infrastructure | 7.12 | Store | 4 | Ancillary Area Space Group | 419 | Ancillary Area - Store Room - Generic |  | Unknown | 0.00 | NO
Roseworthy_RW082-Laundry_Ground Floor_G5 _ Lunchroom | RW-RW082-01-G5 | RW082-01-G5-Lunchroom | Roseworthy | RW | RW082 | Laundry | 01 | Ground Floor | G5 | 99996 | Vacant | 859 | Infrastructure | 7.26 | Lunchroom | 6 | General Facility Space Group | 608 | General Facility - Kitchen/Servery/Food Storage |  | Unknown | 0.00 | NO
Roseworthy_RW082-Laundry_Ground Floor_G6 _ Store | RW-RW082-01-G6 | RW082-01-G6-Store | Roseworthy | RW | RW082 | Laundry | 01 | Ground Floor | G6 | 99996 | Vacant | 859 | Infrastructure | 6.09 | Store | 4 | Ancillary Area Space Group | 419 | Ancillary Area - Store Room - Generic |  | Unknown | 0.00 | NO
Roseworthy_RW082-Laundry_Ground Floor_G7 _ Store | RW-RW082-01-G7 | RW082-01-G7-Store | Roseworthy | RW | RW082 | Laundry | 01 | Ground Floor | G7 | 99996 | Vacant | 859 | Infrastructure | 15.05 | Store | 8 | Non Useable Floor Area Space Group | 806 | Non-usable - Cleaners room |  | Unknown | 0.00 | NO
Roseworthy_RW082-Laundry_Ground Floor_G8 _ Plantroom | RW-RW082-01-G8 | RW082-01-G8-Plantroom | Roseworthy | RW | RW082 | Laundry | 01 | Ground Floor | G8 | 99996 | Vacant | 859 | Infrastructure | 3.23 | Plantroom | 8 | Non Useable Floor Area Space Group | 811 | Non-usable - Plant room other |  | Unknown | 0.00 | NO
Roseworthy_RW082-Laundry_Ground Floor_G9 _ Linen Room | RW-RW082-01-G9 | RW082-01-G9-Linen Room | Roseworthy | RW | RW082 | Laundry | 01 | Ground Floor | G9 | 99996 | Vacant | 859 | Infrastructure | 27.95 | Linen Room | 7 | Residential Accommodation Space Group | 700 | Residential - Specific type not defined |  | Unknown | 0.00 | NO
Roseworthy_RW083-Lowrie House - Custance_Ground Floor_G1 _ Kitchen / Dining | RW-RW083-GN-G1 | RW083-GN-G1-Kitchen / Dining | Roseworthy | RW | RW083 | Lowrie House - Custance | GN | Ground Floor | G1 | 99963 | Student Accommodation | 99939 | Unusable Spaces | 18.22 | Kitchen / Dining | 6 | General Facility Space Group | 608 | General Facility - Kitchen/Servery/Food Storage |  | Unknown | 0.00 | NO
Roseworthy_RW083-Lowrie House - Custance_Ground Floor_G10 _ Verandah (UCA) | RW-RW083-GN-G10 | RW083-GN-G10-Verandah (UCA) | Roseworthy | RW | RW083 | Lowrie House - Custance | GN | Ground Floor | G10 | 99963 | Student Accommodation | 99939 | Unusable Spaces | 5.93 | Verandah (UCA) | 8 | Non Useable Floor Area Space Group | 839 | Non-usable - Verandah/Balcony |  | Unknown | 0.00 | NO
Roseworthy_RW083-Lowrie House - Custance_Ground Floor_G11 _ WC | RW-RW083-GN-G11 | RW083-GN-G11-WC | Roseworthy | RW | RW083 | Lowrie House - Custance | GN | Ground Floor | G11 | 99963 | Student Accommodation | 99939 | Unusable Spaces | 2 | WC | 8 | Non Useable Floor Area Space Group | 835 | Non-usable - Toilets/Amenities - Other |  | Unknown | 0.00 | NO
Roseworthy_RW083-Lowrie House - Custance_Ground Floor_G12 _ Bathroom | RW-RW083-GN-G12 | RW083-GN-G12-Bathroom | Roseworthy | RW | RW083 | Lowrie House - Custance | GN | Ground Floor | G12 | 99963 | Student Accommodation | 99939 | Unusable Spaces | 5.9 | Bathroom | 7 | Residential Accommodation Space Group | 700 | Residential - Specific type not defined |  | Unknown | 0.00 | NO
Roseworthy_RW083-Lowrie House - Custance_Ground Floor_G13 _ Passage | RW-RW083-GN-G13 | RW083-GN-G13-Passage | Roseworthy | RW | RW083 | Lowrie House - Custance | GN | Ground Floor | G13 | 99963 | Student Accommodation | 99939 | Unusable Spaces | 9.74 | Passage | 8 | Non Useable Floor Area Space Group | 805 | Non-usable - Circulation space |  | Unknown | 0.00 | NO
Roseworthy_RW083-Lowrie House - Custance_Ground Floor_G13A _ Store | RW-RW083-GN-G13A | RW083-GN-G13A-Store | Roseworthy | RW | RW083 | Lowrie House - Custance | GN | Ground Floor | G13A | 99963 | Student Accommodation | 99939 | Unusable Spaces | 0.51 | Store | 4 | Ancillary Area Space Group | 419 | Ancillary Area - Store Room - Generic |  | Unknown | 0.00 | NO
Roseworthy_RW083-Lowrie House - Custance_Ground Floor_G2 _ Lounge | RW-RW083-GN-G2 | RW083-GN-G2-Lounge | Roseworthy | RW | RW083 | Lowrie House - Custance | GN | Ground Floor | G2 | 99963 | Student Accommodation | 99939 | Unusable Spaces | 17.66 | Lounge | 7 | Residential Accommodation Space Group | 700 | Residential - Specific type not defined |  | Unknown | 0.00 | NO
Roseworthy_RW083-Lowrie House - Custance_Ground Floor_G3 _ Verandah (UCA) | RW-RW083-GN-G3 | RW083-GN-G3-Verandah (UCA) | Roseworthy | RW | RW083 | Lowrie House - Custance | GN | Ground Floor | G3 | 99963 | Student Accommodation | 99939 | Unusable Spaces | 8.69 | Verandah (UCA) | 8 | Non Useable Floor Area Space Group | 839 | Non-usable - Verandah/Balcony |  | Unknown | 0.00 | NO
Roseworthy_RW083-Lowrie House - Custance_Ground Floor_G4 _ Bedroom (5) | RW-RW083-GN-G4 | RW083-GN-G4-Bedroom (5) | Roseworthy | RW | RW083 | Lowrie House - Custance | GN | Ground Floor | G4 | 99963 | Student Accommodation | 99939 | Unusable Spaces | 10.13 | Bedroom (5) | 7 | Residential Accommodation Space Group | 700 | Residential - Specific type not defined |  | Unknown | 0.00 | NO
Roseworthy_RW083-Lowrie House - Custance_Ground Floor_G5 _ Bedroom (4) | RW-RW083-GN-G5 | RW083-GN-G5-Bedroom (4) | Roseworthy | RW | RW083 | Lowrie House - Custance | GN | Ground Floor | G5 | 99963 | Student Accommodation | 99939 | Unusable Spaces | 13.03 | Bedroom (4) | 7 | Residential Accommodation Space Group | 700 | Residential - Specific type not defined |  | Unknown | 0.00 | NO
Roseworthy_RW083-Lowrie House - Custance_Ground Floor_G6 _ Bedroom (3) | RW-RW083-GN-G6 | RW083-GN-G6-Bedroom (3) | Roseworthy | RW | RW083 | Lowrie House - Custance | GN | Ground Floor | G6 | 99963 | Student Accommodation | 99939 | Unusable Spaces | 10.2 | Bedroom (3) | 7 | Residential Accommodation Space Group | 700 | Residential - Specific type not defined |  | Unknown | 0.00 | NO
Roseworthy_RW083-Lowrie House - Custance_Ground Floor_G7 _ Bedroom (2) | RW-RW083-GN-G7 | RW083-GN-G7-Bedroom (2) | Roseworthy | RW | RW083 | Lowrie House - Custance | GN | Ground Floor | G7 | 99963 | Student Accommodation | 99939 | Unusable Spaces | 10.2 | Bedroom (2) | 7 | Residential Accommodation Space Group | 700 | Residential - Specific type not defined |  | Unknown | 0.00 | NO
Roseworthy_RW083-Lowrie House - Custance_Ground Floor_G8 _ Bedroom (1) | RW-RW083-GN-G8 | RW083-GN-G8-Bedroom (1) | Roseworthy | RW | RW083 | Lowrie House - Custance | GN | Ground Floor | G8 | 99963 | Student Accommodation | 99939 | Unusable Spaces | 10.2 | Bedroom (1) | 7 | Residential Accommodation Space Group | 700 | Residential - Specific type not defined |  | Unknown | 0.00 | NO
Roseworthy_RW083-Lowrie House - Custance_Ground Floor_G9 _ Ldry | RW-RW083-GN-G9 | RW083-GN-G9-Ldry | Roseworthy | RW | RW083 | Lowrie House - Custance | GN | Ground Floor | G9 | 99963 | Student Accommodation | 99939 | Unusable Spaces | 5.4 | Ldry | 7 | Residential Accommodation Space Group | 700 | Residential - Specific type not defined |  | Unknown | 0.00 | NO
Roseworthy_RW085-Machinery Shed 2_Ground Floor_G1 _ Machinery Shed | RW-RW085-01-G1 | RW085-01-G1-Machinery Shed | Roseworthy | RW | RW085 | Machinery Shed 2 | 01 | Ground Floor | G1 | 99984 | Commercial - Martindale Holdings Pty Ltd | 859 | Infrastructure | 736.31 | Machinery Shed | 8 | Non Useable Floor Area Space Group | 807 | Non-usable - Garage/Loading bay |  | Adequate | 0.00 | NO
Roseworthy_RW086-Machinery Shed 3_Ground Floor_G1 _ Machinery Shed | RW-RW086-GN-G1 | RW086-GN-G1-Machinery Shed | Roseworthy | RW | RW086 | Machinery Shed 3 | GN | Ground Floor | G1 | 99996 | Vacant | 859 | Infrastructure | 235.22 | Machinery Shed | 8 | Non Useable Floor Area Space Group | 807 | Non-usable - Garage/Loading bay |  | Adequate | 0.00 | NO
Roseworthy_RW086-Machinery Shed 3_Ground Floor_G2 _ Machinery Shed | RW-RW086-GN-G2 | RW086-GN-G2-Machinery Shed | Roseworthy | RW | RW086 | Machinery Shed 3 | GN | Ground Floor | G2 | 99984 | Commercial - Martindale Holdings Pty Ltd | 859 | Infrastructure | 331.8 | Machinery Shed | 8 | Non Useable Floor Area Space Group | 807 | Non-usable - Garage/Loading bay |  | Adequate | 0.00 | NO
Roseworthy_RW087-McCulloch House - Custance_Ground Floor_G1 _ Bedroom (4) | RW-RW087-GN-G1 | RW087-GN-G1-Bedroom (4) | Roseworthy | RW | RW087 | McCulloch House - Custance | GN | Ground Floor | G1 | 99963 | Student Accommodation | 99939 | Unusable Spaces | 13.47 | Bedroom (4) | 7 | Residential Accommodation Space Group | 700 | Residential - Specific type not defined |  | Unknown | 0.00 | NO
Roseworthy_RW087-McCulloch House - Custance_Ground Floor_G10 _ Store | RW-RW087-GN-G10 | RW087-GN-G10-Store | Roseworthy | RW | RW087 | McCulloch House - Custance | GN | Ground Floor | G10 | 99963 | Student Accommodation | 99939 | Unusable Spaces | 0.8 | Store | 4 | Ancillary Area Space Group | 419 | Ancillary Area - Store Room - Generic |  | Unknown | 0.00 | NO
Roseworthy_RW087-McCulloch House - Custance_Ground Floor_G11 _ Bathroom | RW-RW087-GN-G11 | RW087-GN-G11-Bathroom | Roseworthy | RW | RW087 | McCulloch House - Custance | GN | Ground Floor | G11 | 99963 | Student Accommodation | 99939 | Unusable Spaces | 5.94 | Bathroom | 7 | Residential Accommodation Space Group | 700 | Residential - Specific type not defined |  | Unknown | 0.00 | NO
Roseworthy_RW087-McCulloch House - Custance_Ground Floor_G12 _ Bedroom (5) | RW-RW087-GN-G12 | RW087-GN-G12-Bedroom (5) | Roseworthy | RW | RW087 | McCulloch House - Custance | GN | Ground Floor | G12 | 99963 | Student Accommodation | 99939 | Unusable Spaces | 10.26 | Bedroom (5) | 7 | Residential Accommodation Space Group | 700 | Residential - Specific type not defined |  | Unknown | 0.00 | NO
Roseworthy_RW087-McCulloch House - Custance_Ground Floor_G13 _ Corr. | RW-RW087-GN-G13 | RW087-GN-G13-Corr. | Roseworthy | RW | RW087 | McCulloch House - Custance | GN | Ground Floor | G13 | 99963 | Student Accommodation | 99939 | Unusable Spaces | 7.9 | Corr. | 8 | Non Useable Floor Area Space Group | 805 | Non-usable - Circulation space |  | Unknown | 0.00 | NO
Roseworthy_RW087-McCulloch House - Custance_Ground Floor_G2 _ Bedroom (3) | RW-RW087-GN-G2 | RW087-GN-G2-Bedroom (3) | Roseworthy | RW | RW087 | McCulloch House - Custance | GN | Ground Floor | G2 | 99963 | Student Accommodation | 99939 | Unusable Spaces | 10.13 | Bedroom (3) | 7 | Residential Accommodation Space Group | 700 | Residential - Specific type not defined |  | Unknown | 0.00 | NO
Roseworthy_RW087-McCulloch House - Custance_Ground Floor_G3 _ Bedroom (2) | RW-RW087-GN-G3 | RW087-GN-G3-Bedroom (2) | Roseworthy | RW | RW087 | McCulloch House - Custance | GN | Ground Floor | G3 | 99963 | Student Accommodation | 99939 | Unusable Spaces | 10.13 | Bedroom (2) | 7 | Residential Accommodation Space Group | 700 | Residential - Specific type not defined |  | Unknown | 0.00 | NO
Roseworthy_RW087-McCulloch House - Custance_Ground Floor_G4 _ Bedroom (1) | RW-RW087-GN-G4 | RW087-GN-G4-Bedroom (1) | Roseworthy | RW | RW087 | McCulloch House - Custance | GN | Ground Floor | G4 | 99963 | Student Accommodation | 99939 | Unusable Spaces | 9.94 | Bedroom (1) | 7 | Residential Accommodation Space Group | 700 | Residential - Specific type not defined |  | Unknown | 0.00 | NO
Roseworthy_RW087-McCulloch House - Custance_Ground Floor_G5 _ Verandah (UCA) | RW-RW087-GN-G5 | RW087-GN-G5-Verandah (UCA) | Roseworthy | RW | RW087 | McCulloch House - Custance | GN | Ground Floor | G5 | 99963 | Student Accommodation | 99939 | Unusable Spaces | 8.31 | Verandah (UCA) | 8 | Non Useable Floor Area Space Group | 839 | Non-usable - Verandah/Balcony |  | Unknown | 0.00 | NO
Roseworthy_RW087-McCulloch House - Custance_Ground Floor_G6 _ Dining / Lounge | RW-RW087-GN-G6 | RW087-GN-G6-Dining / Lounge | Roseworthy | RW | RW087 | McCulloch House - Custance | GN | Ground Floor | G6 | 99963 | Student Accommodation | 99939 | Unusable Spaces | 25.84 | Dining / Lounge | 6 | General Facility Space Group | 608 | General Facility - Kitchen/Servery/Food Storage |  | Unknown | 0.00 | NO
Roseworthy_RW087-McCulloch House - Custance_Ground Floor_G7 _ Kitchen | RW-RW087-GN-G7 | RW087-GN-G7-Kitchen | Roseworthy | RW | RW087 | McCulloch House - Custance | GN | Ground Floor | G7 | 99963 | Student Accommodation | 99939 | Unusable Spaces | 9.45 | Kitchen | 6 | General Facility Space Group | 608 | General Facility - Kitchen/Servery/Food Storage |  | Unknown | 0.00 | NO
Roseworthy_RW087-McCulloch House - Custance_Ground Floor_G8 _ Ldry | RW-RW087-GN-G8 | RW087-GN-G8-Ldry | Roseworthy | RW | RW087 | McCulloch House - Custance | GN | Ground Floor | G8 | 99963 | Student Accommodation | 99939 | Unusable Spaces | 4.86 | Ldry | 7 | Residential Accommodation Space Group | 700 | Residential - Specific type not defined |  | Unknown | 0.00 | NO
Roseworthy_RW087-McCulloch House - Custance_Ground Floor_G8A _ Verandah (UCA) | RW-RW087-GN-G8A | RW087-GN-G8A-Verandah (UCA) | Roseworthy | RW | RW087 | McCulloch House - Custance | GN | Ground Floor | G8A | 99963 | Student Accommodation | 99939 | Unusable Spaces | 5.94 | Verandah (UCA) | 8 | Non Useable Floor Area Space Group | 839 | Non-usable - Verandah/Balcony |  | Unknown | 0.00 | NO
Roseworthy_RW087-McCulloch House - Custance_Ground Floor_G9 _ WC | RW-RW087-GN-G9 | RW087-GN-G9-WC | Roseworthy | RW | RW087 | McCulloch House - Custance | GN | Ground Floor | G9 | 99963 | Student Accommodation | 99939 | Unusable Spaces | 1.81 | WC | 8 | Non Useable Floor Area Space Group | 835 | Non-usable - Toilets/Amenities - Other |  | Unknown | 0.00 | NO
Roseworthy_RW088-Manure Shed_Ground Floor_G1 _ Open Storage | RW-RW088-01-G1 | RW088-01-G1-Open Storage | Roseworthy | RW | RW088 | Manure Shed | 01 | Ground Floor | G1 | 99984 | Commercial - Martindale Holdings Pty Ltd | 859 | Infrastructure | 54.75 | Open Storage | 4 | Ancillary Area Space Group | 419 | Ancillary Area - Store Room - Generic |  | Unknown | 0.00 | NO
Roseworthy_RW088-Manure Shed_Ground Floor_G2 _ Shed - Enclosed | RW-RW088-01-G2 | RW088-01-G2-Shed - Enclosed | Roseworthy | RW | RW088 | Manure Shed | 01 | Ground Floor | G2 | 99984 | Commercial - Martindale Holdings Pty Ltd | 859 | Infrastructure | 54.02 | Shed - Enclosed | 4 | Ancillary Area Space Group | 414 | Ancillary Area - Store Room - Bulk Storage/Warehouse |  | Unknown | 0.00 | NO
Roseworthy_RW089-Model Railway Sheds_Ground Floor_G1 _ Model Railway Shed - Kitchen | RW-RW089-GN-G1 | RW089-GN-G1-Model Railway Shed - Kitchen | Roseworthy | RW | RW089 | Model Railway Sheds | GN | Ground Floor | G1 | 99993 | Charitable Relationship | 859 | Infrastructure | 23.61 | Model Railway Shed - Kitchen | 6 | General Facility Space Group | 600 | General Facility - Specific type not defined |  | Unknown | 0.00 | NO
Roseworthy_RW089-Model Railway Sheds_Ground Floor_G1A _ Store | RW-RW089-GN-G1A | RW089-GN-G1A-Store | Roseworthy | RW | RW089 | Model Railway Sheds | GN | Ground Floor | G1A | 99993 | Charitable Relationship | 859 | Infrastructure | 25.07 | Store | 4 | Ancillary Area Space Group | 419 | Ancillary Area - Store Room - Generic |  | Unknown | 0.00 | NO
Roseworthy_RW089-Model Railway Sheds_Ground Floor_G1B _ Store | RW-RW089-GN-G1B | RW089-GN-G1B-Store | Roseworthy | RW | RW089 | Model Railway Sheds | GN | Ground Floor | G1B | 99993 | Charitable Relationship | 859 | Infrastructure | 2.59 | Store | 4 | Ancillary Area Space Group | 419 | Ancillary Area - Store Room - Generic |  | Unknown | 0.00 | NO
Roseworthy_RW089-Model Railway Sheds_Ground Floor_G2 _ Model Railway Loco. Shed | RW-RW089-GN-G2 | RW089-GN-G2-Model Railway Loco. Shed | Roseworthy | RW | RW089 | Model Railway Sheds | GN | Ground Floor | G2 | 99993 | Charitable Relationship | 859 | Infrastructure | 51.04 | Model Railway Loco. Shed | 6 | General Facility Space Group | 600 | General Facility - Specific type not defined |  | Unknown | 0.00 | NO
Roseworthy_RW089-Model Railway Sheds_Ground Floor_G3 _ WC - U | RW-RW089-GN-G3 | RW089-GN-G3-WC - U | Roseworthy | RW | RW089 | Model Railway Sheds | GN | Ground Floor | G3 | 99939 | Unusable Spaces | 99939 | Unusable Spaces | 9.55 | WC - U | 8 | Non Useable Floor Area Space Group | 835 | Non-usable - Toilets/Amenities - Other |  | Unknown | 0.00 | NO
Roseworthy_RW089-Model Railway Sheds_Ground Floor_G4 _ Verandah (UCA) | RW-RW089-GN-G4 | RW089-GN-G4-Verandah (UCA) | Roseworthy | RW | RW089 | Model Railway Sheds | GN | Ground Floor | G4 | 99993 | Charitable Relationship | 859 | Infrastructure | 12.63 | Verandah (UCA) | 8 | Non Useable Floor Area Space Group | 839 | Non-usable - Verandah/Balcony |  | Unknown | 0.00 | NO
Roseworthy_RW090-Museum - Machinery_Ground Floor_G1 _ Display | RW-RW090-GN-G1 | RW090-GN-G1-Display | Roseworthy | RW | RW090 | Museum - Machinery | GN | Ground Floor | G1 | 99993 | Charitable Relationship | 859 | Infrastructure | 57.74 | Display | 4 | Ancillary Area Space Group | 406 | Ancillary Area - Display Area/ Museum/ Research Collection |  | Unknown | 0.00 | NO
Roseworthy_RW090-Museum - Machinery_Ground Floor_G2 _ Display | RW-RW090-GN-G2 | RW090-GN-G2-Display | Roseworthy | RW | RW090 | Museum - Machinery | GN | Ground Floor | G2 | 99993 | Charitable Relationship | 859 | Infrastructure | 93.97 | Display | 4 | Ancillary Area Space Group | 406 | Ancillary Area - Display Area/ Museum/ Research Collection |  | Unknown | 0.00 | NO
Roseworthy_RW090-Museum - Machinery_Ground Floor_G3 _ Display | RW-RW090-GN-G3 | RW090-GN-G3-Display | Roseworthy | RW | RW090 | Museum - Machinery | GN | Ground Floor | G3 | 99993 | Charitable Relationship | 859 | Infrastructure | 286.22 | Display | 4 | Ancillary Area Space Group | 406 | Ancillary Area - Display Area/ Museum/ Research Collection |  | Unknown | 0.00 | NO
Roseworthy_RW090-Museum - Machinery_Ground Floor_G4 _ Museum | RW-RW090-GN-G4 | RW090-GN-G4-Museum | Roseworthy | RW | RW090 | Museum - Machinery | GN | Ground Floor | G4 | 99993 | Charitable Relationship | 859 | Infrastructure | 46.83 | Museum | 6 | General Facility Space Group | 600 | General Facility - Specific type not defined |  | Unknown | 0.00 | NO
Roseworthy_RW091-Museum Display Building 1_Ground Floor_G1 _ Workshop | RW-RW091-01-G1 | RW091-01-G1-Workshop | Roseworthy | RW | RW091 | Museum Display Building 1 | 01 | Ground Floor | G1 | 99993 | Charitable Relationship | 859 | Infrastructure | 39.82 | Workshop | 4 | Ancillary Area Space Group | 403 | Ancillary Area - Workshop |  | Unknown | 0.00 | NO
Roseworthy_RW091-Museum Display Building 1_Ground Floor_G2 _ Workshop | RW-RW091-01-G2 | RW091-01-G2-Workshop | Roseworthy | RW | RW091 | Museum Display Building 1 | 01 | Ground Floor | G2 | 99993 | Charitable Relationship | 859 | Infrastructure | 42.18 | Workshop | 4 | Ancillary Area Space Group | 403 | Ancillary Area - Workshop |  | Unknown | 0.00 | NO
Roseworthy_RW091-Museum Display Building 1_Ground Floor_G3 _ Store | RW-RW091-01-G3 | RW091-01-G3-Store | Roseworthy | RW | RW091 | Museum Display Building 1 | 01 | Ground Floor | G3 | 99993 | Charitable Relationship | 859 | Infrastructure | 24.48 | Store | 4 | Ancillary Area Space Group | 419 | Ancillary Area - Store Room - Generic |  | Unknown | 0.00 | NO
Roseworthy_RW092-Museum Display Building 2_Ground Floor_G1 _ Display | RW-RW092-GN-G1 | RW092-GN-G1-Display | Roseworthy | RW | RW092 | Museum Display Building 2 | GN | Ground Floor | G1 | 99993 | Charitable Relationship | 859 | Infrastructure | 188.46 | Display | 4 | Ancillary Area Space Group | 406 | Ancillary Area - Display Area/ Museum/ Research Collection |  | Unknown | 0.00 | NO
Roseworthy_RW092-Museum Display Building 2_Ground Floor_G2 _ Reception & Interpretation Centr | RW-RW092-GN-G2 | RW092-GN-G2-Reception & Interpretation Centr | Roseworthy | RW | RW092 | Museum Display Building 2 | GN | Ground Floor | G2 | 99993 | Charitable Relationship | 859 | Infrastructure | 307.35 | Reception & Interpretation Centr | 6 | General Facility Space Group | 600 | General Facility - Specific type not defined |  | Unknown | 0.00 | NO
Roseworthy_RW093-Museum Implement Shed_Ground Floor_G1 _ Store | RW-RW093-GN-G1 | RW093-GN-G1-Store | Roseworthy | RW | RW093 | Museum Implement Shed | GN | Ground Floor | G1 | 99993 | Charitable Relationship | 859 | Infrastructure | 77.19 | Store | 4 | Ancillary Area Space Group | 419 | Ancillary Area - Store Room - Generic |  | Unknown | 0.00 | NO
Roseworthy_RW093-Museum Implement Shed_Ground Floor_G2 _ Covered Work Area | RW-RW093-GN-G2 | RW093-GN-G2-Covered Work Area | Roseworthy | RW | RW093 | Museum Implement Shed | GN | Ground Floor | G2 | 99993 | Charitable Relationship | 859 | Infrastructure | 349.91 | Covered Work Area | 6 | General Facility Space Group | 600 | General Facility - Specific type not defined |  | Unknown | 0.00 | NO
Roseworthy_RW093-Museum Implement Shed_Ground Floor_G3 _ Store | RW-RW093-GN-G3 | RW093-GN-G3-Store | Roseworthy | RW | RW093 | Museum Implement Shed | GN | Ground Floor | G3 | 99993 | Charitable Relationship | 859 | Infrastructure | 7.65 | Store | 4 | Ancillary Area Space Group | 419 | Ancillary Area - Store Room - Generic |  | Unknown | 0.00 | NO
Roseworthy_RW093-Museum Implement Shed_Ground Floor_G4 _ Electronic Room | RW-RW093-GN-G4 | RW093-GN-G4-Electronic Room | Roseworthy | RW | RW093 | Museum Implement Shed | GN | Ground Floor | G4 | 99993 | Charitable Relationship | 859 | Infrastructure | 13.5 | Electronic Room | 6 | General Facility Space Group | 600 | General Facility - Specific type not defined |  | Unknown | 0.00 | NO
Roseworthy_RW094-Museum Office and Toilet_Ground Floor_G1 _ Office | RW-RW094-GN-G1 | RW094-GN-G1-Office | Roseworthy | RW | RW094 | Museum Office and Toilet | GN | Ground Floor | G1 | 99993 | Charitable Relationship | 859 | Infrastructure | 19.94 | Office | 1 | Office Space Group | 100 | Office - Specific type not defined |  | Unknown | 0.00 | NO
Roseworthy_RW094-Museum Office and Toilet_Ground Floor_G2 _ Office | RW-RW094-GN-G2 | RW094-GN-G2-Office | Roseworthy | RW | RW094 | Museum Office and Toilet | GN | Ground Floor | G2 | 99993 | Charitable Relationship | 859 | Infrastructure | 15.54 | Office | 1 | Office Space Group | 100 | Office - Specific type not defined |  | Unknown | 0.00 | NO
Roseworthy_RW094-Museum Office and Toilet_Ground Floor_G21 _ WC | RW-RW094-GN-G21 | RW094-GN-G21-WC | Roseworthy | RW | RW094 | Museum Office and Toilet | GN | Ground Floor | G21 | 99993 | Charitable Relationship | 859 | Infrastructure | 7.47 | WC | 8 | Non Useable Floor Area Space Group | 835 | Non-usable - Toilets/Amenities - Other |  | Unknown | 0.00 | NO
Roseworthy_RW094-Museum Office and Toilet_Ground Floor_G3 _ Office | RW-RW094-GN-G3 | RW094-GN-G3-Office | Roseworthy | RW | RW094 | Museum Office and Toilet | GN | Ground Floor | G3 | 99993 | Charitable Relationship | 859 | Infrastructure | 21.71 | Office | 1 | Office Space Group | 100 | Office - Specific type not defined |  | Unknown | 0.00 | NO
Roseworthy_RW094-Museum Office and Toilet_Ground Floor_G4 _ WC | RW-RW094-GN-G4 | RW094-GN-G4-WC | Roseworthy | RW | RW094 | Museum Office and Toilet | GN | Ground Floor | G4 | 99993 | Charitable Relationship | 859 | Infrastructure | 1.96 | WC | 8 | Non Useable Floor Area Space Group | 835 | Non-usable - Toilets/Amenities - Other |  | Unknown | 0.00 | NO
Roseworthy_RW096-Nankiville Block - Custance_Ground Floor_G1 _ Lounge | RW-RW096-GN-G1 | RW096-GN-G1-Lounge | Roseworthy | RW | RW096 | Nankiville Block - Custance | GN | Ground Floor | G1 | 99963 | Student Accommodation | 99939 | Unusable Spaces | 24.48 | Lounge | 7 | Residential Accommodation Space Group | 700 | Residential - Specific type not defined |  | Unknown | 0.00 | NO
Roseworthy_RW096-Nankiville Block - Custance_Ground Floor_G10 _ Ldry | RW-RW096-GN-G10 | RW096-GN-G10-Ldry | Roseworthy | RW | RW096 | Nankiville Block - Custance | GN | Ground Floor | G10 | 99963 | Student Accommodation | 99939 | Unusable Spaces | 6.03 | Ldry | 7 | Residential Accommodation Space Group | 700 | Residential - Specific type not defined |  | Unknown | 0.00 | NO
Roseworthy_RW096-Nankiville Block - Custance_Ground Floor_G11 _ Dining / Kitchen | RW-RW096-GN-G11 | RW096-GN-G11-Dining / Kitchen | Roseworthy | RW | RW096 | Nankiville Block - Custance | GN | Ground Floor | G11 | 99963 | Student Accommodation | 99939 | Unusable Spaces | 8.69 | Dining / Kitchen | 7 | Residential Accommodation Space Group | 700 | Residential - Specific type not defined |  | Unknown | 0.00 | NO
Roseworthy_RW096-Nankiville Block - Custance_Ground Floor_G11A _ Kitchen | RW-RW096-GN-G11A | RW096-GN-G11A-Kitchen | Roseworthy | RW | RW096 | Nankiville Block - Custance | GN | Ground Floor | G11A | 99963 | Student Accommodation | 99939 | Unusable Spaces | 11.9 | Kitchen | 7 | Residential Accommodation Space Group | 700 | Residential - Specific type not defined |  | Unknown | 0.00 | NO
Roseworthy_RW096-Nankiville Block - Custance_Ground Floor_G12 _ Lounge | RW-RW096-GN-G12 | RW096-GN-G12-Lounge | Roseworthy | RW | RW096 | Nankiville Block - Custance | GN | Ground Floor | G12 | 99963 | Student Accommodation | 99939 | Unusable Spaces | 24.48 | Lounge | 7 | Residential Accommodation Space Group | 700 | Residential - Specific type not defined |  | Unknown | 0.00 | NO
Roseworthy_RW096-Nankiville Block - Custance_Ground Floor_G13 _ Bedroom (B3) | RW-RW096-GN-G13 | RW096-GN-G13-Bedroom (B3) | Roseworthy | RW | RW096 | Nankiville Block - Custance | GN | Ground Floor | G13 | 99963 | Student Accommodation | 99939 | Unusable Spaces | 9.87 | Bedroom (B3) | 7 | Residential Accommodation Space Group | 700 | Residential - Specific type not defined |  | Unknown | 0.00 | NO
Roseworthy_RW096-Nankiville Block - Custance_Ground Floor_G14 _ Bedroom (B2) | RW-RW096-GN-G14 | RW096-GN-G14-Bedroom (B2) | Roseworthy | RW | RW096 | Nankiville Block - Custance | GN | Ground Floor | G14 | 99963 | Student Accommodation | 99939 | Unusable Spaces | 9.87 | Bedroom (B2) | 7 | Residential Accommodation Space Group | 700 | Residential - Specific type not defined |  | Unknown | 0.00 | NO
Roseworthy_RW096-Nankiville Block - Custance_Ground Floor_G15 _ Bedroom (B1) | RW-RW096-GN-G15 | RW096-GN-G15-Bedroom (B1) | Roseworthy | RW | RW096 | Nankiville Block - Custance | GN | Ground Floor | G15 | 99963 | Student Accommodation | 99939 | Unusable Spaces | 17.59 | Bedroom (B1) | 7 | Residential Accommodation Space Group | 700 | Residential - Specific type not defined |  | Unknown | 0.00 | NO
Roseworthy_RW096-Nankiville Block - Custance_Ground Floor_G16 _ Vanity | RW-RW096-GN-G16 | RW096-GN-G16-Vanity | Roseworthy | RW | RW096 | Nankiville Block - Custance | GN | Ground Floor | G16 | 99963 | Student Accommodation | 99939 | Unusable Spaces | 5.25 | Vanity | 8 | Non Useable Floor Area Space Group | 835 | Non-usable - Toilets/Amenities - Other |  | Unknown | 0.00 | NO
Roseworthy_RW096-Nankiville Block - Custance_Ground Floor_G16A _ Shower | RW-RW096-GN-G16A | RW096-GN-G16A-Shower | Roseworthy | RW | RW096 | Nankiville Block - Custance | GN | Ground Floor | G16A | 99963 | Student Accommodation | 99939 | Unusable Spaces | 3.36 | Shower | 8 | Non Useable Floor Area Space Group | 835 | Non-usable - Toilets/Amenities - Other |  | Unknown | 0.00 | NO
Roseworthy_RW096-Nankiville Block - Custance_Ground Floor_G16B _ Bathroom | RW-RW096-GN-G16B | RW096-GN-G16B-Bathroom | Roseworthy | RW | RW096 | Nankiville Block - Custance | GN | Ground Floor | G16B | 99963 | Student Accommodation | 99939 | Unusable Spaces | 3.21 | Bathroom | 7 | Residential Accommodation Space Group | 700 | Residential - Specific type not defined |  | Unknown | 0.00 | NO
Roseworthy_RW096-Nankiville Block - Custance_Ground Floor_G17 _ WC | RW-RW096-GN-G17 | RW096-GN-G17-WC | Roseworthy | RW | RW096 | Nankiville Block - Custance | GN | Ground Floor | G17 | 99963 | Student Accommodation | 99939 | Unusable Spaces | 2.02 | WC | 8 | Non Useable Floor Area Space Group | 835 | Non-usable - Toilets/Amenities - Other |  | Unknown | 0.00 | NO
Roseworthy_RW096-Nankiville Block - Custance_Ground Floor_G18 _ Corr. | RW-RW096-GN-G18 | RW096-GN-G18-Corr. | Roseworthy | RW | RW096 | Nankiville Block - Custance | GN | Ground Floor | G18 | 99963 | Student Accommodation | 99939 | Unusable Spaces | 6.72 | Corr. | 8 | Non Useable Floor Area Space Group | 805 | Non-usable - Circulation space |  | Unknown | 0.00 | NO
Roseworthy_RW096-Nankiville Block - Custance_Ground Floor_G18A _ Corr. | RW-RW096-GN-G18A | RW096-GN-G18A-Corr. | Roseworthy | RW | RW096 | Nankiville Block - Custance | GN | Ground Floor | G18A | 99963 | Student Accommodation | 99939 | Unusable Spaces | 1.05 | Corr. | 8 | Non Useable Floor Area Space Group | 805 | Non-usable - Circulation space |  | Unknown | 0.00 | NO
Roseworthy_RW096-Nankiville Block - Custance_Ground Floor_G19 _ Store | RW-RW096-GN-G19 | RW096-GN-G19-Store | Roseworthy | RW | RW096 | Nankiville Block - Custance | GN | Ground Floor | G19 | 99963 | Student Accommodation | 99939 | Unusable Spaces | 0.71 | Store | 4 | Ancillary Area Space Group | 419 | Ancillary Area - Store Room - Generic |  | Unknown | 0.00 | NO
Roseworthy_RW096-Nankiville Block - Custance_Ground Floor_G2 _ Bedroom (A3) | RW-RW096-GN-G2 | RW096-GN-G2-Bedroom (A3) | Roseworthy | RW | RW096 | Nankiville Block - Custance | GN | Ground Floor | G2 | 99963 | Student Accommodation | 99939 | Unusable Spaces | 9.87 | Bedroom (A3) | 7 | Residential Accommodation Space Group | 700 | Residential - Specific type not defined |  | Unknown | 0.00 | NO
Roseworthy_RW096-Nankiville Block - Custance_Ground Floor_G20 _ Porch | RW-RW096-GN-G20 | RW096-GN-G20-Porch | Roseworthy | RW | RW096 | Nankiville Block - Custance | GN | Ground Floor | G20 | 99963 | Student Accommodation | 99939 | Unusable Spaces | 3.44 | Porch | 8 | Non Useable Floor Area Space Group | 805 | Non-usable - Circulation space |  | Unknown | 0.00 | NO
Roseworthy_RW096-Nankiville Block - Custance_Ground Floor_G21 _ Ldry | RW-RW096-GN-G21 | RW096-GN-G21-Ldry | Roseworthy | RW | RW096 | Nankiville Block - Custance | GN | Ground Floor | G21 | 99963 | Student Accommodation | 99939 | Unusable Spaces | 6.03 | Ldry | 7 | Residential Accommodation Space Group | 700 | Residential - Specific type not defined |  | Unknown | 0.00 | NO
Roseworthy_RW096-Nankiville Block - Custance_Ground Floor_G22 _ Kitchen / Dining | RW-RW096-GN-G22 | RW096-GN-G22-Kitchen / Dining | Roseworthy | RW | RW096 | Nankiville Block - Custance | GN | Ground Floor | G22 | 99963 | Student Accommodation | 99939 | Unusable Spaces | 8.69 | Kitchen / Dining | 7 | Residential Accommodation Space Group | 700 | Residential - Specific type not defined |  | Unknown | 0.00 | NO
Roseworthy_RW096-Nankiville Block - Custance_Ground Floor_G22A _ Kitchen | RW-RW096-GN-G22A | RW096-GN-G22A-Kitchen | Roseworthy | RW | RW096 | Nankiville Block - Custance | GN | Ground Floor | G22A | 99963 | Student Accommodation | 99939 | Unusable Spaces | 11.9 | Kitchen | 7 | Residential Accommodation Space Group | 700 | Residential - Specific type not defined |  | Unknown | 0.00 | NO
Roseworthy_RW096-Nankiville Block - Custance_Ground Floor_G23 _ Front Porch | RW-RW096-GN-G23 | RW096-GN-G23-Front Porch | Roseworthy | RW | RW096 | Nankiville Block - Custance | GN | Ground Floor | G23 | 99939 | Unusable Spaces | 99939 | Unusable Spaces | 6.06 | Front Porch | 7 | Residential Accommodation Space Group | 700 | Residential - Specific type not defined |  | Unknown | 0.00 | NO
Roseworthy_RW096-Nankiville Block - Custance_Ground Floor_G24 _ Front Porch | RW-RW096-GN-G24 | RW096-GN-G24-Front Porch | Roseworthy | RW | RW096 | Nankiville Block - Custance | GN | Ground Floor | G24 | 99939 | Unusable Spaces | 99939 | Unusable Spaces | 6.35 | Front Porch | 7 | Residential Accommodation Space Group | 700 | Residential - Specific type not defined |  | Unknown | 0.00 | NO
Roseworthy_RW096-Nankiville Block - Custance_Ground Floor_G3 _ Bedroom (A2) | RW-RW096-GN-G3 | RW096-GN-G3-Bedroom (A2) | Roseworthy | RW | RW096 | Nankiville Block - Custance | GN | Ground Floor | G3 | 99963 | Student Accommodation | 99939 | Unusable Spaces | 9.87 | Bedroom (A2) | 7 | Residential Accommodation Space Group | 700 | Residential - Specific type not defined |  | Unknown | 0.00 | NO
Roseworthy_RW096-Nankiville Block - Custance_Ground Floor_G4 _ Bedroom (A1) | RW-RW096-GN-G4 | RW096-GN-G4-Bedroom (A1) | Roseworthy | RW | RW096 | Nankiville Block - Custance | GN | Ground Floor | G4 | 99963 | Student Accommodation | 99939 | Unusable Spaces | 17.59 | Bedroom (A1) | 7 | Residential Accommodation Space Group | 700 | Residential - Specific type not defined |  | Unknown | 0.00 | NO
Roseworthy_RW096-Nankiville Block - Custance_Ground Floor_G5 _ Vanity | RW-RW096-GN-G5 | RW096-GN-G5-Vanity | Roseworthy | RW | RW096 | Nankiville Block - Custance | GN | Ground Floor | G5 | 99963 | Student Accommodation | 99939 | Unusable Spaces | 5.25 | Vanity | 8 | Non Useable Floor Area Space Group | 835 | Non-usable - Toilets/Amenities - Other |  | Unknown | 0.00 | NO
Roseworthy_RW096-Nankiville Block - Custance_Ground Floor_G5A _ Shower | RW-RW096-GN-G5A | RW096-GN-G5A-Shower | Roseworthy | RW | RW096 | Nankiville Block - Custance | GN | Ground Floor | G5A | 99963 | Student Accommodation | 99939 | Unusable Spaces | 3.36 | Shower | 8 | Non Useable Floor Area Space Group | 835 | Non-usable - Toilets/Amenities - Other |  | Unknown | 0.00 | NO
Roseworthy_RW096-Nankiville Block - Custance_Ground Floor_G5B _ Bathroom | RW-RW096-GN-G5B | RW096-GN-G5B-Bathroom | Roseworthy | RW | RW096 | Nankiville Block - Custance | GN | Ground Floor | G5B | 99963 | Student Accommodation | 99939 | Unusable Spaces | 3.21 | Bathroom | 7 | Residential Accommodation Space Group | 700 | Residential - Specific type not defined |  | Unknown | 0.00 | NO
Roseworthy_RW096-Nankiville Block - Custance_Ground Floor_G6 _ Corr. | RW-RW096-GN-G6 | RW096-GN-G6-Corr. | Roseworthy | RW | RW096 | Nankiville Block - Custance | GN | Ground Floor | G6 | 99963 | Student Accommodation | 99939 | Unusable Spaces | 6.72 | Corr. | 8 | Non Useable Floor Area Space Group | 805 | Non-usable - Circulation space |  | Unknown | 0.00 | NO
Roseworthy_RW096-Nankiville Block - Custance_Ground Floor_G6A _ Corr. | RW-RW096-GN-G6A | RW096-GN-G6A-Corr. | Roseworthy | RW | RW096 | Nankiville Block - Custance | GN | Ground Floor | G6A | 99963 | Student Accommodation | 99939 | Unusable Spaces | 1.05 | Corr. | 8 | Non Useable Floor Area Space Group | 805 | Non-usable - Circulation space |  | Unknown | 0.00 | NO
Roseworthy_RW096-Nankiville Block - Custance_Ground Floor_G7 _ WC | RW-RW096-GN-G7 | RW096-GN-G7-WC | Roseworthy | RW | RW096 | Nankiville Block - Custance | GN | Ground Floor | G7 | 99963 | Student Accommodation | 99939 | Unusable Spaces | 2.02 | WC | 8 | Non Useable Floor Area Space Group | 835 | Non-usable - Toilets/Amenities - Other |  | Unknown | 0.00 | NO
Roseworthy_RW096-Nankiville Block - Custance_Ground Floor_G8 _ Store | RW-RW096-GN-G8 | RW096-GN-G8-Store | Roseworthy | RW | RW096 | Nankiville Block - Custance | GN | Ground Floor | G8 | 99963 | Student Accommodation | 99939 | Unusable Spaces | 0.71 | Store | 4 | Ancillary Area Space Group | 419 | Ancillary Area - Store Room - Generic |  | Unknown | 0.00 | NO
Roseworthy_RW096-Nankiville Block - Custance_Ground Floor_G9 _ Porch | RW-RW096-GN-G9 | RW096-GN-G9-Porch | Roseworthy | RW | RW096 | Nankiville Block - Custance | GN | Ground Floor | G9 | 99963 | Student Accommodation | 99939 | Unusable Spaces | 3.44 | Porch | 8 | Non Useable Floor Area Space Group | 805 | Non-usable - Circulation space |  | Unknown | 0.00 | NO
Roseworthy_RW097-Oates House - Custance_Ground Floor_G1 _ Lounge | RW-RW097-GN-G1 | RW097-GN-G1-Lounge | Roseworthy | RW | RW097 | Oates House - Custance | GN | Ground Floor | G1 | 99963 | Student Accommodation | 99939 | Unusable Spaces | 26.29 | Lounge | 7 | Residential Accommodation Space Group | 700 | Residential - Specific type not defined |  | Unknown | 0.00 | NO
Roseworthy_RW097-Oates House - Custance_Ground Floor_G10 _ Bedroom (4) | RW-RW097-GN-G10 | RW097-GN-G10-Bedroom (4) | Roseworthy | RW | RW097 | Oates House - Custance | GN | Ground Floor | G10 | 99963 | Student Accommodation | 99939 | Unusable Spaces | 10.91 | Bedroom (4) | 7 | Residential Accommodation Space Group | 700 | Residential - Specific type not defined |  | Unknown | 0.00 | NO
Roseworthy_RW097-Oates House - Custance_Ground Floor_G11 _ Bedroom (5) | RW-RW097-GN-G11 | RW097-GN-G11-Bedroom (5) | Roseworthy | RW | RW097 | Oates House - Custance | GN | Ground Floor | G11 | 99963 | Student Accommodation | 99939 | Unusable Spaces | 11.27 | Bedroom (5) | 7 | Residential Accommodation Space Group | 700 | Residential - Specific type not defined |  | Unknown | 0.00 | NO
Roseworthy_RW097-Oates House - Custance_Ground Floor_G12 _ Porch | RW-RW097-GN-G12 | RW097-GN-G12-Porch | Roseworthy | RW | RW097 | Oates House - Custance | GN | Ground Floor | G12 | 99963 | Student Accommodation | 99939 | Unusable Spaces | 9.37 | Porch | 8 | Non Useable Floor Area Space Group | 805 | Non-usable - Circulation space |  | Unknown | 0.00 | NO
Roseworthy_RW097-Oates House - Custance_Ground Floor_G13 _ Corr. | RW-RW097-GN-G13 | RW097-GN-G13-Corr. | Roseworthy | RW | RW097 | Oates House - Custance | GN | Ground Floor | G13 | 99963 | Student Accommodation | 99939 | Unusable Spaces | 7.74 | Corr. | 8 | Non Useable Floor Area Space Group | 805 | Non-usable - Circulation space |  | Unknown | 0.00 | NO
Roseworthy_RW097-Oates House - Custance_Ground Floor_G2 _ Kitchen / Dining | RW-RW097-GN-G2 | RW097-GN-G2-Kitchen / Dining | Roseworthy | RW | RW097 | Oates House - Custance | GN | Ground Floor | G2 | 99963 | Student Accommodation | 99939 | Unusable Spaces | 20.74 | Kitchen / Dining | 6 | General Facility Space Group | 608 | General Facility - Kitchen/Servery/Food Storage |  | Unknown | 0.00 | NO
Roseworthy_RW097-Oates House - Custance_Ground Floor_G3 _ Ldry | RW-RW097-GN-G3 | RW097-GN-G3-Ldry | Roseworthy | RW | RW097 | Oates House - Custance | GN | Ground Floor | G3 | 99963 | Student Accommodation | 99939 | Unusable Spaces | 5.57 | Ldry | 7 | Residential Accommodation Space Group | 700 | Residential - Specific type not defined |  | Unknown | 0.00 | NO
Roseworthy_RW097-Oates House - Custance_Ground Floor_G4 _ Porch | RW-RW097-GN-G4 | RW097-GN-G4-Porch | Roseworthy | RW | RW097 | Oates House - Custance | GN | Ground Floor | G4 | 99963 | Student Accommodation | 99939 | Unusable Spaces | 3.28 | Porch | 8 | Non Useable Floor Area Space Group | 805 | Non-usable - Circulation space |  | Unknown | 0.00 | NO
Roseworthy_RW097-Oates House - Custance_Ground Floor_G4A _ Store | RW-RW097-GN-G4A | RW097-GN-G4A-Store | Roseworthy | RW | RW097 | Oates House - Custance | GN | Ground Floor | G4A | 99963 | Student Accommodation | 99939 | Unusable Spaces | 0.85 | Store | 4 | Ancillary Area Space Group | 419 | Ancillary Area - Store Room - Generic |  | Unknown | 0.00 | NO
Roseworthy_RW097-Oates House - Custance_Ground Floor_G5 _ WC | RW-RW097-GN-G5 | RW097-GN-G5-WC | Roseworthy | RW | RW097 | Oates House - Custance | GN | Ground Floor | G5 | 99963 | Student Accommodation | 99939 | Unusable Spaces | 1.73 | WC | 8 | Non Useable Floor Area Space Group | 835 | Non-usable - Toilets/Amenities - Other |  | Unknown | 0.00 | NO
Roseworthy_RW097-Oates House - Custance_Ground Floor_G6 _ Vanity | RW-RW097-GN-G6 | RW097-GN-G6-Vanity | Roseworthy | RW | RW097 | Oates House - Custance | GN | Ground Floor | G6 | 99963 | Student Accommodation | 99939 | Unusable Spaces | 3.56 | Vanity | 8 | Non Useable Floor Area Space Group | 835 | Non-usable - Toilets/Amenities - Other |  | Unknown | 0.00 | NO
Roseworthy_RW097-Oates House - Custance_Ground Floor_G6A _ Shower | RW-RW097-GN-G6A | RW097-GN-G6A-Shower | Roseworthy | RW | RW097 | Oates House - Custance | GN | Ground Floor | G6A | 99963 | Student Accommodation | 99939 | Unusable Spaces | 3.11 | Shower | 8 | Non Useable Floor Area Space Group | 835 | Non-usable - Toilets/Amenities - Other |  | Unknown | 0.00 | NO
Roseworthy_RW097-Oates House - Custance_Ground Floor_G7 _ Bedroom (1) | RW-RW097-GN-G7 | RW097-GN-G7-Bedroom (1) | Roseworthy | RW | RW097 | Oates House - Custance | GN | Ground Floor | G7 | 99963 | Student Accommodation | 99939 | Unusable Spaces | 10.01 | Bedroom (1) | 7 | Residential Accommodation Space Group | 700 | Residential - Specific type not defined |  | Unknown | 0.00 | NO
Roseworthy_RW097-Oates House - Custance_Ground Floor_G8 _ Bedroom (2) | RW-RW097-GN-G8 | RW097-GN-G8-Bedroom (2) | Roseworthy | RW | RW097 | Oates House - Custance | GN | Ground Floor | G8 | 99963 | Student Accommodation | 99939 | Unusable Spaces | 11.11 | Bedroom (2) | 7 | Residential Accommodation Space Group | 700 | Residential - Specific type not defined |  | Unknown | 0.00 | NO
Roseworthy_RW097-Oates House - Custance_Ground Floor_G9 _ Bedroom (3) | RW-RW097-GN-G9 | RW097-GN-G9-Bedroom (3) | Roseworthy | RW | RW097 | Oates House - Custance | GN | Ground Floor | G9 | 99963 | Student Accommodation | 99939 | Unusable Spaces | 11.11 | Bedroom (3) | 7 | Residential Accommodation Space Group | 700 | Residential - Specific type not defined |  | Unknown | 0.00 | NO
Roseworthy_RW098-Old Slaughter House_Ground Floor_G1 _ Store | RW-RW098-GN-G1 | RW098-GN-G1-Store | Roseworthy | RW | RW098 | Old Slaughter House | GN | Ground Floor | G1 | 99984 | Commercial - Martindale Holdings Pty Ltd | 859 | Infrastructure | 35.05 | Store | 4 | Ancillary Area Space Group | 404 | Ancillary Area - Animal Holding |  | Barely Adequate | 2,703.81 | NO
Roseworthy_RW098-Old Slaughter House_Ground Floor_G2 _ Store | RW-RW098-GN-G2 | RW098-GN-G2-Store | Roseworthy | RW | RW098 | Old Slaughter House | GN | Ground Floor | G2 | 99984 | Commercial - Martindale Holdings Pty Ltd | 859 | Infrastructure | 10.78 | Store | 4 | Ancillary Area Space Group | 404 | Ancillary Area - Animal Holding |  | Barely Adequate | 831.59 | NO
Roseworthy_RW098-Old Slaughter House_Ground Floor_G3 _ Store | RW-RW098-GN-G3 | RW098-GN-G3-Store | Roseworthy | RW | RW098 | Old Slaughter House | GN | Ground Floor | G3 | 99984 | Commercial - Martindale Holdings Pty Ltd | 859 | Infrastructure | 29.59 | Store | 4 | Ancillary Area Space Group | 404 | Ancillary Area - Animal Holding |  | Barely Adequate | 2,282.62 | NO
Roseworthy_RW098-Old Slaughter House_Ground Floor_G4 _ Store | RW-RW098-GN-G4 | RW098-GN-G4-Store | Roseworthy | RW | RW098 | Old Slaughter House | GN | Ground Floor | G4 | 99984 | Commercial - Martindale Holdings Pty Ltd | 859 | Infrastructure | 21.2 | Store | 4 | Ancillary Area Space Group | 404 | Ancillary Area - Animal Holding |  | Barely Adequate | 1,635.40 | NO
Roseworthy_RW099-Old Tassie Building_Ground Floor_G1 _ Entry | RW-RW099-01-G1 | RW099-01-G1-Entry | Roseworthy | RW | RW099 | Old Tassie Building | 01 | Ground Floor | G1 | 99939 | Unusable Spaces | 99939 | Unusable Spaces | 6 | Entry | 8 | Non Useable Floor Area Space Group | 805 | Non-usable - Circulation space |  | Unknown | 0.00 | NO
Roseworthy_RW099-Old Tassie Building_Ground Floor_G2 _ Office - Open Plan | RW-RW099-01-G2 | RW099-01-G2-Office - Open Plan | Roseworthy | RW | RW099 | Old Tassie Building | 01 | Ground Floor | G2 | 122 | School of Animal and Veterinary Sciences | 122 | School of Animal and Veterinary Sciences | 76.48 | Office - Open Plan | 1 | Office Space Group | 114 | Open Plan - Research Students |  | Excellent | 10,265.97 | NO
Roseworthy_RW099-Old Tassie Building_Ground Floor_G3 _ Office - Open Plan | RW-RW099-01-G3 | RW099-01-G3-Office - Open Plan | Roseworthy | RW | RW099 | Old Tassie Building | 01 | Ground Floor | G3 | 122 | School of Animal and Veterinary Sciences | 122 | School of Animal and Veterinary Sciences | 43.86 | Office - Open Plan | 1 | Office Space Group | 114 | Open Plan - Research Students |  | Excellent | 5,887.36 | NO
Roseworthy_RW100-Oval Grandstand_Level One_GS1 _ Seating - Grandstand (UCA) | RW-RW100-01-GS1 | RW100-01-GS1-Seating - Grandstand (UCA) | Roseworthy | RW | RW100 | Oval Grandstand | 01 | Level One | GS1 | 859 | Infrastructure Office | 859 | Infrastructure | 96.3 | Seating - Grandstand (UCA) | 9 | Non Reportable Areas Space Group | 999 | Non-reportable - Not Elsewhere Classifiable |  | Unknown | 0.00 | NO
Roseworthy_RW100-Oval Grandstand_Ground Floor_G0 _ Stair - Grandstand (UCA) | RW-RW100-GN-G0 | RW100-GN-G0-Stair - Grandstand (UCA) | Roseworthy | RW | RW100 | Oval Grandstand | GN | Ground Floor | G0 | 99939 | Unusable Spaces | 99939 | Unusable Spaces | 4.61 | Stair - Grandstand (UCA) | 8 | Non Useable Floor Area Space Group | 805 | Non-usable - Circulation space |  | Unknown | 0.00 | NO
Roseworthy_RW100-Oval Grandstand_Ground Floor_G1 _ Store | RW-RW100-GN-G1 | RW100-GN-G1-Store | Roseworthy | RW | RW100 | Oval Grandstand | GN | Ground Floor | G1 | 859 | Infrastructure Office | 859 | Infrastructure | 38.4 | Store | 4 | Ancillary Area Space Group | 419 | Ancillary Area - Store Room - Generic |  | Unknown | 0.00 | NO
Roseworthy_RW100-Oval Grandstand_Ground Floor_G2 _ Changeroom - Visitors | RW-RW100-GN-G2 | RW100-GN-G2-Changeroom - Visitors | Roseworthy | RW | RW100 | Oval Grandstand | GN | Ground Floor | G2 | 99939 | Unusable Spaces | 99939 | Unusable Spaces | 36.2 | Changeroom - Visitors | 8 | Non Useable Floor Area Space Group | 835 | Non-usable - Toilets/Amenities - Other |  | Unknown | 0.00 | NO
Roseworthy_RW100-Oval Grandstand_Ground Floor_G3 _ Umpires Room / Store | RW-RW100-GN-G3 | RW100-GN-G3-Umpires Room / Store | Roseworthy | RW | RW100 | Oval Grandstand | GN | Ground Floor | G3 | 99996 | Vacant | 859 | Infrastructure | 6.65 | Umpires Room / Store | 4 | Ancillary Area Space Group | 416 | Ancillary Area - Locker Storage/Room |  | Unknown | 0.00 | NO
Roseworthy_RW100-Oval Grandstand_Ground Floor_G4 _ WC - M | RW-RW100-GN-G4 | RW100-GN-G4-WC - M | Roseworthy | RW | RW100 | Oval Grandstand | GN | Ground Floor | G4 | 99939 | Unusable Spaces | 99939 | Unusable Spaces | 1.7 | WC - M | 8 | Non Useable Floor Area Space Group | 821 | Non-usable - Toilets/Amenities - Male |  | Unknown | 0.00 | NO
Roseworthy_RW100-Oval Grandstand_Ground Floor_G5 _ Urinal - M | RW-RW100-GN-G5 | RW100-GN-G5-Urinal - M | Roseworthy | RW | RW100 | Oval Grandstand | GN | Ground Floor | G5 | 99939 | Unusable Spaces | 99939 | Unusable Spaces | 3.61 | Urinal - M | 8 | Non Useable Floor Area Space Group | 821 | Non-usable - Toilets/Amenities - Male |  | Unknown | 0.00 | NO
Roseworthy_RW100-Oval Grandstand_Ground Floor_G6 _ Shower | RW-RW100-GN-G6 | RW100-GN-G6-Shower | Roseworthy | RW | RW100 | Oval Grandstand | GN | Ground Floor | G6 | 99939 | Unusable Spaces | 99939 | Unusable Spaces | 5.82 | Shower | 8 | Non Useable Floor Area Space Group | 835 | Non-usable - Toilets/Amenities - Other |  | Unknown | 0.00 | NO
Roseworthy_RW100-Oval Grandstand_Ground Floor_G7 _ Shower | RW-RW100-GN-G7 | RW100-GN-G7-Shower | Roseworthy | RW | RW100 | Oval Grandstand | GN | Ground Floor | G7 | 99939 | Unusable Spaces | 99939 | Unusable Spaces | 5.82 | Shower | 8 | Non Useable Floor Area Space Group | 835 | Non-usable - Toilets/Amenities - Other |  | Unknown | 0.00 | NO
Roseworthy_RW100-Oval Grandstand_Ground Floor_G8 _ Changeroom - Home | RW-RW100-GN-G8 | RW100-GN-G8-Changeroom - Home | Roseworthy | RW | RW100 | Oval Grandstand | GN | Ground Floor | G8 | 99939 | Unusable Spaces | 99939 | Unusable Spaces | 38.37 | Changeroom - Home | 8 | Non Useable Floor Area Space Group | 835 | Non-usable - Toilets/Amenities - Other |  | Unknown | 0.00 | NO
Roseworthy_RW100-Oval Grandstand_Ground Floor_G9 _ Access | RW-RW100-GN-G9 | RW100-GN-G9-Access | Roseworthy | RW | RW100 | Oval Grandstand | GN | Ground Floor | G9 | 99939 | Unusable Spaces | 99939 | Unusable Spaces | 1.39 | Access | 8 | Non Useable Floor Area Space Group | 805 | Non-usable - Circulation space |  | Unknown | 0.00 | NO
Roseworthy_RW101-Oval Canteen_Ground Floor_G0 _ Oval Canteen | RW-RW101-GN-G0 | RW101-GN-G0-Oval Canteen | Roseworthy | RW | RW101 | Oval Canteen | GN | Ground Floor | G0 | 99994 | Uni of Adelaide Student Union Association | 859 | Infrastructure | 21.07 | Oval Canteen | 6 | General Facility Space Group | 608 | General Facility - Kitchen/Servery/Food Storage |  | Unknown | 0.00 | NO
Roseworthy_RW102-Plant Breeder Machinery Shed_Ground Floor_G1 _ Plant Breeder Mach. Shed | RW-RW102-GN-G1 | RW102-GN-G1-Plant Breeder Mach. Shed | Roseworthy | RW | RW102 | Plant Breeder Machinery Shed | GN | Ground Floor | G1 | 99101 | State - CFS - Country Fire Service | 859 | Infrastructure | 252.19 | Plant Breeder Mach. Shed | 8 | Non Useable Floor Area Space Group | 807 | Non-usable - Garage/Loading bay |  | Adequate | 0.00 | NO
Roseworthy_RW103-Plant Breeding Stores_Ground Floor_G01 _ Store | RW-RW103-GN-G01 | RW103-GN-G01-Store | Roseworthy | RW | RW103 | Plant Breeding Stores | GN | Ground Floor | G01 | 99996 | Vacant | 859 | Infrastructure | 101.64 | Store | 4 | Ancillary Area Space Group | 419 | Ancillary Area - Store Room - Generic |  | Adequate | 8,167.37 | NO
Roseworthy_RW103-Plant Breeding Stores_Ground Floor_G02 _ Store | RW-RW103-GN-G02 | RW103-GN-G02-Store | Roseworthy | RW | RW103 | Plant Breeding Stores | GN | Ground Floor | G02 | 99996 | Vacant | 859 | Infrastructure | 52.92 | Store | 4 | Ancillary Area Space Group | 419 | Ancillary Area - Store Room - Generic |  | Adequate | 4,252.43 | NO
Roseworthy_RW103-Plant Breeding Stores_Ground Floor_G03 _ Cool Room | RW-RW103-GN-G03 | RW103-GN-G03-Cool Room | Roseworthy | RW | RW103 | Plant Breeding Stores | GN | Ground Floor | G03 | 99996 | Vacant | 859 | Infrastructure | 19.04 | Cool Room | 4 | Ancillary Area Space Group | 405 | Ancillary Area - Constant Temperature/ Freezer/Cold/Warm Rooms |  | Adequate | 1,529.98 | NO
Roseworthy_RW103-Plant Breeding Stores_Ground Floor_G1 _ Plant Breeding Store | RW-RW103-GN-G1 | RW103-GN-G1-Plant Breeding Store | Roseworthy | RW | RW103 | Plant Breeding Stores | GN | Ground Floor | G1 | 99996 | Vacant | 859 | Infrastructure | 74.37 | Plant Breeding Store | 6 | General Facility Space Group | 600 | General Facility - Specific type not defined |  | Adequate | 7,605.90 | NO
Roseworthy_RW103-Plant Breeding Stores_Ground Floor_G2 _ Cool Room | RW-RW103-GN-G2 | RW103-GN-G2-Cool Room | Roseworthy | RW | RW103 | Plant Breeding Stores | GN | Ground Floor | G2 | 99996 | Vacant | 859 | Infrastructure | 11.62 | Cool Room | 4 | Ancillary Area Space Group | 405 | Ancillary Area - Constant Temperature/ Freezer/Cold/Warm Rooms |  | Adequate | 933.73 | NO
Roseworthy_RW103-Plant Breeding Stores_Ground Floor_G3 _ Cool Room | RW-RW103-GN-G3 | RW103-GN-G3-Cool Room | Roseworthy | RW | RW103 | Plant Breeding Stores | GN | Ground Floor | G3 | 99996 | Vacant | 859 | Infrastructure | 11.62 | Cool Room | 4 | Ancillary Area Space Group | 405 | Ancillary Area - Constant Temperature/ Freezer/Cold/Warm Rooms |  | Adequate | 933.73 | NO
Roseworthy_RW103-Plant Breeding Stores_Ground Floor_G4 _ Cool Room | RW-RW103-GN-G4 | RW103-GN-G4-Cool Room | Roseworthy | RW | RW103 | Plant Breeding Stores | GN | Ground Floor | G4 | 99996 | Vacant | 859 | Infrastructure | 11.62 | Cool Room | 4 | Ancillary Area Space Group | 405 | Ancillary Area - Constant Temperature/ Freezer/Cold/Warm Rooms |  | Adequate | 933.73 | NO
Roseworthy_RW103-Plant Breeding Stores_Ground Floor_G5 _ Laboratory | RW-RW103-GN-G5 | RW103-GN-G5-Laboratory | Roseworthy | RW | RW103 | Plant Breeding Stores | GN | Ground Floor | G5 | 99996 | Vacant | 859 | Infrastructure | 8.63 | Laboratory | 3 | Specialist Teaching or Research Space Group | 300 | Laboratory - Specialist teaching and research - type not defined |  | Adequate | 1,048.09 | NO
Roseworthy_RW103-Plant Breeding Stores_Ground Floor_G5A _ Laboratory | RW-RW103-GN-G5A | RW103-GN-G5A-Laboratory | Roseworthy | RW | RW103 | Plant Breeding Stores | GN | Ground Floor | G5A | 99996 | Vacant | 859 | Infrastructure | 8.4 | Laboratory | 3 | Specialist Teaching or Research Space Group | 300 | Laboratory - Specialist teaching and research - type not defined |  | Adequate | 1,020.15 | NO
Roseworthy_RW103-Plant Breeding Stores_Ground Floor_G6 _ Laboratory | RW-RW103-GN-G6 | RW103-GN-G6-Laboratory | Roseworthy | RW | RW103 | Plant Breeding Stores | GN | Ground Floor | G6 | 99996 | Vacant | 859 | Infrastructure | 16.06 | Laboratory | 3 | Specialist Teaching or Research Space Group | 300 | Laboratory - Specialist teaching and research - type not defined |  | Adequate | 1,950.44 | NO
Roseworthy_RW103-Plant Breeding Stores_Ground Floor_G7 _ Store | RW-RW103-GN-G7 | RW103-GN-G7-Store | Roseworthy | RW | RW103 | Plant Breeding Stores | GN | Ground Floor | G7 | 99996 | Vacant | 859 | Infrastructure | 24.42 | Store | 4 | Ancillary Area Space Group | 419 | Ancillary Area - Store Room - Generic |  | Adequate | 1,962.29 | NO
Roseworthy_RW104-Perkins House - Custance_Ground Floor_G1 _ Bedroom (4) | RW-RW104-GN-G1 | RW104-GN-G1-Bedroom (4) | Roseworthy | RW | RW104 | Perkins House - Custance | GN | Ground Floor | G1 | 99963 | Student Accommodation | 99939 | Unusable Spaces | 13.47 | Bedroom (4) | 7 | Residential Accommodation Space Group | 700 | Residential - Specific type not defined |  | Unknown | 0.00 | NO
Roseworthy_RW104-Perkins House - Custance_Ground Floor_G10 _ Store | RW-RW104-GN-G10 | RW104-GN-G10-Store | Roseworthy | RW | RW104 | Perkins House - Custance | GN | Ground Floor | G10 | 99963 | Student Accommodation | 99939 | Unusable Spaces | 0.8 | Store | 4 | Ancillary Area Space Group | 419 | Ancillary Area - Store Room - Generic |  | Unknown | 0.00 | NO
Roseworthy_RW104-Perkins House - Custance_Ground Floor_G11 _ Bathroom | RW-RW104-GN-G11 | RW104-GN-G11-Bathroom | Roseworthy | RW | RW104 | Perkins House - Custance | GN | Ground Floor | G11 | 99963 | Student Accommodation | 99939 | Unusable Spaces | 5.94 | Bathroom | 7 | Residential Accommodation Space Group | 700 | Residential - Specific type not defined |  | Unknown | 0.00 | NO
Roseworthy_RW104-Perkins House - Custance_Ground Floor_G12 _ Bedroom (5) | RW-RW104-GN-G12 | RW104-GN-G12-Bedroom (5) | Roseworthy | RW | RW104 | Perkins House - Custance | GN | Ground Floor | G12 | 99963 | Student Accommodation | 99939 | Unusable Spaces | 10.26 | Bedroom (5) | 7 | Residential Accommodation Space Group | 700 | Residential - Specific type not defined |  | Unknown | 0.00 | NO
Roseworthy_RW104-Perkins House - Custance_Ground Floor_G13 _ Corr. | RW-RW104-GN-G13 | RW104-GN-G13-Corr. | Roseworthy | RW | RW104 | Perkins House - Custance | GN | Ground Floor | G13 | 99963 | Student Accommodation | 99939 | Unusable Spaces | 7.9 | Corr. | 8 | Non Useable Floor Area Space Group | 805 | Non-usable - Circulation space |  | Unknown | 0.00 | NO
Roseworthy_RW104-Perkins House - Custance_Ground Floor_G2 _ Bedroom (3) | RW-RW104-GN-G2 | RW104-GN-G2-Bedroom (3) | Roseworthy | RW | RW104 | Perkins House - Custance | GN | Ground Floor | G2 | 99963 | Student Accommodation | 99939 | Unusable Spaces | 10.13 | Bedroom (3) | 7 | Residential Accommodation Space Group | 700 | Residential - Specific type not defined |  | Unknown | 0.00 | NO
Roseworthy_RW104-Perkins House - Custance_Ground Floor_G3 _ Bedroom (2) | RW-RW104-GN-G3 | RW104-GN-G3-Bedroom (2) | Roseworthy | RW | RW104 | Perkins House - Custance | GN | Ground Floor | G3 | 99963 | Student Accommodation | 99939 | Unusable Spaces | 10.13 | Bedroom (2) | 7 | Residential Accommodation Space Group | 700 | Residential - Specific type not defined |  | Unknown | 0.00 | NO
Roseworthy_RW104-Perkins House - Custance_Ground Floor_G4 _ Bedroom (1) | RW-RW104-GN-G4 | RW104-GN-G4-Bedroom (1) | Roseworthy | RW | RW104 | Perkins House - Custance | GN | Ground Floor | G4 | 99963 | Student Accommodation | 99939 | Unusable Spaces | 9.94 | Bedroom (1) | 7 | Residential Accommodation Space Group | 700 | Residential - Specific type not defined |  | Unknown | 0.00 | NO
Roseworthy_RW104-Perkins House - Custance_Ground Floor_G5 _ Verandah (UCA) | RW-RW104-GN-G5 | RW104-GN-G5-Verandah (UCA) | Roseworthy | RW | RW104 | Perkins House - Custance | GN | Ground Floor | G5 | 99963 | Student Accommodation | 99939 | Unusable Spaces | 8.31 | Verandah (UCA) | 8 | Non Useable Floor Area Space Group | 839 | Non-usable - Verandah/Balcony |  | Unknown | 0.00 | NO
Roseworthy_RW104-Perkins House - Custance_Ground Floor_G6 _ Dining / Lounge | RW-RW104-GN-G6 | RW104-GN-G6-Dining / Lounge | Roseworthy | RW | RW104 | Perkins House - Custance | GN | Ground Floor | G6 | 99963 | Student Accommodation | 99939 | Unusable Spaces | 25.84 | Dining / Lounge | 6 | General Facility Space Group | 608 | General Facility - Kitchen/Servery/Food Storage |  | Unknown | 0.00 | NO
Roseworthy_RW104-Perkins House - Custance_Ground Floor_G7 _ Kitchen | RW-RW104-GN-G7 | RW104-GN-G7-Kitchen | Roseworthy | RW | RW104 | Perkins House - Custance | GN | Ground Floor | G7 | 99963 | Student Accommodation | 99939 | Unusable Spaces | 9.45 | Kitchen | 6 | General Facility Space Group | 608 | General Facility - Kitchen/Servery/Food Storage |  | Unknown | 0.00 | NO
Roseworthy_RW104-Perkins House - Custance_Ground Floor_G8 _ Ldry | RW-RW104-GN-G8 | RW104-GN-G8-Ldry | Roseworthy | RW | RW104 | Perkins House - Custance | GN | Ground Floor | G8 | 99963 | Student Accommodation | 99939 | Unusable Spaces | 4.86 | Ldry | 7 | Residential Accommodation Space Group | 700 | Residential - Specific type not defined |  | Unknown | 0.00 | NO
Roseworthy_RW104-Perkins House - Custance_Ground Floor_G8A _ Verandah (UCA) | RW-RW104-GN-G8A | RW104-GN-G8A-Verandah (UCA) | Roseworthy | RW | RW104 | Perkins House - Custance | GN | Ground Floor | G8A | 99963 | Student Accommodation | 99939 | Unusable Spaces | 5.94 | Verandah (UCA) | 8 | Non Useable Floor Area Space Group | 839 | Non-usable - Verandah/Balcony |  | Unknown | 0.00 | NO
Roseworthy_RW104-Perkins House - Custance_Ground Floor_G9 _ WC | RW-RW104-GN-G9 | RW104-GN-G9-WC | Roseworthy | RW | RW104 | Perkins House - Custance | GN | Ground Floor | G9 | 99963 | Student Accommodation | 99939 | Unusable Spaces | 1.81 | WC | 8 | Non Useable Floor Area Space Group | 835 | Non-usable - Toilets/Amenities - Other |  | Unknown | 0.00 | NO
Roseworthy_RW105-Possums Hut_Ground Floor_G1 _ The Athenians - Store | RW-RW105-GN-G1 | RW105-GN-G1-The Athenians - Store | Roseworthy | RW | RW105 | Possums Hut | GN | Ground Floor | G1 | 859 | Infrastructure Office | 859 | Infrastructure | 17.67 | The Athenians - Store | 4 | Ancillary Area Space Group | 419 | Ancillary Area - Store Room - Generic |  | Barely Adequate | 1,363.09 | NO
Roseworthy_RW105-Possums Hut_Ground Floor_G1A _ A/L | RW-RW105-GN-G1A | RW105-GN-G1A-A/L | Roseworthy | RW | RW105 | Possums Hut | GN | Ground Floor | G1A | 859 | Infrastructure Office | 859 | Infrastructure | 0.86 | A/L | 8 | Non Useable Floor Area Space Group | 835 | Non-usable - Toilets/Amenities - Other |  | Barely Adequate | 0.00 | NO
Roseworthy_RW105-Possums Hut_Ground Floor_G2 _ The Athenians - Store | RW-RW105-GN-G2 | RW105-GN-G2-The Athenians - Store | Roseworthy | RW | RW105 | Possums Hut | GN | Ground Floor | G2 | 859 | Infrastructure Office | 859 | Infrastructure | 12.87 | The Athenians - Store | 4 | Ancillary Area Space Group | 419 | Ancillary Area - Store Room - Generic |  | Barely Adequate | 992.81 | NO
Roseworthy_RW105-Possums Hut_Ground Floor_G3 _ The Athenians - Shed | RW-RW105-GN-G3 | RW105-GN-G3-The Athenians - Shed | Roseworthy | RW | RW105 | Possums Hut | GN | Ground Floor | G3 | 859 | Infrastructure Office | 859 | Infrastructure | 14.62 | The Athenians - Shed | 4 | Ancillary Area Space Group | 419 | Ancillary Area - Store Room - Generic |  | Barely Adequate | 1,127.81 | NO
Roseworthy_RW105-Possums Hut_Ground Floor_G4 _ Shed | RW-RW105-GN-G4 | RW105-GN-G4-Shed | Roseworthy | RW | RW105 | Possums Hut | GN | Ground Floor | G4 | 859 | Infrastructure Office | 859 | Infrastructure | 55.05 | Shed | 4 | Ancillary Area Space Group | 414 | Ancillary Area - Store Room - Bulk Storage/Warehouse |  | Barely Adequate | 4,246.65 | NO
Roseworthy_RW105-Possums Hut_Ground Floor_G5 _ Store | RW-RW105-GN-G5 | RW105-GN-G5-Store | Roseworthy | RW | RW105 | Possums Hut | GN | Ground Floor | G5 | 859 | Infrastructure Office | 859 | Infrastructure | 39.53 | Store | 4 | Ancillary Area Space Group | 419 | Ancillary Area - Store Room - Generic |  | Barely Adequate | 3,049.41 | NO
Roseworthy_RW106-Perkins Building_Mezzanine_101 _ Corr. | RW-RW106-01-101 | RW106-01-101-Corr. | Roseworthy | RW | RW106 | Perkins Building | 01 | Mezzanine | 101 | 99996 | Vacant | 859 | Infrastructure | 17.48 | Corr. | 8 | Non Useable Floor Area Space Group | 805 | Non-usable - Circulation space |  | Adequate | 0.00 | NO
Roseworthy_RW106-Perkins Building_Mezzanine_101A _ Landing | RW-RW106-01-101A | RW106-01-101A-Landing | Roseworthy | RW | RW106 | Perkins Building | 01 | Mezzanine | 101A | 99996 | Vacant | 859 | Infrastructure | 17.85 | Landing | 8 | Non Useable Floor Area Space Group | 805 | Non-usable - Circulation space |  | Adequate | 0.00 | NO
Roseworthy_RW106-Perkins Building_Mezzanine_101B _ Lobby | RW-RW106-01-101B | RW106-01-101B-Lobby | Roseworthy | RW | RW106 | Perkins Building | 01 | Mezzanine | 101B | 99996 | Vacant | 859 | Infrastructure | 6.96 | Lobby | 8 | Non Useable Floor Area Space Group | 805 | Non-usable - Circulation space |  | Adequate | 0.00 | NO
Roseworthy_RW106-Perkins Building_Mezzanine_101C _ Passage | RW-RW106-01-101C | RW106-01-101C-Passage | Roseworthy | RW | RW106 | Perkins Building | 01 | Mezzanine | 101C | 99996 | Vacant | 859 | Infrastructure | 9.58 | Passage | 8 | Non Useable Floor Area Space Group | 805 | Non-usable - Circulation space |  | Adequate | 0.00 | NO
Roseworthy_RW106-Perkins Building_Mezzanine_101D _ Corr. | RW-RW106-01-101D | RW106-01-101D-Corr. | Roseworthy | RW | RW106 | Perkins Building | 01 | Mezzanine | 101D | 99996 | Vacant | 859 | Infrastructure | 4.26 | Corr. | 8 | Non Useable Floor Area Space Group | 805 | Non-usable - Circulation space |  | Adequate | 0.00 | NO
Roseworthy_RW106-Perkins Building_Mezzanine_102 _ Lunchroom | RW-RW106-01-102 | RW106-01-102-Lunchroom | Roseworthy | RW | RW106 | Perkins Building | 01 | Mezzanine | 102 | 99996 | Vacant | 859 | Infrastructure | 30.78 | Lunchroom | 6 | General Facility Space Group | 608 | General Facility - Kitchen/Servery/Food Storage |  | Adequate | 3,147.90 | NO
Roseworthy_RW106-Perkins Building_Mezzanine_103 _ Laboratory | RW-RW106-01-103 | RW106-01-103-Laboratory | Roseworthy | RW | RW106 | Perkins Building | 01 | Mezzanine | 103 | 99996 | Vacant | 859 | Infrastructure | 57.98 | Laboratory | 3 | Specialist Teaching or Research Space Group | 300 | Laboratory - Specialist teaching and research - type not defined |  | Adequate | 7,041.49 | NO
Roseworthy_RW106-Perkins Building_Mezzanine_104 _ Office | RW-RW106-01-104 | RW106-01-104-Office | Roseworthy | RW | RW106 | Perkins Building | 01 | Mezzanine | 104 | 99996 | Vacant | 859 | Infrastructure | 20.28 | Office | 1 | Office Space Group | 101 | Office - Academic Staff |  | Adequate | 1,851.84 | NO
Roseworthy_RW106-Perkins Building_Mezzanine_105 _ Office | RW-RW106-01-105 | RW106-01-105-Office | Roseworthy | RW | RW106 | Perkins Building | 01 | Mezzanine | 105 | 99996 | Vacant | 859 | Infrastructure | 16.26 | Office | 1 | Office Space Group | 101 | Office - Academic Staff |  | Adequate | 1,484.76 | NO
Roseworthy_RW106-Perkins Building_Mezzanine_106 _ Office | RW-RW106-01-106 | RW106-01-106-Office | Roseworthy | RW | RW106 | Perkins Building | 01 | Mezzanine | 106 | 99996 | Vacant | 859 | Infrastructure | 10.74 | Office | 1 | Office Space Group | 101 | Office - Academic Staff |  | Adequate | 980.71 | NO
Roseworthy_RW106-Perkins Building_Mezzanine_107 _ Flat Roof | RW-RW106-01-107 | RW106-01-107-Flat Roof | Roseworthy | RW | RW106 | Perkins Building | 01 | Mezzanine | 107 | 99996 | Vacant | 859 | Infrastructure | 47.26 | Flat Roof | 8 | Non Useable Floor Area Space Group | 800 | Non-usable - Specific type not defined |  | Adequate | 0.00 | NO
Roseworthy_RW106-Perkins Building_Mezzanine_107A _ space - above Store | RW-RW106-01-107A | RW106-01-107A-space - above Store | Roseworthy | RW | RW106 | Perkins Building | 01 | Mezzanine | 107A | 99996 | Vacant | 859 | Infrastructure | 42.28 | space - above Store | 8 | Non Useable Floor Area Space Group | 800 | Non-usable - Specific type not defined |  | Adequate | 0.00 | NO
Roseworthy_RW106-Perkins Building_Mezzanine_107B _ Stair | RW-RW106-01-107B | RW106-01-107B-Stair | Roseworthy | RW | RW106 | Perkins Building | 01 | Mezzanine | 107B | 99996 | Vacant | 859 | Infrastructure | 2.52 | Stair | 8 | Non Useable Floor Area Space Group | 805 | Non-usable - Circulation space |  | Adequate | 0.00 | NO
Roseworthy_RW106-Perkins Building_Mezzanine_108 _ Office | RW-RW106-01-108 | RW106-01-108-Office | Roseworthy | RW | RW106 | Perkins Building | 01 | Mezzanine | 108 | 99996 | Vacant | 859 | Infrastructure | 10.75 | Office | 1 | Office Space Group | 101 | Office - Academic Staff |  | Adequate | 981.62 | NO
Roseworthy_RW106-Perkins Building_Mezzanine_109 _ Landing | RW-RW106-01-109 | RW106-01-109-Landing | Roseworthy | RW | RW106 | Perkins Building | 01 | Mezzanine | 109 | 99996 | Vacant | 859 | Infrastructure | 13.64 | Landing | 8 | Non Useable Floor Area Space Group | 805 | Non-usable - Circulation space |  | Adequate | 0.00 | NO
Roseworthy_RW106-Perkins Building_Basement_B1 _ Lunchroom | RW-RW106-BA-B1 | RW106-BA-B1-Lunchroom | Roseworthy | RW | RW106 | Perkins Building | BA | Basement | B1 | 99996 | Vacant | 859 | Infrastructure | 50.83 | Lunchroom | 6 | General Facility Space Group | 608 | General Facility - Kitchen/Servery/Food Storage |  | Adequate | 5,198.44 | NO
Roseworthy_RW106-Perkins Building_Basement_B1A _ Washroom | RW-RW106-BA-B1A | RW106-BA-B1A-Washroom | Roseworthy | RW | RW106 | Perkins Building | BA | Basement | B1A | 99996 | Vacant | 859 | Infrastructure | 13.72 | Washroom | 8 | Non Useable Floor Area Space Group | 835 | Non-usable - Toilets/Amenities - Other |  | Adequate | 0.00 | NO
Roseworthy_RW106-Perkins Building_Basement_B1D _ Stair | RW-RW106-BA-B1D | RW106-BA-B1D-Stair | Roseworthy | RW | RW106 | Perkins Building | BA | Basement | B1D | 99996 | Vacant | 859 | Infrastructure | 5.67 | Stair | 8 | Non Useable Floor Area Space Group | 805 | Non-usable - Circulation space |  | Adequate | 0.00 | NO
Roseworthy_RW106-Perkins Building_Basement_B2 _ Bottle Cellars | RW-RW106-BA-B2 | RW106-BA-B2-Bottle Cellars | Roseworthy | RW | RW106 | Perkins Building | BA | Basement | B2 | 99996 | Vacant | 859 | Infrastructure | 22.05 | Bottle Cellars | 4 | Ancillary Area Space Group | 419 | Ancillary Area - Store Room - Generic |  | Adequate | 1,771.85 | NO
Roseworthy_RW106-Perkins Building_Basement_B2A _ Store | RW-RW106-BA-B2A | RW106-BA-B2A-Store | Roseworthy | RW | RW106 | Perkins Building | BA | Basement | B2A | 99996 | Vacant | 859 | Infrastructure | 9.12 | Store | 4 | Ancillary Area Space Group | 419 | Ancillary Area - Store Room - Generic |  | Adequate | 732.85 | NO
Roseworthy_RW106-Perkins Building_Basement_B2B _ Corr. to Store | RW-RW106-BA-B2B | RW106-BA-B2B-Corr. to Store | Roseworthy | RW | RW106 | Perkins Building | BA | Basement | B2B | 99996 | Vacant | 859 | Infrastructure | 2.39 | Corr. to Store | 8 | Non Useable Floor Area Space Group | 805 | Non-usable - Circulation space |  | Adequate | 0.00 | NO
Roseworthy_RW106-Perkins Building_Basement_B3 _ Store | RW-RW106-BA-B3 | RW106-BA-B3-Store | Roseworthy | RW | RW106 | Perkins Building | BA | Basement | B3 | 99996 | Vacant | 859 | Infrastructure | 10.05 | Store | 4 | Ancillary Area Space Group | 419 | Ancillary Area - Store Room - Generic |  | Adequate | 807.58 | NO
Roseworthy_RW106-Perkins Building_Basement_B3A _ Stair | RW-RW106-BA-B3A | RW106-BA-B3A-Stair | Roseworthy | RW | RW106 | Perkins Building | BA | Basement | B3A | 99996 | Vacant | 859 | Infrastructure | 1.75 | Stair | 8 | Non Useable Floor Area Space Group | 805 | Non-usable - Circulation space |  | Adequate | 0.00 | NO
Roseworthy_RW106-Perkins Building_Ground Floor_G0 _ Corr. | RW-RW106-GN-G0 | RW106-GN-G0-Corr. | Roseworthy | RW | RW106 | Perkins Building | GN | Ground Floor | G0 | 99996 | Vacant | 859 | Infrastructure | 3.45 | Corr. | 8 | Non Useable Floor Area Space Group | 805 | Non-usable - Circulation space |  | Adequate | 0.00 | NO
Roseworthy_RW106-Perkins Building_Ground Floor_G01 _ Spirit Store | RW-RW106-GN-G01 | RW106-GN-G01-Spirit Store | Roseworthy | RW | RW106 | Perkins Building | GN | Ground Floor | G01 | 99996 | Vacant | 859 | Infrastructure | 22.32 | Spirit Store | 4 | Ancillary Area Space Group | 418 | Ancillary Area - Dangerous goods storage |  | Adequate | 1,793.54 | NO
Roseworthy_RW106-Perkins Building_Ground Floor_G0A _ Corr. | RW-RW106-GN-G0A | RW106-GN-G0A-Corr. | Roseworthy | RW | RW106 | Perkins Building | GN | Ground Floor | G0A | 99996 | Vacant | 859 | Infrastructure | 5.96 | Corr. | 8 | Non Useable Floor Area Space Group | 805 | Non-usable - Circulation space |  | Adequate | 0.00 | NO
Roseworthy_RW106-Perkins Building_Ground Floor_G0B _ Stair | RW-RW106-GN-G0B | RW106-GN-G0B-Stair | Roseworthy | RW | RW106 | Perkins Building | GN | Ground Floor | G0B | 99996 | Vacant | 859 | Infrastructure | 7.67 | Stair | 8 | Non Useable Floor Area Space Group | 805 | Non-usable - Circulation space |  | Adequate | 0.00 | NO
Roseworthy_RW106-Perkins Building_Ground Floor_G0C _ Comms Cupboard | RW-RW106-GN-G0C | RW106-GN-G0C-Comms Cupboard | Roseworthy | RW | RW106 | Perkins Building | GN | Ground Floor | G0C | 99996 | Vacant | 859 | Infrastructure | 0.5 | Comms Cupboard | 8 | Non Useable Floor Area Space Group | 840 | Non-usable - Service riser |  | Adequate | 0.00 | NO
Roseworthy_RW106-Perkins Building_Ground Floor_G0D _ Corr. | RW-RW106-GN-G0D | RW106-GN-G0D-Corr. | Roseworthy | RW | RW106 | Perkins Building | GN | Ground Floor | G0D | 99996 | Vacant | 859 | Infrastructure | 6.14 | Corr. | 8 | Non Useable Floor Area Space Group | 805 | Non-usable - Circulation space |  | Adequate | 0.00 | NO
Roseworthy_RW106-Perkins Building_Ground Floor_G1 _ Corr. | RW-RW106-GN-G1 | RW106-GN-G1-Corr. | Roseworthy | RW | RW106 | Perkins Building | GN | Ground Floor | G1 | 99996 | Vacant | 859 | Infrastructure | 18.84 | Corr. | 8 | Non Useable Floor Area Space Group | 805 | Non-usable - Circulation space |  | Adequate | 0.00 | NO
Roseworthy_RW106-Perkins Building_Ground Floor_G10 _ Office | RW-RW106-GN-G10 | RW106-GN-G10-Office | Roseworthy | RW | RW106 | Perkins Building | GN | Ground Floor | G10 | 99996 | Vacant | 859 | Infrastructure | 12.59 | Office | 1 | Office Space Group | 101 | Office - Academic Staff |  | Adequate | 1,149.64 | NO
Roseworthy_RW106-Perkins Building_Ground Floor_G11 _ Electrical Workshop | RW-RW106-GN-G11 | RW106-GN-G11-Electrical Workshop | Roseworthy | RW | RW106 | Perkins Building | GN | Ground Floor | G11 | 99996 | Vacant | 859 | Infrastructure | 27.85 | Electrical Workshop | 4 | Ancillary Area Space Group | 403 | Ancillary Area - Workshop |  | Adequate | 2,237.91 | NO
Roseworthy_RW106-Perkins Building_Ground Floor_G12 _ Maintenance | RW-RW106-GN-G12 | RW106-GN-G12-Maintenance | Roseworthy | RW | RW106 | Perkins Building | GN | Ground Floor | G12 | 99996 | Vacant | 859 | Infrastructure | 17.78 | Maintenance | 4 | Ancillary Area Space Group | 403 | Ancillary Area - Workshop |  | Adequate | 1,428.73 | NO
Roseworthy_RW106-Perkins Building_Ground Floor_G13 _ Entry | RW-RW106-GN-G13 | RW106-GN-G13-Entry | Roseworthy | RW | RW106 | Perkins Building | GN | Ground Floor | G13 | 99996 | Vacant | 859 | Infrastructure | 23.14 | Entry | 8 | Non Useable Floor Area Space Group | 805 | Non-usable - Circulation space |  | Adequate | 0.00 | NO
Roseworthy_RW106-Perkins Building_Ground Floor_G13A _ Stair | RW-RW106-GN-G13A | RW106-GN-G13A-Stair | Roseworthy | RW | RW106 | Perkins Building | GN | Ground Floor | G13A | 99996 | Vacant | 859 | Infrastructure | 4.23 | Stair | 8 | Non Useable Floor Area Space Group | 805 | Non-usable - Circulation space |  | Adequate | 0.00 | NO
Roseworthy_RW106-Perkins Building_Ground Floor_G14 _ WC | RW-RW106-GN-G14 | RW106-GN-G14-WC | Roseworthy | RW | RW106 | Perkins Building | GN | Ground Floor | G14 | 99996 | Vacant | 859 | Infrastructure | 7.31 | WC | 8 | Non Useable Floor Area Space Group | 835 | Non-usable - Toilets/Amenities - Other |  | Adequate | 0.00 | NO
Roseworthy_RW106-Perkins Building_Ground Floor_G15 _ Store | RW-RW106-GN-G15 | RW106-GN-G15-Store | Roseworthy | RW | RW106 | Perkins Building | GN | Ground Floor | G15 | 99996 | Vacant | 859 | Infrastructure | 3.5 | Store | 4 | Ancillary Area Space Group | 419 | Ancillary Area - Store Room - Generic |  | Adequate | 281.25 | NO
Roseworthy_RW106-Perkins Building_Ground Floor_G16 _ Preparation Area | RW-RW106-GN-G16 | RW106-GN-G16-Preparation Area | Roseworthy | RW | RW106 | Perkins Building | GN | Ground Floor | G16 | 99996 | Vacant | 859 | Infrastructure | 186.29 | Preparation Area | 4 | Ancillary Area Space Group | 401 | Ancillary Area - Laboratory Service and Preparation |  | Adequate | 14,969.49 | NO
Roseworthy_RW106-Perkins Building_Ground Floor_G16A _ Pit | RW-RW106-GN-G16A | RW106-GN-G16A-Pit | Roseworthy | RW | RW106 | Perkins Building | GN | Ground Floor | G16A | 99996 | Vacant | 859 | Infrastructure | 12.64 | Pit | 4 | Ancillary Area Space Group | 403 | Ancillary Area - Workshop |  | Adequate | 1,015.70 | NO
Roseworthy_RW106-Perkins Building_Ground Floor_G16B _ Delivery Pit | RW-RW106-GN-G16B | RW106-GN-G16B-Delivery Pit | Roseworthy | RW | RW106 | Perkins Building | GN | Ground Floor | G16B | 99996 | Vacant | 859 | Infrastructure | 7.25 | Delivery Pit | 8 | Non Useable Floor Area Space Group | 807 | Non-usable - Garage/Loading bay |  | Adequate | 0.00 | NO
Roseworthy_RW106-Perkins Building_Ground Floor_G17 _ Cold Room 1 | RW-RW106-GN-G17 | RW106-GN-G17-Cold Room 1 | Roseworthy | RW | RW106 | Perkins Building | GN | Ground Floor | G17 | 99996 | Vacant | 859 | Infrastructure | 83.45 | Cold Room 1 | 4 | Ancillary Area Space Group | 405 | Ancillary Area - Constant Temperature/ Freezer/Cold/Warm Rooms |  | Adequate | 6,705.70 | NO
Roseworthy_RW106-Perkins Building_Ground Floor_G18 _ Cold Room 2 | RW-RW106-GN-G18 | RW106-GN-G18-Cold Room 2 | Roseworthy | RW | RW106 | Perkins Building | GN | Ground Floor | G18 | 99996 | Vacant | 859 | Infrastructure | 83.49 | Cold Room 2 | 4 | Ancillary Area Space Group | 405 | Ancillary Area - Constant Temperature/ Freezer/Cold/Warm Rooms |  | Adequate | 6,708.91 | NO
Roseworthy_RW106-Perkins Building_Ground Floor_G19 _ Still Tower | RW-RW106-GN-G19 | RW106-GN-G19-Still Tower | Roseworthy | RW | RW106 | Perkins Building | GN | Ground Floor | G19 | 99996 | Vacant | 859 | Infrastructure | 47.46 | Still Tower | 4 | Ancillary Area Space Group | 401 | Ancillary Area - Laboratory Service and Preparation |  | Adequate | 3,813.69 | NO
Roseworthy_RW106-Perkins Building_Ground Floor_G1A _ Office | RW-RW106-GN-G1A | RW106-GN-G1A-Office | Roseworthy | RW | RW106 | Perkins Building | GN | Ground Floor | G1A | 99996 | Vacant | 859 | Infrastructure | 11.98 | Office | 1 | Office Space Group | 101 | Office - Academic Staff |  | Adequate | 1,093.94 | NO
Roseworthy_RW106-Perkins Building_Ground Floor_G1B _ Office | RW-RW106-GN-G1B | RW106-GN-G1B-Office | Roseworthy | RW | RW106 | Perkins Building | GN | Ground Floor | G1B | 99996 | Vacant | 859 | Infrastructure | 15.61 | Office | 1 | Office Space Group | 101 | Office - Academic Staff |  | Adequate | 1,425.40 | NO
Roseworthy_RW106-Perkins Building_Ground Floor_G2 _ Reception | RW-RW106-GN-G2 | RW106-GN-G2-Reception | Roseworthy | RW | RW106 | Perkins Building | GN | Ground Floor | G2 | 99996 | Vacant | 859 | Infrastructure | 19.07 | Reception | 6 | General Facility Space Group | 623 | General Facility - Waiting Area/Foyer/Reception Area |  | Adequate | 1,950.31 | NO
Roseworthy_RW106-Perkins Building_Ground Floor_G20 _ Seed Cleaning | RW-RW106-GN-G20 | RW106-GN-G20-Seed Cleaning | Roseworthy | RW | RW106 | Perkins Building | GN | Ground Floor | G20 | 99996 | Vacant | 859 | Infrastructure | 44.7 | Seed Cleaning | 4 | Ancillary Area Space Group | 401 | Ancillary Area - Laboratory Service and Preparation |  | Adequate | 3,591.91 | NO
Roseworthy_RW106-Perkins Building_Ground Floor_G3 _ Office | RW-RW106-GN-G3 | RW106-GN-G3-Office | Roseworthy | RW | RW106 | Perkins Building | GN | Ground Floor | G3 | 99996 | Vacant | 859 | Infrastructure | 14.97 | Office | 1 | Office Space Group | 101 | Office - Academic Staff |  | Adequate | 1,366.96 | NO
Roseworthy_RW106-Perkins Building_Ground Floor_G4 _ Office | RW-RW106-GN-G4 | RW106-GN-G4-Office | Roseworthy | RW | RW106 | Perkins Building | GN | Ground Floor | G4 | 99996 | Vacant | 859 | Infrastructure | 14.14 | Office | 1 | Office Space Group | 101 | Office - Academic Staff |  | Adequate | 1,291.17 | NO
Roseworthy_RW106-Perkins Building_Ground Floor_G5 _ Office | RW-RW106-GN-G5 | RW106-GN-G5-Office | Roseworthy | RW | RW106 | Perkins Building | GN | Ground Floor | G5 | 99996 | Vacant | 859 | Infrastructure | 9.76 | Office | 1 | Office Space Group | 101 | Office - Academic Staff |  | Adequate | 891.22 | NO
Roseworthy_RW106-Perkins Building_Ground Floor_G5A _ Cleaner | RW-RW106-GN-G5A | RW106-GN-G5A-Cleaner | Roseworthy | RW | RW106 | Perkins Building | GN | Ground Floor | G5A | 99996 | Vacant | 859 | Infrastructure | 3.78 | Cleaner | 8 | Non Useable Floor Area Space Group | 806 | Non-usable - Cleaners room |  | Adequate | 0.00 | NO
Roseworthy_RW106-Perkins Building_Ground Floor_G7 _ WC - F | RW-RW106-GN-G7 | RW106-GN-G7-WC - F | Roseworthy | RW | RW106 | Perkins Building | GN | Ground Floor | G7 | 99996 | Vacant | 859 | Infrastructure | 6.7 | WC - F | 8 | Non Useable Floor Area Space Group | 820 | Non-usable - Toilets/Amenities - Female |  | Adequate | 0.00 | NO
Roseworthy_RW106-Perkins Building_Ground Floor_G7A _ WC - M | RW-RW106-GN-G7A | RW106-GN-G7A-WC - M | Roseworthy | RW | RW106 | Perkins Building | GN | Ground Floor | G7A | 99996 | Vacant | 859 | Infrastructure | 8.49 | WC - M | 8 | Non Useable Floor Area Space Group | 821 | Non-usable - Toilets/Amenities - Male |  | Adequate | 0.00 | NO
Roseworthy_RW106-Perkins Building_Ground Floor_G7B _ Shower | RW-RW106-GN-G7B | RW106-GN-G7B-Shower | Roseworthy | RW | RW106 | Perkins Building | GN | Ground Floor | G7B | 99996 | Vacant | 859 | Infrastructure | 3.69 | Shower | 8 | Non Useable Floor Area Space Group | 835 | Non-usable - Toilets/Amenities - Other |  | Adequate | 0.00 | NO
Roseworthy_RW106-Perkins Building_Ground Floor_G8 _ Store | RW-RW106-GN-G8 | RW106-GN-G8-Store | Roseworthy | RW | RW106 | Perkins Building | GN | Ground Floor | G8 | 99996 | Vacant | 859 | Infrastructure | 13.51 | Store | 4 | Ancillary Area Space Group | 419 | Ancillary Area - Store Room - Generic |  | Adequate | 1,085.61 | NO
Roseworthy_RW106-Perkins Building_Ground Floor_G9 _ Joinery Workshop | RW-RW106-GN-G9 | RW106-GN-G9-Joinery Workshop | Roseworthy | RW | RW106 | Perkins Building | GN | Ground Floor | G9 | 99996 | Vacant | 859 | Infrastructure | 105.89 | Joinery Workshop | 4 | Ancillary Area Space Group | 403 | Ancillary Area - Workshop |  | Adequate | 8,508.88 | NO
Roseworthy_RW106-Perkins Building_Ground Floor_G9D _ Stair | RW-RW106-GN-G9D | RW106-GN-G9D-Stair | Roseworthy | RW | RW106 | Perkins Building | GN | Ground Floor | G9D | 99996 | Vacant | 859 | Infrastructure | 6.38 | Stair | 8 | Non Useable Floor Area Space Group | 805 | Non-usable - Circulation space |  | Adequate | 0.00 | NO
Roseworthy_RW108-PPPI Research Laboratory_Ground Floor_G01 _ Corr. | RW-RW108-01-G01 | RW108-01-G01-Corr. | Roseworthy | RW | RW108 | PPPI Research Laboratory | 01 | Ground Floor | G01 | 99939 | Unusable Spaces | 99939 | Unusable Spaces | 13.97 | Corr. | 8 | Non Useable Floor Area Space Group | 805 | Non-usable - Circulation space |  | Unknown | 0.00 | NO
Roseworthy_RW108-PPPI Research Laboratory_Ground Floor_G01A _ Corr. | RW-RW108-01-G01A | RW108-01-G01A-Corr. | Roseworthy | RW | RW108 | PPPI Research Laboratory | 01 | Ground Floor | G01A | 99939 | Unusable Spaces | 99939 | Unusable Spaces | 4 | Corr. | 8 | Non Useable Floor Area Space Group | 805 | Non-usable - Circulation space |  | Unknown | 0.00 | NO
Roseworthy_RW108-PPPI Research Laboratory_Ground Floor_G01B _ Corr. | RW-RW108-01-G01B | RW108-01-G01B-Corr. | Roseworthy | RW | RW108 | PPPI Research Laboratory | 01 | Ground Floor | G01B | 99939 | Unusable Spaces | 99939 | Unusable Spaces | 15.03 | Corr. | 8 | Non Useable Floor Area Space Group | 805 | Non-usable - Circulation space |  | Unknown | 0.00 | NO
Roseworthy_RW108-PPPI Research Laboratory_Ground Floor_G01C _ DB | RW-RW108-01-G01C | RW108-01-G01C-DB | Roseworthy | RW | RW108 | PPPI Research Laboratory | 01 | Ground Floor | G01C | 99939 | Unusable Spaces | 99939 | Unusable Spaces | 1.53 | DB | 8 | Non Useable Floor Area Space Group | 815 | Non-usable - Switch room |  | Unknown | 0.00 | NO
Roseworthy_RW108-PPPI Research Laboratory_Ground Floor_G02 _ Corr. | RW-RW108-01-G02 | RW108-01-G02-Corr. | Roseworthy | RW | RW108 | PPPI Research Laboratory | 01 | Ground Floor | G02 | 99939 | Unusable Spaces | 99939 | Unusable Spaces | 4.12 | Corr. | 8 | Non Useable Floor Area Space Group | 805 | Non-usable - Circulation space |  | Unknown | 0.00 | NO
Roseworthy_RW108-PPPI Research Laboratory_Ground Floor_G02A _ DB | RW-RW108-01-G02A | RW108-01-G02A-DB | Roseworthy | RW | RW108 | PPPI Research Laboratory | 01 | Ground Floor | G02A | 99939 | Unusable Spaces | 99939 | Unusable Spaces | 1.54 | DB | 8 | Non Useable Floor Area Space Group | 815 | Non-usable - Switch room |  | Unknown | 0.00 | NO
Roseworthy_RW108-PPPI Research Laboratory_Ground Floor_G03 _ Store | RW-RW108-01-G03 | RW108-01-G03-Store | Roseworthy | RW | RW108 | PPPI Research Laboratory | 01 | Ground Floor | G03 | 99990 | Research Relationship | 859 | Infrastructure | 11.62 | Store | 4 | Ancillary Area Space Group | 419 | Ancillary Area - Store Room - Generic |  | Adequate | 933.73 | NO
Roseworthy_RW108-PPPI Research Laboratory_Ground Floor_G04 _ Store | RW-RW108-01-G04 | RW108-01-G04-Store | Roseworthy | RW | RW108 | PPPI Research Laboratory | 01 | Ground Floor | G04 | 99990 | Research Relationship | 859 | Infrastructure | 13.87 | Store | 4 | Ancillary Area Space Group | 419 | Ancillary Area - Store Room - Generic |  | Adequate | 1,114.54 | NO
Roseworthy_RW108-PPPI Research Laboratory_Ground Floor_G05 _ Office | RW-RW108-01-G05 | RW108-01-G05-Office | Roseworthy | RW | RW108 | PPPI Research Laboratory | 01 | Ground Floor | G05 | 99990 | Research Relationship | 859 | Infrastructure | 16.51 | Office | 1 | Office Space Group | 100 | Office - Specific type not defined |  | Adequate | 1,507.59 | NO
Roseworthy_RW108-PPPI Research Laboratory_Ground Floor_G06 _ Office | RW-RW108-01-G06 | RW108-01-G06-Office | Roseworthy | RW | RW108 | PPPI Research Laboratory | 01 | Ground Floor | G06 | 99990 | Research Relationship | 859 | Infrastructure | 38.89 | Office | 1 | Office Space Group | 100 | Office - Specific type not defined |  | Adequate | 3,551.18 | NO
Roseworthy_RW108-PPPI Research Laboratory_Ground Floor_G07 _ WC - U - Access (LH + S) | RW-RW108-01-G07 | RW108-01-G07-WC - U - Access (LH + S) | Roseworthy | RW | RW108 | PPPI Research Laboratory | 01 | Ground Floor | G07 | 99939 | Unusable Spaces | 99939 | Unusable Spaces | 5.18 | WC - U - Access (LH + S) | 8 | Non Useable Floor Area Space Group | 818 | Non-usable - Toilets/Amenities - Unisex Accessible |  | Unknown | 0.00 | NO
Roseworthy_RW108-PPPI Research Laboratory_Ground Floor_G08 _ WC - U | RW-RW108-01-G08 | RW108-01-G08-WC - U | Roseworthy | RW | RW108 | PPPI Research Laboratory | 01 | Ground Floor | G08 | 99939 | Unusable Spaces | 99939 | Unusable Spaces | 2.46 | WC - U | 8 | Non Useable Floor Area Space Group | 835 | Non-usable - Toilets/Amenities - Other |  | Unknown | 0.00 | NO
Roseworthy_RW108-PPPI Research Laboratory_Ground Floor_G09 _ WC - U | RW-RW108-01-G09 | RW108-01-G09-WC - U | Roseworthy | RW | RW108 | PPPI Research Laboratory | 01 | Ground Floor | G09 | 99939 | Unusable Spaces | 99939 | Unusable Spaces | 2.46 | WC - U | 8 | Non Useable Floor Area Space Group | 835 | Non-usable - Toilets/Amenities - Other |  | Unknown | 0.00 | NO
Roseworthy_RW108-PPPI Research Laboratory_Ground Floor_G10 _ Laboratory | RW-RW108-01-G10 | RW108-01-G10-Laboratory | Roseworthy | RW | RW108 | PPPI Research Laboratory | 01 | Ground Floor | G10 | 99990 | Research Relationship | 859 | Infrastructure | 217.85 | Laboratory | 3 | Specialist Teaching or Research Space Group | 300 | Laboratory - Specialist teaching and research - type not defined |  | Adequate | 26,457.21 | NO
Roseworthy_RW108-PPPI Research Laboratory_Ground Floor_G11 _ Office | RW-RW108-01-G11 | RW108-01-G11-Office | Roseworthy | RW | RW108 | PPPI Research Laboratory | 01 | Ground Floor | G11 | 99990 | Research Relationship | 859 | Infrastructure | 19.62 | Office | 1 | Office Space Group | 100 | Office - Specific type not defined |  | Adequate | 1,791.57 | NO
Roseworthy_RW108-PPPI Research Laboratory_Ground Floor_G12 _ Grinding | RW-RW108-01-G12 | RW108-01-G12-Grinding | Roseworthy | RW | RW108 | PPPI Research Laboratory | 01 | Ground Floor | G12 | 99990 | Research Relationship | 859 | Infrastructure | 17.78 | Grinding | 6 | General Facility Space Group | 600 | General Facility - Specific type not defined |  | Adequate | 1,818.38 | NO
Roseworthy_RW108-PPPI Research Laboratory_Ground Floor_G12A _ Store / Freezer | RW-RW108-01-G12A | RW108-01-G12A-Store / Freezer | Roseworthy | RW | RW108 | PPPI Research Laboratory | 01 | Ground Floor | G12A | 99990 | Research Relationship | 859 | Infrastructure | 3.97 | Store / Freezer | 4 | Ancillary Area Space Group | 405 | Ancillary Area - Constant Temperature/ Freezer/Cold/Warm Rooms |  | Adequate | 319.01 | NO
Roseworthy_RW108-PPPI Research Laboratory_Ground Floor_G13 _ Plantroom / Cleaner | RW-RW108-01-G13 | RW108-01-G13-Plantroom / Cleaner | Roseworthy | RW | RW108 | PPPI Research Laboratory | 01 | Ground Floor | G13 | 99939 | Unusable Spaces | 99939 | Unusable Spaces | 5.31 | Plantroom / Cleaner | 8 | Non Useable Floor Area Space Group | 806 | Non-usable - Cleaners room |  | Unknown | 0.00 | NO
Roseworthy_RW108-PPPI Research Laboratory_Ground Floor_G14 _ Instrument Room | RW-RW108-01-G14 | RW108-01-G14-Instrument Room | Roseworthy | RW | RW108 | PPPI Research Laboratory | 01 | Ground Floor | G14 | 99990 | Research Relationship | 859 | Infrastructure | 13.7 | Instrument Room | 4 | Ancillary Area Space Group | 402 | Ancillary Area - Instrument Room |  | Adequate | 1,100.88 | NO
Roseworthy_RW108-PPPI Research Laboratory_Ground Floor_G15 _ Office | RW-RW108-01-G15 | RW108-01-G15-Office | Roseworthy | RW | RW108 | PPPI Research Laboratory | 01 | Ground Floor | G15 | 99990 | Research Relationship | 859 | Infrastructure | 14.81 | Office | 1 | Office Space Group | 100 | Office - Specific type not defined |  | Adequate | 1,352.35 | NO
Roseworthy_RW108-PPPI Research Laboratory_Ground Floor_G16 _ Office | RW-RW108-01-G16 | RW108-01-G16-Office | Roseworthy | RW | RW108 | PPPI Research Laboratory | 01 | Ground Floor | G16 | 99990 | Research Relationship | 859 | Infrastructure | 14 | Office | 1 | Office Space Group | 100 | Office - Specific type not defined |  | Adequate | 1,278.39 | NO
Roseworthy_RW108-PPPI Research Laboratory_Ground Floor_G17 _ Office | RW-RW108-01-G17 | RW108-01-G17-Office | Roseworthy | RW | RW108 | PPPI Research Laboratory | 01 | Ground Floor | G17 | 99990 | Research Relationship | 859 | Infrastructure | 14.99 | Office | 1 | Office Space Group | 100 | Office - Specific type not defined |  | Adequate | 1,368.79 | NO
Roseworthy_RW108-PPPI Research Laboratory_Ground Floor_G18 _ Utility / Staff Room | RW-RW108-01-G18 | RW108-01-G18-Utility / Staff Room | Roseworthy | RW | RW108 | PPPI Research Laboratory | 01 | Ground Floor | G18 | 99990 | Research Relationship | 859 | Infrastructure | 20.01 | Utility / Staff Room | 6 | General Facility Space Group | 603 | General Facility - Resource room |  | Adequate | 2,046.44 | NO
Roseworthy_RW108-PPPI Research Laboratory_Ground Floor_G19 _ Stair | RW-RW108-01-G19 | RW108-01-G19-Stair | Roseworthy | RW | RW108 | PPPI Research Laboratory | 01 | Ground Floor | G19 | 99939 | Unusable Spaces | 99939 | Unusable Spaces | 4.17 | Stair | 8 | Non Useable Floor Area Space Group | 805 | Non-usable - Circulation space |  | Unknown | 0.00 | NO
Roseworthy_RW108-PPPI Research Laboratory_Ground Floor_G20 _ Plantroom | RW-RW108-01-G20 | RW108-01-G20-Plantroom | Roseworthy | RW | RW108 | PPPI Research Laboratory | 01 | Ground Floor | G20 | 99939 | Unusable Spaces | 99939 | Unusable Spaces | 22.06 | Plantroom | 8 | Non Useable Floor Area Space Group | 811 | Non-usable - Plant room other |  | Unknown | 0.00 | NO
Roseworthy_RW108-PPPI Research Laboratory_Ground Floor_G20A _ Fan Room | RW-RW108-01-G20A | RW108-01-G20A-Fan Room | Roseworthy | RW | RW108 | PPPI Research Laboratory | 01 | Ground Floor | G20A | 99939 | Unusable Spaces | 99939 | Unusable Spaces | 5 | Fan Room | 6 | General Facility Space Group | 600 | General Facility - Specific type not defined |  | Unknown | 0.00 | NO
Roseworthy_RW109-Principal's Residence_Ground Floor_G0 _ Verandah | RW-RW109-GN-G0 | RW109-GN-G0-Verandah | Roseworthy | RW | RW109 | Principal's Residence | GN | Ground Floor | G0 | 99999 | Commercial Housing | 99939 | Unusable Spaces | 63.76 | Verandah | 7 | Residential Accommodation Space Group | 700 | Residential - Specific type not defined |  | Unknown | 0.00 | NO
Roseworthy_RW109-Principal's Residence_Ground Floor_G1 _ Corr. | RW-RW109-GN-G1 | RW109-GN-G1-Corr. | Roseworthy | RW | RW109 | Principal's Residence | GN | Ground Floor | G1 | 99999 | Commercial Housing | 99939 | Unusable Spaces | 11.11 | Corr. | 8 | Non Useable Floor Area Space Group | 805 | Non-usable - Circulation space |  | Unknown | 0.00 | NO
Roseworthy_RW109-Principal's Residence_Ground Floor_G11 _ Porch | RW-RW109-GN-G11 | RW109-GN-G11-Porch | Roseworthy | RW | RW109 | Principal's Residence | GN | Ground Floor | G11 | 99999 | Commercial Housing | 99939 | Unusable Spaces | 6.38 | Porch | 8 | Non Useable Floor Area Space Group | 805 | Non-usable - Circulation space |  | Unknown | 0.00 | NO
Roseworthy_RW109-Principal's Residence_Ground Floor_G11A _ Verandah | RW-RW109-GN-G11A | RW109-GN-G11A-Verandah | Roseworthy | RW | RW109 | Principal's Residence | GN | Ground Floor | G11A | 99999 | Commercial Housing | 99939 | Unusable Spaces | 17.28 | Verandah | 7 | Residential Accommodation Space Group | 700 | Residential - Specific type not defined |  | Unknown | 0.00 | NO
Roseworthy_RW109-Principal's Residence_Ground Floor_G12 _ Ldry | RW-RW109-GN-G12 | RW109-GN-G12-Ldry | Roseworthy | RW | RW109 | Principal's Residence | GN | Ground Floor | G12 | 99999 | Commercial Housing | 99939 | Unusable Spaces | 6.5 | Ldry | 7 | Residential Accommodation Space Group | 700 | Residential - Specific type not defined |  | Unknown | 0.00 | NO
Roseworthy_RW109-Principal's Residence_Ground Floor_G13 _ Kitchen | RW-RW109-GN-G13 | RW109-GN-G13-Kitchen | Roseworthy | RW | RW109 | Principal's Residence | GN | Ground Floor | G13 | 99999 | Commercial Housing | 99939 | Unusable Spaces | 25.48 | Kitchen | 6 | General Facility Space Group | 608 | General Facility - Kitchen/Servery/Food Storage |  | Unknown | 0.00 | NO
Roseworthy_RW109-Principal's Residence_Ground Floor_G13D _ VSR | RW-RW109-GN-G13D | RW109-GN-G13D-VSR | Roseworthy | RW | RW109 | Principal's Residence | GN | Ground Floor | G13D | 99939 | Unusable Spaces | 99939 | Unusable Spaces | 0.58 | VSR | 8 | Non Useable Floor Area Space Group | 840 | Non-usable - Service riser |  | Unknown | 0.00 | NO
Roseworthy_RW109-Principal's Residence_Ground Floor_G14 _ Bathroom | RW-RW109-GN-G14 | RW109-GN-G14-Bathroom | Roseworthy | RW | RW109 | Principal's Residence | GN | Ground Floor | G14 | 99999 | Commercial Housing | 99939 | Unusable Spaces | 5.2 | Bathroom | 7 | Residential Accommodation Space Group | 700 | Residential - Specific type not defined |  | Unknown | 0.00 | NO
Roseworthy_RW109-Principal's Residence_Ground Floor_G15 _ Bedroom | RW-RW109-GN-G15 | RW109-GN-G15-Bedroom | Roseworthy | RW | RW109 | Principal's Residence | GN | Ground Floor | G15 | 99999 | Commercial Housing | 99939 | Unusable Spaces | 16.72 | Bedroom | 7 | Residential Accommodation Space Group | 700 | Residential - Specific type not defined |  | Unknown | 0.00 | NO
Roseworthy_RW109-Principal's Residence_Ground Floor_G16 _ Enclosed Verandah | RW-RW109-GN-G16 | RW109-GN-G16-Enclosed Verandah | Roseworthy | RW | RW109 | Principal's Residence | GN | Ground Floor | G16 | 99999 | Commercial Housing | 99939 | Unusable Spaces | 35.34 | Enclosed Verandah | 8 | Non Useable Floor Area Space Group | 805 | Non-usable - Circulation space |  | Unknown | 0.00 | NO
Roseworthy_RW109-Principal's Residence_Ground Floor_G17 _ Study | RW-RW109-GN-G17 | RW109-GN-G17-Study | Roseworthy | RW | RW109 | Principal's Residence | GN | Ground Floor | G17 | 99999 | Commercial Housing | 99939 | Unusable Spaces | 19.05 | Study | 2 | Teaching Space Group | 200 | Teaching - Specific Type Not Defined |  | Unknown | 0.00 | NO
Roseworthy_RW109-Principal's Residence_Ground Floor_G18 _ Bedroom | RW-RW109-GN-G18 | RW109-GN-G18-Bedroom | Roseworthy | RW | RW109 | Principal's Residence | GN | Ground Floor | G18 | 99999 | Commercial Housing | 99939 | Unusable Spaces | 31.5 | Bedroom | 7 | Residential Accommodation Space Group | 700 | Residential - Specific type not defined |  | Unknown | 0.00 | NO
Roseworthy_RW109-Principal's Residence_Ground Floor_G2 _ Residential | RW-RW109-GN-G2 | RW109-GN-G2-Residential | Roseworthy | RW | RW109 | Principal's Residence | GN | Ground Floor | G2 | 99999 | Commercial Housing | 99939 | Unusable Spaces | 31.5 | Residential | 7 | Residential Accommodation Space Group | 700 | Residential - Specific type not defined |  | Unknown | 0.00 | NO
Roseworthy_RW109-Principal's Residence_Ground Floor_G3 _ Passage | RW-RW109-GN-G3 | RW109-GN-G3-Passage | Roseworthy | RW | RW109 | Principal's Residence | GN | Ground Floor | G3 | 99999 | Commercial Housing | 99939 | Unusable Spaces | 2.75 | Passage | 8 | Non Useable Floor Area Space Group | 805 | Non-usable - Circulation space |  | Unknown | 0.00 | NO
Roseworthy_RW109-Principal's Residence_Ground Floor_G3A _ Shower | RW-RW109-GN-G3A | RW109-GN-G3A-Shower | Roseworthy | RW | RW109 | Principal's Residence | GN | Ground Floor | G3A | 99999 | Commercial Housing | 99939 | Unusable Spaces | 4.97 | Shower | 8 | Non Useable Floor Area Space Group | 835 | Non-usable - Toilets/Amenities - Other |  | Unknown | 0.00 | NO
Roseworthy_RW109-Principal's Residence_Ground Floor_G3B _ WC | RW-RW109-GN-G3B | RW109-GN-G3B-WC | Roseworthy | RW | RW109 | Principal's Residence | GN | Ground Floor | G3B | 99999 | Commercial Housing | 99939 | Unusable Spaces | 2.3 | WC | 8 | Non Useable Floor Area Space Group | 835 | Non-usable - Toilets/Amenities - Other |  | Unknown | 0.00 | NO
Roseworthy_RW109-Principal's Residence_Ground Floor_G4 _ Bedroom | RW-RW109-GN-G4 | RW109-GN-G4-Bedroom | Roseworthy | RW | RW109 | Principal's Residence | GN | Ground Floor | G4 | 99999 | Commercial Housing | 99939 | Unusable Spaces | 21.91 | Bedroom | 7 | Residential Accommodation Space Group | 700 | Residential - Specific type not defined |  | Unknown | 0.00 | NO
Roseworthy_RW109-Principal's Residence_Ground Floor_G5 _ Corr. | RW-RW109-GN-G5 | RW109-GN-G5-Corr. | Roseworthy | RW | RW109 | Principal's Residence | GN | Ground Floor | G5 | 99999 | Commercial Housing | 99939 | Unusable Spaces | 6.82 | Corr. | 8 | Non Useable Floor Area Space Group | 805 | Non-usable - Circulation space |  | Unknown | 0.00 | NO
Roseworthy_RW109-Principal's Residence_Ground Floor_G6 _ Bedroom | RW-RW109-GN-G6 | RW109-GN-G6-Bedroom | Roseworthy | RW | RW109 | Principal's Residence | GN | Ground Floor | G6 | 99999 | Commercial Housing | 99939 | Unusable Spaces | 15.42 | Bedroom | 7 | Residential Accommodation Space Group | 700 | Residential - Specific type not defined |  | Unknown | 0.00 | NO
Roseworthy_RW109-Principal's Residence_Ground Floor_G7 _ Passage | RW-RW109-GN-G7 | RW109-GN-G7-Passage | Roseworthy | RW | RW109 | Principal's Residence | GN | Ground Floor | G7 | 99999 | Commercial Housing | 99939 | Unusable Spaces | 10.45 | Passage | 8 | Non Useable Floor Area Space Group | 805 | Non-usable - Circulation space |  | Unknown | 0.00 | NO
Roseworthy_RW109-Principal's Residence_Ground Floor_G8 _ Dining Room | RW-RW109-GN-G8 | RW109-GN-G8-Dining Room | Roseworthy | RW | RW109 | Principal's Residence | GN | Ground Floor | G8 | 99999 | Commercial Housing | 99939 | Unusable Spaces | 24.8 | Dining Room | 6 | General Facility Space Group | 608 | General Facility - Kitchen/Servery/Food Storage |  | Unknown | 0.00 | NO
Roseworthy_RW109-Principal's Residence_Ground Floor_G9 _ Kitchen | RW-RW109-GN-G9 | RW109-GN-G9-Kitchen | Roseworthy | RW | RW109 | Principal's Residence | GN | Ground Floor | G9 | 99999 | Commercial Housing | 99939 | Unusable Spaces | 23.08 | Kitchen | 6 | General Facility Space Group | 608 | General Facility - Kitchen/Servery/Food Storage |  | Unknown | 0.00 | NO
Roseworthy_RW110-Principal's Residence - Garage_Ground Floor_G1 _ Garage - Principal's Garage | RW-RW110-GN-G1 | RW110-GN-G1-Garage - Principal's Garage | Roseworthy | RW | RW110 | Principal's Residence - Garage | GN | Ground Floor | G1 | 99999 | Commercial Housing | 99939 | Unusable Spaces | 55.69 | Garage - Principal's Garage | 8 | Non Useable Floor Area Space Group | 807 | Non-usable - Garage/Loading bay |  | Unknown | 0.00 | NO
Roseworthy_RW111-Principal's Residence - Outbuilding_Ground Floor_G1 _ unknown | RW-RW111-GN-G1 | RW111-GN-G1-unknown | Roseworthy | RW | RW111 | Principal's Residence - Outbuilding | GN | Ground Floor | G1 | 99999 | Commercial Housing | 99939 | Unusable Spaces | 17.84 | unknown | 8 | Non Useable Floor Area Space Group | 800 | Non-usable - Specific type not defined |  | Unknown | 0.00 | NO
Roseworthy_RW111-Principal's Residence - Outbuilding_Ground Floor_G2 _ unknown | RW-RW111-GN-G2 | RW111-GN-G2-unknown | Roseworthy | RW | RW111 | Principal's Residence - Outbuilding | GN | Ground Floor | G2 | 99999 | Commercial Housing | 99939 | Unusable Spaces | 28.91 | unknown | 8 | Non Useable Floor Area Space Group | 800 | Non-usable - Specific type not defined |  | Unknown | 0.00 | NO
Roseworthy_RW111-Principal's Residence - Outbuilding_Ground Floor_G3 _ unknown | RW-RW111-GN-G3 | RW111-GN-G3-unknown | Roseworthy | RW | RW111 | Principal's Residence - Outbuilding | GN | Ground Floor | G3 | 99999 | Commercial Housing | 99939 | Unusable Spaces | 29.64 | unknown | 8 | Non Useable Floor Area Space Group | 800 | Non-usable - Specific type not defined |  | Unknown | 0.00 | NO
Roseworthy_RW112-Poly Tunnels_Ground Floor_G1 _ Poly Tunnel 1 | RW-RW112-GN-G1 | RW112-GN-G1-Poly Tunnel 1 | Roseworthy | RW | RW112 | Poly Tunnels | GN | Ground Floor | G1 | 141 | School of Agriculture, Food and Wine | 141 | School of Agriculture, Food and Wine | 162 | Poly Tunnel 1 | 3 | Specialist Teaching or Research Space Group | 312 | Laboratory - Research Only |  | Unknown | 0.00 | NO
Roseworthy_RW112-Poly Tunnels_Ground Floor_G2 _ Poly Tunnel 2 | RW-RW112-GN-G2 | RW112-GN-G2-Poly Tunnel 2 | Roseworthy | RW | RW112 | Poly Tunnels | GN | Ground Floor | G2 | 141 | School of Agriculture, Food and Wine | 141 | School of Agriculture, Food and Wine | 162 | Poly Tunnel 2 | 3 | Specialist Teaching or Research Space Group | 312 | Laboratory - Research Only |  | Unknown | 0.00 | NO
Roseworthy_RW113-Poultry WC_Ground Floor_G1 _ WC - U | RW-RW113-GN-G1 | RW113-GN-G1-WC - U | Roseworthy | RW | RW113 | Poultry WC | GN | Ground Floor | G1 | 99108 | State - SARDI / PPPI | 859 | Infrastructure | 1.93 | WC - U | 8 | Non Useable Floor Area Space Group | 822 | Non-usable - Toilets/Amenities - Unisex |  | Barely Adequate | 0.00 | NO
Roseworthy_RW114-Poultry Broiler Shed_Ground Floor_01 _ Unknown | RW-RW114-GN-01 | RW114-GN-01-Unknown | Roseworthy | RW | RW114 | Poultry Broiler Shed | GN | Ground Floor | 01 | 99108 | State - SARDI / PPPI | 859 | Infrastructure | 431.38 | Unknown | 6 | General Facility Space Group | 600 | General Facility - Specific type not defined |  | Adequate | 44,117.70 | NO
Roseworthy_RW114-Poultry Broiler Shed_Ground Floor_02 _ Unknown | RW-RW114-GN-02 | RW114-GN-02-Unknown | Roseworthy | RW | RW114 | Poultry Broiler Shed | GN | Ground Floor | 02 | 99108 | State - SARDI / PPPI | 859 | Infrastructure | 81.52 | Unknown | 6 | General Facility Space Group | 600 | General Facility - Specific type not defined |  | Adequate | 8,337.14 | NO
Roseworthy_RW115-Poultry Layer Shed_Ground Floor_01 _ Unknown | RW-RW115-GN-01 | RW115-GN-01-Unknown | Roseworthy | RW | RW115 | Poultry Layer Shed | GN | Ground Floor | 01 | 99108 | State - SARDI / PPPI | 859 | Infrastructure | 361.19 | Unknown | 6 | General Facility Space Group | 600 | General Facility - Specific type not defined |  | Adequate | 36,939.29 | NO
Roseworthy_RW115-Poultry Layer Shed_Ground Floor_02 _ Unknown | RW-RW115-GN-02 | RW115-GN-02-Unknown | Roseworthy | RW | RW115 | Poultry Layer Shed | GN | Ground Floor | 02 | 99108 | State - SARDI / PPPI | 859 | Infrastructure | 35.7 | Unknown | 6 | General Facility Space Group | 600 | General Facility - Specific type not defined |  | Adequate | 3,651.08 | NO
Roseworthy_RW115-Poultry Layer Shed_Ground Floor_03 _ Unknown | RW-RW115-GN-03 | RW115-GN-03-Unknown | Roseworthy | RW | RW115 | Poultry Layer Shed | GN | Ground Floor | 03 | 99108 | State - SARDI / PPPI | 859 | Infrastructure | 35.7 | Unknown | 6 | General Facility Space Group | 600 | General Facility - Specific type not defined |  | Adequate | 3,651.08 | NO
Roseworthy_RW116-Poultry Metabolism Shed_Ground Floor_01 _ Unknown | RW-RW116-GN-01 | RW116-GN-01-Unknown | Roseworthy | RW | RW116 | Poultry Metabolism Shed | GN | Ground Floor | 01 | 99108 | State - SARDI / PPPI | 859 | Infrastructure | 135.59 | Unknown | 6 | General Facility Space Group | 600 | General Facility - Specific type not defined |  | Adequate | 13,866.94 | NO
Roseworthy_RW116-Poultry Metabolism Shed_Ground Floor_02 _ Unknown | RW-RW116-GN-02 | RW116-GN-02-Unknown | Roseworthy | RW | RW116 | Poultry Metabolism Shed | GN | Ground Floor | 02 | 99108 | State - SARDI / PPPI | 859 | Infrastructure | 66.24 | Unknown | 6 | General Facility Space Group | 600 | General Facility - Specific type not defined |  | Adequate | 6,774.44 | NO
Roseworthy_RW116-Poultry Metabolism Shed_Ground Floor_03 _ Unknown | RW-RW116-GN-03 | RW116-GN-03-Unknown | Roseworthy | RW | RW116 | Poultry Metabolism Shed | GN | Ground Floor | 03 | 99108 | State - SARDI / PPPI | 859 | Infrastructure | 120.22 | Unknown | 6 | General Facility Space Group | 600 | General Facility - Specific type not defined |  | Adequate | 12,295.03 | NO
Roseworthy_RW116-Poultry Metabolism Shed_Ground Floor_03A _ Unknown | RW-RW116-GN-03A | RW116-GN-03A-Unknown | Roseworthy | RW | RW116 | Poultry Metabolism Shed | GN | Ground Floor | 03A | 99108 | State - SARDI / PPPI | 859 | Infrastructure | 22.23 | Unknown | 6 | General Facility Space Group | 600 | General Facility - Specific type not defined |  | Adequate | 2,273.49 | NO
Roseworthy_RW116-Poultry Metabolism Shed_Ground Floor_04 _ Unknown | RW-RW116-GN-04 | RW116-GN-04-Unknown | Roseworthy | RW | RW116 | Poultry Metabolism Shed | GN | Ground Floor | 04 | 99108 | State - SARDI / PPPI | 859 | Infrastructure | 95.87 | Unknown | 6 | General Facility Space Group | 600 | General Facility - Specific type not defined |  | Adequate | 9,804.73 | NO
Roseworthy_RW116-Poultry Metabolism Shed_Ground Floor_04A _ Unknown | RW-RW116-GN-04A | RW116-GN-04A-Unknown | Roseworthy | RW | RW116 | Poultry Metabolism Shed | GN | Ground Floor | 04A | 99108 | State - SARDI / PPPI | 859 | Infrastructure | 4.44 | Unknown | 6 | General Facility Space Group | 600 | General Facility - Specific type not defined |  | Adequate | 454.08 | NO
Roseworthy_RW116-Poultry Metabolism Shed_Ground Floor_05 _ Unknown | RW-RW116-GN-05 | RW116-GN-05-Unknown | Roseworthy | RW | RW116 | Poultry Metabolism Shed | GN | Ground Floor | 05 | 99108 | State - SARDI / PPPI | 859 | Infrastructure | 197 | Unknown | 6 | General Facility Space Group | 600 | General Facility - Specific type not defined |  | Adequate | 20,147.40 | NO
Roseworthy_RW117-Poultry Office & Egg Handling_Ground Floor_G1 _ Egg Store | RW-RW117-GN-G1 | RW117-GN-G1-Egg Store | Roseworthy | RW | RW117 | Poultry Office & Egg Handling | GN | Ground Floor | G1 | 99108 | State - SARDI / PPPI | 859 | Infrastructure | 18.88 | Egg Store | 4 | Ancillary Area Space Group | 419 | Ancillary Area - Store Room - Generic |  | Adequate | 1,517.12 | NO
Roseworthy_RW117-Poultry Office & Egg Handling_Ground Floor_G2 _ Office - Poultry | RW-RW117-GN-G2 | RW117-GN-G2-Office - Poultry | Roseworthy | RW | RW117 | Poultry Office & Egg Handling | GN | Ground Floor | G2 | 99108 | State - SARDI / PPPI | 859 | Infrastructure | 11.17 | Office - Poultry | 1 | Office Space Group | 101 | Office - Academic Staff |  | Adequate | 1,019.97 | NO
Roseworthy_RW117-Poultry Office & Egg Handling_Ground Floor_G3 _ Preparation | RW-RW117-GN-G3 | RW117-GN-G3-Preparation | Roseworthy | RW | RW117 | Poultry Office & Egg Handling | GN | Ground Floor | G3 | 99108 | State - SARDI / PPPI | 859 | Infrastructure | 17.91 | Preparation | 4 | Ancillary Area Space Group | 401 | Ancillary Area - Laboratory Service and Preparation |  | Adequate | 1,439.17 | NO
Roseworthy_RW117-Poultry Office & Egg Handling_Ground Floor_G4 _ Processing | RW-RW117-GN-G4 | RW117-GN-G4-Processing | Roseworthy | RW | RW117 | Poultry Office & Egg Handling | GN | Ground Floor | G4 | 99108 | State - SARDI / PPPI | 859 | Infrastructure | 31.75 | Processing | 4 | Ancillary Area Space Group | 403 | Ancillary Area - Workshop |  | Adequate | 2,551.30 | NO
Roseworthy_RW117-Poultry Office & Egg Handling_Ground Floor_G5 _ Processing | RW-RW117-GN-G5 | RW117-GN-G5-Processing | Roseworthy | RW | RW117 | Poultry Office & Egg Handling | GN | Ground Floor | G5 | 99108 | State - SARDI / PPPI | 859 | Infrastructure | 20.76 | Processing | 4 | Ancillary Area Space Group | 403 | Ancillary Area - Workshop |  | Adequate | 1,668.19 | NO
Roseworthy_RW118-Poultry Office_Ground Floor_G01 _ Corr. | RW-RW118-GN-G01 | RW118-GN-G01-Corr. | Roseworthy | RW | RW118 | Poultry Office | GN | Ground Floor | G01 | 99108 | State - SARDI / PPPI | 859 | Infrastructure | 8.34 | Corr. | 8 | Non Useable Floor Area Space Group | 805 | Non-usable - Circulation space |  | Adequate | 0.00 | NO
Roseworthy_RW118-Poultry Office_Ground Floor_G02 _ Office | RW-RW118-GN-G02 | RW118-GN-G02-Office | Roseworthy | RW | RW118 | Poultry Office | GN | Ground Floor | G02 | 99108 | State - SARDI / PPPI | 859 | Infrastructure | 9.52 | Office | 1 | Office Space Group | 100 | Office - Specific type not defined |  | Adequate | 869.30 | NO
Roseworthy_RW118-Poultry Office_Ground Floor_G03 _ Ldry | RW-RW118-GN-G03 | RW118-GN-G03-Ldry | Roseworthy | RW | RW118 | Poultry Office | GN | Ground Floor | G03 | 99108 | State - SARDI / PPPI | 859 | Infrastructure | 9.75 | Ldry | 6 | General Facility Space Group | 624 | General Facility - Laundry |  | Adequate | 997.14 | NO
Roseworthy_RW118-Poultry Office_Ground Floor_G03A _ WC | RW-RW118-GN-G03A | RW118-GN-G03A-WC | Roseworthy | RW | RW118 | Poultry Office | GN | Ground Floor | G03A | 99108 | State - SARDI / PPPI | 859 | Infrastructure | 1.65 | WC | 8 | Non Useable Floor Area Space Group | 835 | Non-usable - Toilets/Amenities - Other |  | Adequate | 0.00 | NO
Roseworthy_RW118-Poultry Office_Ground Floor_G03B _ Shower | RW-RW118-GN-G03B | RW118-GN-G03B-Shower | Roseworthy | RW | RW118 | Poultry Office | GN | Ground Floor | G03B | 99108 | State - SARDI / PPPI | 859 | Infrastructure | 2.25 | Shower | 8 | Non Useable Floor Area Space Group | 835 | Non-usable - Toilets/Amenities - Other |  | Adequate | 0.00 | NO
Roseworthy_RW118-Poultry Office_Ground Floor_G04 _ WC - U - Access (LH) | RW-RW118-GN-G04 | RW118-GN-G04-WC - U - Access (LH) | Roseworthy | RW | RW118 | Poultry Office | GN | Ground Floor | G04 | 99108 | State - SARDI / PPPI | 859 | Infrastructure | 3.68 | WC - U - Access (LH) | 8 | Non Useable Floor Area Space Group | 818 | Non-usable - Toilets/Amenities - Unisex Accessible |  | Adequate | 0.00 | NO
Roseworthy_RW118-Poultry Office_Ground Floor_G05 _ Lunchroom / Meeting | RW-RW118-GN-G05 | RW118-GN-G05-Lunchroom / Meeting | Roseworthy | RW | RW118 | Poultry Office | GN | Ground Floor | G05 | 99108 | State - SARDI / PPPI | 859 | Infrastructure | 21.59 | Lunchroom / Meeting | 6 | General Facility Space Group | 607 | General Facility - Cafeteria/Refectory/Canteen/Dining Room |  | Adequate | 2,208.03 | NO
Roseworthy_RW118-Poultry Office_Ground Floor_G06 _ Office | RW-RW118-GN-G06 | RW118-GN-G06-Office | Roseworthy | RW | RW118 | Poultry Office | GN | Ground Floor | G06 | 99108 | State - SARDI / PPPI | 859 | Infrastructure | 9.86 | Office | 1 | Office Space Group | 100 | Office - Specific type not defined |  | Adequate | 900.35 | NO
Roseworthy_RW119-Poultry Shed - Storage_Ground Floor_G1 _ Poultry Shed - Storage | RW-RW119-GN-G1 | RW119-GN-G1-Poultry Shed - Storage | Roseworthy | RW | RW119 | Poultry Shed - Storage | GN | Ground Floor | G1 | 99108 | State - SARDI / PPPI | 859 | Infrastructure | 173.87 | Poultry Shed - Storage | 4 | Ancillary Area Space Group | 419 | Ancillary Area - Store Room - Generic |  | Adequate | 13,971.47 | NO
Roseworthy_RW120-Storage Shed_Ground Floor_G1 _ Storage Shed | RW-RW120-GN-G1 | RW120-GN-G1-Storage Shed | Roseworthy | RW | RW120 | Storage Shed | GN | Ground Floor | G1 | 99101 | State - CFS - Country Fire Service | 859 | Infrastructure | 53.65 | Storage Shed | 4 | Ancillary Area Space Group | 419 | Ancillary Area - Store Room - Generic |  | Adequate | 4,311.09 | NO
Roseworthy_RW121-Pool Complex_Ground Floor_G1 _ Gas Bottles | RW-RW121-GN-G1 | RW121-GN-G1-Gas Bottles | Roseworthy | RW | RW121 | Pool Complex | GN | Ground Floor | G1 | 99966 | Unknown | 99939 | Unusable Spaces | 1.11 | Gas Bottles | 4 | Ancillary Area Space Group | 418 | Ancillary Area - Dangerous goods storage |  | Unknown | 0.00 | NO
Roseworthy_RW121-Pool Complex_Ground Floor_G2 _ Pool Equipment Plant | RW-RW121-GN-G2 | RW121-GN-G2-Pool Equipment Plant | Roseworthy | RW | RW121 | Pool Complex | GN | Ground Floor | G2 | 99966 | Unknown | 99939 | Unusable Spaces | 24.62 | Pool Equipment Plant | 4 | Ancillary Area Space Group | 419 | Ancillary Area - Store Room - Generic |  | Unknown | 0.00 | NO
Roseworthy_RW121-Pool Complex_Ground Floor_G3 _ Change Room - F | RW-RW121-GN-G3 | RW121-GN-G3-Change Room - F | Roseworthy | RW | RW121 | Pool Complex | GN | Ground Floor | G3 | 99939 | Unusable Spaces | 99939 | Unusable Spaces | 18.71 | Change Room - F | 8 | Non Useable Floor Area Space Group | 820 | Non-usable - Toilets/Amenities - Female |  | Unknown | 0.00 | NO
Roseworthy_RW121-Pool Complex_Ground Floor_G4 _ Pool Equipment | RW-RW121-GN-G4 | RW121-GN-G4-Pool Equipment | Roseworthy | RW | RW121 | Pool Complex | GN | Ground Floor | G4 | 99966 | Unknown | 99939 | Unusable Spaces | 10.58 | Pool Equipment | 4 | Ancillary Area Space Group | 419 | Ancillary Area - Store Room - Generic |  | Unknown | 0.00 | NO
Roseworthy_RW121-Pool Complex_Ground Floor_G5 _ Changeroom - M | RW-RW121-GN-G5 | RW121-GN-G5-Changeroom - M | Roseworthy | RW | RW121 | Pool Complex | GN | Ground Floor | G5 | 99939 | Unusable Spaces | 99939 | Unusable Spaces | 21.29 | Changeroom - M | 8 | Non Useable Floor Area Space Group | 821 | Non-usable - Toilets/Amenities - Male |  | Unknown | 0.00 | NO
Roseworthy_RW122-Housing 11_Ground Floor_G0 _ Verandah | RW-RW122-GN-G0 | RW122-GN-G0-Verandah | Roseworthy | RW | RW122 | Housing 11 | GN | Ground Floor | G0 | 99999 | Commercial Housing | 99939 | Unusable Spaces | 77.6 | Verandah | 7 | Residential Accommodation Space Group | 700 | Residential - Specific type not defined |  | Unknown | 0.00 | NO
Roseworthy_RW122-Housing 11_Ground Floor_G1 _ Entrance | RW-RW122-GN-G1 | RW122-GN-G1-Entrance | Roseworthy | RW | RW122 | Housing 11 | GN | Ground Floor | G1 | 99999 | Commercial Housing | 99939 | Unusable Spaces | 5.25 | Entrance | 8 | Non Useable Floor Area Space Group | 805 | Non-usable - Circulation space |  | Unknown | 0.00 | NO
Roseworthy_RW122-Housing 11_Ground Floor_G10 _ Sunroom | RW-RW122-GN-G10 | RW122-GN-G10-Sunroom | Roseworthy | RW | RW122 | Housing 11 | GN | Ground Floor | G10 | 99999 | Commercial Housing | 99939 | Unusable Spaces | 7.36 | Sunroom | 6 | General Facility Space Group | 600 | General Facility - Specific type not defined |  | Unknown | 0.00 | NO
Roseworthy_RW122-Housing 11_Ground Floor_G2 _ Ldry | RW-RW122-GN-G2 | RW122-GN-G2-Ldry | Roseworthy | RW | RW122 | Housing 11 | GN | Ground Floor | G2 | 99999 | Commercial Housing | 99939 | Unusable Spaces | 2 | Ldry | 7 | Residential Accommodation Space Group | 700 | Residential - Specific type not defined |  | Unknown | 0.00 | NO
Roseworthy_RW122-Housing 11_Ground Floor_G2A _ WC | RW-RW122-GN-G2A | RW122-GN-G2A-WC | Roseworthy | RW | RW122 | Housing 11 | GN | Ground Floor | G2A | 99999 | Commercial Housing | 99939 | Unusable Spaces | 1.75 | WC | 8 | Non Useable Floor Area Space Group | 835 | Non-usable - Toilets/Amenities - Other |  | Unknown | 0.00 | NO
Roseworthy_RW122-Housing 11_Ground Floor_G2B _ Bathroom | RW-RW122-GN-G2B | RW122-GN-G2B-Bathroom | Roseworthy | RW | RW122 | Housing 11 | GN | Ground Floor | G2B | 99999 | Commercial Housing | 99939 | Unusable Spaces | 5.54 | Bathroom | 7 | Residential Accommodation Space Group | 700 | Residential - Specific type not defined |  | Unknown | 0.00 | NO
Roseworthy_RW122-Housing 11_Ground Floor_G3 _ Dining Room | RW-RW122-GN-G3 | RW122-GN-G3-Dining Room | Roseworthy | RW | RW122 | Housing 11 | GN | Ground Floor | G3 | 99999 | Commercial Housing | 99939 | Unusable Spaces | 10.86 | Dining Room | 6 | General Facility Space Group | 608 | General Facility - Kitchen/Servery/Food Storage |  | Unknown | 0.00 | NO
Roseworthy_RW122-Housing 11_Ground Floor_G4 _ Lounge | RW-RW122-GN-G4 | RW122-GN-G4-Lounge | Roseworthy | RW | RW122 | Housing 11 | GN | Ground Floor | G4 | 99999 | Commercial Housing | 99939 | Unusable Spaces | 21.58 | Lounge | 7 | Residential Accommodation Space Group | 700 | Residential - Specific type not defined |  | Unknown | 0.00 | NO
Roseworthy_RW122-Housing 11_Ground Floor_G5 _ Bedroom | RW-RW122-GN-G5 | RW122-GN-G5-Bedroom | Roseworthy | RW | RW122 | Housing 11 | GN | Ground Floor | G5 | 99999 | Commercial Housing | 99939 | Unusable Spaces | 12.39 | Bedroom | 7 | Residential Accommodation Space Group | 700 | Residential - Specific type not defined |  | Unknown | 0.00 | NO
Roseworthy_RW122-Housing 11_Ground Floor_G6 _ Passage | RW-RW122-GN-G6 | RW122-GN-G6-Passage | Roseworthy | RW | RW122 | Housing 11 | GN | Ground Floor | G6 | 99999 | Commercial Housing | 99939 | Unusable Spaces | 5.61 | Passage | 8 | Non Useable Floor Area Space Group | 805 | Non-usable - Circulation space |  | Unknown | 0.00 | NO
Roseworthy_RW122-Housing 11_Ground Floor_G7 _ Bedroom | RW-RW122-GN-G7 | RW122-GN-G7-Bedroom | Roseworthy | RW | RW122 | Housing 11 | GN | Ground Floor | G7 | 99999 | Commercial Housing | 99939 | Unusable Spaces | 13.21 | Bedroom | 7 | Residential Accommodation Space Group | 700 | Residential - Specific type not defined |  | Unknown | 0.00 | NO
Roseworthy_RW122-Housing 11_Ground Floor_G8 _ Bedroom | RW-RW122-GN-G8 | RW122-GN-G8-Bedroom | Roseworthy | RW | RW122 | Housing 11 | GN | Ground Floor | G8 | 99999 | Commercial Housing | 99939 | Unusable Spaces | 15.44 | Bedroom | 7 | Residential Accommodation Space Group | 700 | Residential - Specific type not defined |  | Unknown | 0.00 | NO
Roseworthy_RW122-Housing 11_Ground Floor_G9 _ Kitchen | RW-RW122-GN-G9 | RW122-GN-G9-Kitchen | Roseworthy | RW | RW122 | Housing 11 | GN | Ground Floor | G9 | 99999 | Commercial Housing | 99939 | Unusable Spaces | 15.9 | Kitchen | 6 | General Facility Space Group | 608 | General Facility - Kitchen/Servery/Food Storage |  | Unknown | 0.00 | NO
Roseworthy_RW123-Housing 26_Ground Floor_G0 _ Verandah | RW-RW123-GN-G0 | RW123-GN-G0-Verandah | Roseworthy | RW | RW123 | Housing 26 | GN | Ground Floor | G0 | 99999 | Commercial Housing | 99939 | Unusable Spaces | 46.04 | Verandah | 7 | Residential Accommodation Space Group | 700 | Residential - Specific type not defined |  | Unknown | 0.00 | NO
Roseworthy_RW123-Housing 26_Ground Floor_G1 _ Bedroom 1 | RW-RW123-GN-G1 | RW123-GN-G1-Bedroom 1 | Roseworthy | RW | RW123 | Housing 26 | GN | Ground Floor | G1 | 99999 | Commercial Housing | 99939 | Unusable Spaces | 13.27 | Bedroom 1 | 7 | Residential Accommodation Space Group | 700 | Residential - Specific type not defined |  | Unknown | 0.00 | NO
Roseworthy_RW123-Housing 26_Ground Floor_G10 _ Corr. | RW-RW123-GN-G10 | RW123-GN-G10-Corr. | Roseworthy | RW | RW123 | Housing 26 | GN | Ground Floor | G10 | 99999 | Commercial Housing | 99939 | Unusable Spaces | 6.54 | Corr. | 8 | Non Useable Floor Area Space Group | 805 | Non-usable - Circulation space |  | Unknown | 0.00 | NO
Roseworthy_RW123-Housing 26_Ground Floor_G11 _ Bedroom 2 | RW-RW123-GN-G11 | RW123-GN-G11-Bedroom 2 | Roseworthy | RW | RW123 | Housing 26 | GN | Ground Floor | G11 | 99999 | Commercial Housing | 99939 | Unusable Spaces | 14.68 | Bedroom 2 | 7 | Residential Accommodation Space Group | 700 | Residential - Specific type not defined |  | Unknown | 0.00 | NO
Roseworthy_RW123-Housing 26_Ground Floor_G12 _ Corr. | RW-RW123-GN-G12 | RW123-GN-G12-Corr. | Roseworthy | RW | RW123 | Housing 26 | GN | Ground Floor | G12 | 99999 | Commercial Housing | 99939 | Unusable Spaces | 4.83 | Corr. | 8 | Non Useable Floor Area Space Group | 805 | Non-usable - Circulation space |  | Unknown | 0.00 | NO
Roseworthy_RW123-Housing 26_Ground Floor_G2 _ Kitchen / Dining | RW-RW123-GN-G2 | RW123-GN-G2-Kitchen / Dining | Roseworthy | RW | RW123 | Housing 26 | GN | Ground Floor | G2 | 99999 | Commercial Housing | 99939 | Unusable Spaces | 11.05 | Kitchen / Dining | 7 | Residential Accommodation Space Group | 700 | Residential - Specific type not defined |  | Unknown | 0.00 | NO
Roseworthy_RW123-Housing 26_Ground Floor_G2A _ Entry | RW-RW123-GN-G2A | RW123-GN-G2A-Entry | Roseworthy | RW | RW123 | Housing 26 | GN | Ground Floor | G2A | 99999 | Commercial Housing | 99939 | Unusable Spaces | 2.5 | Entry | 8 | Non Useable Floor Area Space Group | 805 | Non-usable - Circulation space |  | Unknown | 0.00 | NO
Roseworthy_RW123-Housing 26_Ground Floor_G3 _ Ldry | RW-RW123-GN-G3 | RW123-GN-G3-Ldry | Roseworthy | RW | RW123 | Housing 26 | GN | Ground Floor | G3 | 99999 | Commercial Housing | 99939 | Unusable Spaces | 3.52 | Ldry | 7 | Residential Accommodation Space Group | 700 | Residential - Specific type not defined |  | Unknown | 0.00 | NO
Roseworthy_RW123-Housing 26_Ground Floor_G4 _ Bathroom | RW-RW123-GN-G4 | RW123-GN-G4-Bathroom | Roseworthy | RW | RW123 | Housing 26 | GN | Ground Floor | G4 | 99999 | Commercial Housing | 99939 | Unusable Spaces | 4.94 | Bathroom | 7 | Residential Accommodation Space Group | 700 | Residential - Specific type not defined |  | Unknown | 0.00 | NO
Roseworthy_RW123-Housing 26_Ground Floor_G5 _ WC | RW-RW123-GN-G5 | RW123-GN-G5-WC | Roseworthy | RW | RW123 | Housing 26 | GN | Ground Floor | G5 | 99999 | Commercial Housing | 99939 | Unusable Spaces | 1.8 | WC | 7 | Residential Accommodation Space Group | 700 | Residential - Specific type not defined |  | Unknown | 0.00 | NO
Roseworthy_RW123-Housing 26_Ground Floor_G6 _ Entry | RW-RW123-GN-G6 | RW123-GN-G6-Entry | Roseworthy | RW | RW123 | Housing 26 | GN | Ground Floor | G6 | 99999 | Commercial Housing | 99939 | Unusable Spaces | 3.4 | Entry | 8 | Non Useable Floor Area Space Group | 805 | Non-usable - Circulation space |  | Unknown | 0.00 | NO
Roseworthy_RW123-Housing 26_Ground Floor_G7 _ Living | RW-RW123-GN-G7 | RW123-GN-G7-Living | Roseworthy | RW | RW123 | Housing 26 | GN | Ground Floor | G7 | 99999 | Commercial Housing | 99939 | Unusable Spaces | 13.1 | Living | 7 | Residential Accommodation Space Group | 700 | Residential - Specific type not defined |  | Unknown | 0.00 | NO
Roseworthy_RW123-Housing 26_Ground Floor_G8 _ Sunroom | RW-RW123-GN-G8 | RW123-GN-G8-Sunroom | Roseworthy | RW | RW123 | Housing 26 | GN | Ground Floor | G8 | 99999 | Commercial Housing | 99939 | Unusable Spaces | 15.68 | Sunroom | 7 | Residential Accommodation Space Group | 700 | Residential - Specific type not defined |  | Unknown | 0.00 | NO
Roseworthy_RW123-Housing 26_Ground Floor_G9 _ Bedroom 3 | RW-RW123-GN-G9 | RW123-GN-G9-Bedroom 3 | Roseworthy | RW | RW123 | Housing 26 | GN | Ground Floor | G9 | 99999 | Commercial Housing | 99939 | Unusable Spaces | 15.28 | Bedroom 3 | 7 | Residential Accommodation Space Group | 700 | Residential - Specific type not defined |  | Unknown | 0.00 | NO
Roseworthy_RW125-Farm Office_Ground Floor_G1 _ Office | RW-RW125-GN-G1 | RW125-GN-G1-Office | Roseworthy | RW | RW125 | Farm Office | GN | Ground Floor | G1 | 99984 | Commercial - Martindale Holdings Pty Ltd | 859 | Infrastructure | 18.13 | Office | 1 | Office Space Group | 108 | Office - Professional/General Staff |  | Adequate | 1,655.51 | NO
Roseworthy_RW125-Farm Office_Ground Floor_G1A _ Verandah (UCA) | RW-RW125-GN-G1A | RW125-GN-G1A-Verandah (UCA) | Roseworthy | RW | RW125 | Farm Office | GN | Ground Floor | G1A | 99984 | Commercial - Martindale Holdings Pty Ltd | 859 | Infrastructure | 29.6 | Verandah (UCA) | 8 | Non Useable Floor Area Space Group | 839 | Non-usable - Verandah/Balcony |  | Adequate | 0.00 | NO
Roseworthy_RW125-Farm Office_Ground Floor_G2 _ Store | RW-RW125-GN-G2 | RW125-GN-G2-Store | Roseworthy | RW | RW125 | Farm Office | GN | Ground Floor | G2 | 99984 | Commercial - Martindale Holdings Pty Ltd | 859 | Infrastructure | 34.55 | Store | 4 | Ancillary Area Space Group | 419 | Ancillary Area - Store Room - Generic |  | Adequate | 2,776.29 | NO
Roseworthy_RW125-Farm Office_Ground Floor_G3 _ Office | RW-RW125-GN-G3 | RW125-GN-G3-Office | Roseworthy | RW | RW125 | Farm Office | GN | Ground Floor | G3 | 99984 | Commercial - Martindale Holdings Pty Ltd | 859 | Infrastructure | 9.03 | Office | 1 | Office Space Group | 108 | Office - Professional/General Staff |  | Adequate | 824.56 | NO
Roseworthy_RW125-Farm Office_Ground Floor_G4 _ Store | RW-RW125-GN-G4 | RW125-GN-G4-Store | Roseworthy | RW | RW125 | Farm Office | GN | Ground Floor | G4 | 99984 | Commercial - Martindale Holdings Pty Ltd | 859 | Infrastructure | 11.49 | Store | 4 | Ancillary Area Space Group | 419 | Ancillary Area - Store Room - Generic |  | Adequate | 923.29 | NO
Roseworthy_RW125-Farm Office_Ground Floor_G5 _ Office | RW-RW125-GN-G5 | RW125-GN-G5-Office | Roseworthy | RW | RW125 | Farm Office | GN | Ground Floor | G5 | 99984 | Commercial - Martindale Holdings Pty Ltd | 859 | Infrastructure | 18.13 | Office | 1 | Office Space Group | 108 | Office - Professional/General Staff |  | Adequate | 1,655.51 | NO
Roseworthy_RW125-Farm Office_Ground Floor_G6 _ Office | RW-RW125-GN-G6 | RW125-GN-G6-Office | Roseworthy | RW | RW125 | Farm Office | GN | Ground Floor | G6 | 99984 | Commercial - Martindale Holdings Pty Ltd | 859 | Infrastructure | 12.63 | Office | 1 | Office Space Group | 108 | Office - Professional/General Staff |  | Adequate | 1,153.29 | NO
Roseworthy_RW125-Farm Office_Ground Floor_G7 _ Store | RW-RW125-GN-G7 | RW125-GN-G7-Store | Roseworthy | RW | RW125 | Farm Office | GN | Ground Floor | G7 | 99984 | Commercial - Martindale Holdings Pty Ltd | 859 | Infrastructure | 13.27 | Store | 4 | Ancillary Area Space Group | 419 | Ancillary Area - Store Room - Generic |  | Adequate | 1,066.32 | NO
Roseworthy_RW126-Farm Services Office_Ground Floor_G1 _ Office | RW-RW126-GN-G1 | RW126-GN-G1-Office | Roseworthy | RW | RW126 | Farm Services Office | GN | Ground Floor | G1 | 99984 | Commercial - Martindale Holdings Pty Ltd | 859 | Infrastructure | 14.2 | Office | 1 | Office Space Group | 100 | Office - Specific type not defined |  | Adequate | 1,296.65 | NO
Roseworthy_RW126-Farm Services Office_Ground Floor_G1A _ Verandah (UCA) | RW-RW126-GN-G1A | RW126-GN-G1A-Verandah (UCA) | Roseworthy | RW | RW126 | Farm Services Office | GN | Ground Floor | G1A | 99984 | Commercial - Martindale Holdings Pty Ltd | 859 | Infrastructure | 19.27 | Verandah (UCA) | 8 | Non Useable Floor Area Space Group | 839 | Non-usable - Verandah/Balcony |  | Adequate | 0.00 | NO
Roseworthy_RW126-Farm Services Office_Ground Floor_G2 _ Office | RW-RW126-GN-G2 | RW126-GN-G2-Office | Roseworthy | RW | RW126 | Farm Services Office | GN | Ground Floor | G2 | 99984 | Commercial - Martindale Holdings Pty Ltd | 859 | Infrastructure | 14.85 | Office | 1 | Office Space Group | 100 | Office - Specific type not defined |  | Adequate | 1,356.00 | NO
Roseworthy_RW126-Farm Services Office_Ground Floor_G3 _ Shower | RW-RW126-GN-G3 | RW126-GN-G3-Shower | Roseworthy | RW | RW126 | Farm Services Office | GN | Ground Floor | G3 | 99939 | Unusable Spaces | 99939 | Unusable Spaces | 4.28 | Shower | 8 | Non Useable Floor Area Space Group | 835 | Non-usable - Toilets/Amenities - Other |  | Unknown | 0.00 | NO
Roseworthy_RW126-Farm Services Office_Ground Floor_G3A _ WC | RW-RW126-GN-G3A | RW126-GN-G3A-WC | Roseworthy | RW | RW126 | Farm Services Office | GN | Ground Floor | G3A | 99984 | Commercial - Martindale Holdings Pty Ltd | 859 | Infrastructure | 2.22 | WC | 8 | Non Useable Floor Area Space Group | 835 | Non-usable - Toilets/Amenities - Other |  | Adequate | 0.00 | NO
Roseworthy_RW126-Farm Services Office_Ground Floor_G4 _ Store | RW-RW126-GN-G4 | RW126-GN-G4-Store | Roseworthy | RW | RW126 | Farm Services Office | GN | Ground Floor | G4 | 99984 | Commercial - Martindale Holdings Pty Ltd | 859 | Infrastructure | 3.82 | Store | 4 | Ancillary Area Space Group | 419 | Ancillary Area - Store Room - Generic |  | Adequate | 306.96 | NO
Roseworthy_RW126-Farm Services Office_Ground Floor_G4A _ Corr. | RW-RW126-GN-G4A | RW126-GN-G4A-Corr. | Roseworthy | RW | RW126 | Farm Services Office | GN | Ground Floor | G4A | 99939 | Unusable Spaces | 99939 | Unusable Spaces | 2.24 | Corr. | 8 | Non Useable Floor Area Space Group | 805 | Non-usable - Circulation space |  | Unknown | 0.00 | NO
Roseworthy_RW126-Farm Services Office_Ground Floor_G5 _ Lunchroom | RW-RW126-GN-G5 | RW126-GN-G5-Lunchroom | Roseworthy | RW | RW126 | Farm Services Office | GN | Ground Floor | G5 | 99984 | Commercial - Martindale Holdings Pty Ltd | 859 | Infrastructure | 31.08 | Lunchroom | 6 | General Facility Space Group | 607 | General Facility - Cafeteria/Refectory/Canteen/Dining Room |  | Adequate | 3,178.59 | NO
Roseworthy_RW126-Farm Services Office_Ground Floor_G5A _ Carport | RW-RW126-GN-G5A | RW126-GN-G5A-Carport | Roseworthy | RW | RW126 | Farm Services Office | GN | Ground Floor | G5A | 99984 | Commercial - Martindale Holdings Pty Ltd | 859 | Infrastructure | 53.39 | Carport | 8 | Non Useable Floor Area Space Group | 807 | Non-usable - Garage/Loading bay |  | Adequate | 0.00 | NO
Roseworthy_RW126-Farm Services Office_Ground Floor_G6 _ Office | RW-RW126-GN-G6 | RW126-GN-G6-Office | Roseworthy | RW | RW126 | Farm Services Office | GN | Ground Floor | G6 | 99984 | Commercial - Martindale Holdings Pty Ltd | 859 | Infrastructure | 14.68 | Office | 1 | Office Space Group | 100 | Office - Specific type not defined |  | Adequate | 1,340.48 | NO
Roseworthy_RW126-Farm Services Office_Ground Floor_G7 _ Office | RW-RW126-GN-G7 | RW126-GN-G7-Office | Roseworthy | RW | RW126 | Farm Services Office | GN | Ground Floor | G7 | 99984 | Commercial - Martindale Holdings Pty Ltd | 859 | Infrastructure | 14.04 | Office | 1 | Office Space Group | 100 | Office - Specific type not defined |  | Adequate | 1,282.04 | NO
Roseworthy_RW126-Farm Services Office_Ground Floor_G8 _ Corr. | RW-RW126-GN-G8 | RW126-GN-G8-Corr. | Roseworthy | RW | RW126 | Farm Services Office | GN | Ground Floor | G8 | 99939 | Unusable Spaces | 99939 | Unusable Spaces | 10.19 | Corr. | 8 | Non Useable Floor Area Space Group | 805 | Non-usable - Circulation space |  | Unknown | 0.00 | NO
Roseworthy_RW127-Farm Chemical Store_Ground Floor_G1 _ Store | RW-RW127-GN-G1 | RW127-GN-G1-Store | Roseworthy | RW | RW127 | Farm Chemical Store | GN | Ground Floor | G1 | 99984 | Commercial - Martindale Holdings Pty Ltd | 859 | Infrastructure | 103.84 | Store | 4 | Ancillary Area Space Group | 418 | Ancillary Area - Dangerous goods storage |  | Barely Adequate | 8,010.38 | NO
Roseworthy_RW128-Roseworthy Piggery - Dry Sow/ Mating_Ground Floor_G01 _ Corr. | RW-RW128-GN-G01 | RW128-GN-G01-Corr. | Roseworthy | RW | RW128 | Roseworthy Piggery - Dry Sow/ Mating | GN | Ground Floor | G01 | 99224 | Commercial - SunPork | 859 | Infrastructure | 168.34 | Corr. | 8 | Non Useable Floor Area Space Group | 805 | Non-usable - Circulation space |  | Adequate | 0.00 | NO
Roseworthy_RW128-Roseworthy Piggery - Dry Sow/ Mating_Ground Floor_G02 _ Pig pens | RW-RW128-GN-G02 | RW128-GN-G02-Pig pens | Roseworthy | RW | RW128 | Roseworthy Piggery - Dry Sow/ Mating | GN | Ground Floor | G02 | 99224 | Commercial - SunPork | 859 | Infrastructure | 24.73 | Pig pens | 4 | Ancillary Area Space Group | 404 | Ancillary Area - Animal Holding |  | Adequate | 0.00 | NO
Roseworthy_RW128-Roseworthy Piggery - Dry Sow/ Mating_Ground Floor_G03 _ Pig Pens | RW-RW128-GN-G03 | RW128-GN-G03-Pig Pens | Roseworthy | RW | RW128 | Roseworthy Piggery - Dry Sow/ Mating | GN | Ground Floor | G03 | 99224 | Commercial - SunPork | 859 | Infrastructure | 58.25 | Pig Pens | 4 | Ancillary Area Space Group | 404 | Ancillary Area - Animal Holding |  | Adequate | 0.00 | NO
Roseworthy_RW128-Roseworthy Piggery - Dry Sow/ Mating_Ground Floor_G04 _ Pig Pens | RW-RW128-GN-G04 | RW128-GN-G04-Pig Pens | Roseworthy | RW | RW128 | Roseworthy Piggery - Dry Sow/ Mating | GN | Ground Floor | G04 | 99224 | Commercial - SunPork | 859 | Infrastructure | 36.54 | Pig Pens | 4 | Ancillary Area Space Group | 404 | Ancillary Area - Animal Holding |  | Adequate | 0.00 | NO
Roseworthy_RW128-Roseworthy Piggery - Dry Sow/ Mating_Ground Floor_G05 _ Pig pens | RW-RW128-GN-G05 | RW128-GN-G05-Pig pens | Roseworthy | RW | RW128 | Roseworthy Piggery - Dry Sow/ Mating | GN | Ground Floor | G05 | 99224 | Commercial - SunPork | 859 | Infrastructure | 158.72 | Pig pens | 4 | Ancillary Area Space Group | 404 | Ancillary Area - Animal Holding |  | Adequate | 0.00 | NO
Roseworthy_RW128-Roseworthy Piggery - Dry Sow/ Mating_Ground Floor_G06 _ Pig Pens | RW-RW128-GN-G06 | RW128-GN-G06-Pig Pens | Roseworthy | RW | RW128 | Roseworthy Piggery - Dry Sow/ Mating | GN | Ground Floor | G06 | 99224 | Commercial - SunPork | 859 | Infrastructure | 142.47 | Pig Pens | 4 | Ancillary Area Space Group | 404 | Ancillary Area - Animal Holding |  | Adequate | 0.00 | NO
Roseworthy_RW128-Roseworthy Piggery - Dry Sow/ Mating_Ground Floor_G07 _ Pig Pens | RW-RW128-GN-G07 | RW128-GN-G07-Pig Pens | Roseworthy | RW | RW128 | Roseworthy Piggery - Dry Sow/ Mating | GN | Ground Floor | G07 | 99224 | Commercial - SunPork | 859 | Infrastructure | 24.73 | Pig Pens | 4 | Ancillary Area Space Group | 404 | Ancillary Area - Animal Holding |  | Adequate | 0.00 | NO
Roseworthy_RW128-Roseworthy Piggery - Dry Sow/ Mating_Ground Floor_G08 _ Pig Pens | RW-RW128-GN-G08 | RW128-GN-G08-Pig Pens | Roseworthy | RW | RW128 | Roseworthy Piggery - Dry Sow/ Mating | GN | Ground Floor | G08 | 99224 | Commercial - SunPork | 859 | Infrastructure | 58.25 | Pig Pens | 4 | Ancillary Area Space Group | 404 | Ancillary Area - Animal Holding |  | Adequate | 0.00 | NO
Roseworthy_RW128-Roseworthy Piggery - Dry Sow/ Mating_Ground Floor_G09 _ Pig Pens | RW-RW128-GN-G09 | RW128-GN-G09-Pig Pens | Roseworthy | RW | RW128 | Roseworthy Piggery - Dry Sow/ Mating | GN | Ground Floor | G09 | 99224 | Commercial - SunPork | 859 | Infrastructure | 36.54 | Pig Pens | 4 | Ancillary Area Space Group | 404 | Ancillary Area - Animal Holding |  | Adequate | 0.00 | NO
Roseworthy_RW129-Roseworthy Piggery - Farrowing Shed_Ground Floor_G1 _ Corr. | RW-RW129-GN-G1 | RW129-GN-G1-Corr. | Roseworthy | RW | RW129 | Roseworthy Piggery - Farrowing Shed | GN | Ground Floor | G1 | 99224 | Commercial - SunPork | 859 | Infrastructure | 54.37 | Corr. | 8 | Non Useable Floor Area Space Group | 805 | Non-usable - Circulation space |  | Adequate | 0.00 | NO
Roseworthy_RW129-Roseworthy Piggery - Farrowing Shed_Ground Floor_G2 _ Farrowing | RW-RW129-GN-G2 | RW129-GN-G2-Farrowing | Roseworthy | RW | RW129 | Roseworthy Piggery - Farrowing Shed | GN | Ground Floor | G2 | 99224 | Commercial - SunPork | 859 | Infrastructure | 81.83 | Farrowing | 4 | Ancillary Area Space Group | 404 | Ancillary Area - Animal Holding |  | Adequate | 0.00 | NO
Roseworthy_RW129-Roseworthy Piggery - Farrowing Shed_Ground Floor_G3 _ Farrowing | RW-RW129-GN-G3 | RW129-GN-G3-Farrowing | Roseworthy | RW | RW129 | Roseworthy Piggery - Farrowing Shed | GN | Ground Floor | G3 | 99224 | Commercial - SunPork | 859 | Infrastructure | 81.63 | Farrowing | 4 | Ancillary Area Space Group | 404 | Ancillary Area - Animal Holding |  | Adequate | 0.00 | NO
Roseworthy_RW129-Roseworthy Piggery - Farrowing Shed_Ground Floor_G4 _ Farrowing | RW-RW129-GN-G4 | RW129-GN-G4-Farrowing | Roseworthy | RW | RW129 | Roseworthy Piggery - Farrowing Shed | GN | Ground Floor | G4 | 99224 | Commercial - SunPork | 859 | Infrastructure | 81.6 | Farrowing | 4 | Ancillary Area Space Group | 404 | Ancillary Area - Animal Holding |  | Adequate | 0.00 | NO
Roseworthy_RW129-Roseworthy Piggery - Farrowing Shed_Ground Floor_G5 _ Farrowing | RW-RW129-GN-G5 | RW129-GN-G5-Farrowing | Roseworthy | RW | RW129 | Roseworthy Piggery - Farrowing Shed | GN | Ground Floor | G5 | 99224 | Commercial - SunPork | 859 | Infrastructure | 81.63 | Farrowing | 4 | Ancillary Area Space Group | 404 | Ancillary Area - Animal Holding |  | Adequate | 0.00 | NO
Roseworthy_RW129-Roseworthy Piggery - Farrowing Shed_Ground Floor_G6 _ Farrowing | RW-RW129-GN-G6 | RW129-GN-G6-Farrowing | Roseworthy | RW | RW129 | Roseworthy Piggery - Farrowing Shed | GN | Ground Floor | G6 | 99224 | Commercial - SunPork | 859 | Infrastructure | 81.83 | Farrowing | 4 | Ancillary Area Space Group | 404 | Ancillary Area - Animal Holding |  | Adequate | 0.00 | NO
Roseworthy_RW130-Roseworthy Piggery - Grower & Finishing_Ground Floor_G1 _ Corr. | RW-RW130-GN-G1 | RW130-GN-G1-Corr. | Roseworthy | RW | RW130 | Roseworthy Piggery - Grower & Finishing | GN | Ground Floor | G1 | 99224 | Commercial - SunPork | 859 | Infrastructure | 17.02 | Corr. | 8 | Non Useable Floor Area Space Group | 805 | Non-usable - Circulation space |  | Adequate | 0.00 | NO
Roseworthy_RW130-Roseworthy Piggery - Grower & Finishing_Ground Floor_G10 _ Finisher Shed | RW-RW130-GN-G10 | RW130-GN-G10-Finisher Shed | Roseworthy | RW | RW130 | Roseworthy Piggery - Grower & Finishing | GN | Ground Floor | G10 | 99224 | Commercial - SunPork | 859 | Infrastructure | 22.64 | Finisher Shed | 6 | General Facility Space Group | 600 | General Facility - Specific type not defined |  | Adequate | 0.00 | NO
Roseworthy_RW130-Roseworthy Piggery - Grower & Finishing_Ground Floor_G11 _ Corr. | RW-RW130-GN-G11 | RW130-GN-G11-Corr. | Roseworthy | RW | RW130 | Roseworthy Piggery - Grower & Finishing | GN | Ground Floor | G11 | 99224 | Commercial - SunPork | 859 | Infrastructure | 13.82 | Corr. | 8 | Non Useable Floor Area Space Group | 805 | Non-usable - Circulation space |  | Adequate | 0.00 | NO
Roseworthy_RW130-Roseworthy Piggery - Grower & Finishing_Ground Floor_G12 _ Finisher Shed | RW-RW130-GN-G12 | RW130-GN-G12-Finisher Shed | Roseworthy | RW | RW130 | Roseworthy Piggery - Grower & Finishing | GN | Ground Floor | G12 | 99224 | Commercial - SunPork | 859 | Infrastructure | 22.45 | Finisher Shed | 6 | General Facility Space Group | 600 | General Facility - Specific type not defined |  | Adequate | 0.00 | NO
Roseworthy_RW130-Roseworthy Piggery - Grower & Finishing_Ground Floor_G13 _ Corr. | RW-RW130-GN-G13 | RW130-GN-G13-Corr. | Roseworthy | RW | RW130 | Roseworthy Piggery - Grower & Finishing | GN | Ground Floor | G13 | 99224 | Commercial - SunPork | 859 | Infrastructure | 14.03 | Corr. | 8 | Non Useable Floor Area Space Group | 805 | Non-usable - Circulation space |  | Adequate | 0.00 | NO
Roseworthy_RW130-Roseworthy Piggery - Grower & Finishing_Ground Floor_G14 _ Finisher Shed | RW-RW130-GN-G14 | RW130-GN-G14-Finisher Shed | Roseworthy | RW | RW130 | Roseworthy Piggery - Grower & Finishing | GN | Ground Floor | G14 | 99224 | Commercial - SunPork | 859 | Infrastructure | 22.45 | Finisher Shed | 6 | General Facility Space Group | 600 | General Facility - Specific type not defined |  | Adequate | 0.00 | NO
Roseworthy_RW130-Roseworthy Piggery - Grower & Finishing_Ground Floor_G15 _ Finisher Shed | RW-RW130-GN-G15 | RW130-GN-G15-Finisher Shed | Roseworthy | RW | RW130 | Roseworthy Piggery - Grower & Finishing | GN | Ground Floor | G15 | 99224 | Commercial - SunPork | 859 | Infrastructure | 22.45 | Finisher Shed | 6 | General Facility Space Group | 600 | General Facility - Specific type not defined |  | Adequate | 0.00 | NO
Roseworthy_RW130-Roseworthy Piggery - Grower & Finishing_Ground Floor_G16 _ Finisher Shed | RW-RW130-GN-G16 | RW130-GN-G16-Finisher Shed | Roseworthy | RW | RW130 | Roseworthy Piggery - Grower & Finishing | GN | Ground Floor | G16 | 99224 | Commercial - SunPork | 859 | Infrastructure | 22.45 | Finisher Shed | 6 | General Facility Space Group | 600 | General Facility - Specific type not defined |  | Adequate | 0.00 | NO
Roseworthy_RW130-Roseworthy Piggery - Grower & Finishing_Ground Floor_G17 _ Finisher Shed | RW-RW130-GN-G17 | RW130-GN-G17-Finisher Shed | Roseworthy | RW | RW130 | Roseworthy Piggery - Grower & Finishing | GN | Ground Floor | G17 | 99224 | Commercial - SunPork | 859 | Infrastructure | 22.64 | Finisher Shed | 6 | General Facility Space Group | 600 | General Facility - Specific type not defined |  | Adequate | 0.00 | NO
Roseworthy_RW130-Roseworthy Piggery - Grower & Finishing_Ground Floor_G18 _ Finisher Shed | RW-RW130-GN-G18 | RW130-GN-G18-Finisher Shed | Roseworthy | RW | RW130 | Roseworthy Piggery - Grower & Finishing | GN | Ground Floor | G18 | 99224 | Commercial - SunPork | 859 | Infrastructure | 34.06 | Finisher Shed | 6 | General Facility Space Group | 600 | General Facility - Specific type not defined |  | Adequate | 0.00 | NO
Roseworthy_RW130-Roseworthy Piggery - Grower & Finishing_Ground Floor_G19 _ Finisher Shed | RW-RW130-GN-G19 | RW130-GN-G19-Finisher Shed | Roseworthy | RW | RW130 | Roseworthy Piggery - Grower & Finishing | GN | Ground Floor | G19 | 99224 | Commercial - SunPork | 859 | Infrastructure | 34.06 | Finisher Shed | 6 | General Facility Space Group | 600 | General Facility - Specific type not defined |  | Adequate | 0.00 | NO
Roseworthy_RW130-Roseworthy Piggery - Grower & Finishing_Ground Floor_G2 _ Finisher Shed | RW-RW130-GN-G2 | RW130-GN-G2-Finisher Shed | Roseworthy | RW | RW130 | Roseworthy Piggery - Grower & Finishing | GN | Ground Floor | G2 | 99224 | Commercial - SunPork | 859 | Infrastructure | 34.06 | Finisher Shed | 6 | General Facility Space Group | 600 | General Facility - Specific type not defined |  | Adequate | 0.00 | NO
Roseworthy_RW130-Roseworthy Piggery - Grower & Finishing_Ground Floor_G20 _ Finisher Shed | RW-RW130-GN-G20 | RW130-GN-G20-Finisher Shed | Roseworthy | RW | RW130 | Roseworthy Piggery - Grower & Finishing | GN | Ground Floor | G20 | 99224 | Commercial - SunPork | 859 | Infrastructure | 34.06 | Finisher Shed | 6 | General Facility Space Group | 600 | General Facility - Specific type not defined |  | Adequate | 0.00 | NO
Roseworthy_RW130-Roseworthy Piggery - Grower & Finishing_Ground Floor_G21 _ Finisher Shed | RW-RW130-GN-G21 | RW130-GN-G21-Finisher Shed | Roseworthy | RW | RW130 | Roseworthy Piggery - Grower & Finishing | GN | Ground Floor | G21 | 99224 | Commercial - SunPork | 859 | Infrastructure | 34.06 | Finisher Shed | 6 | General Facility Space Group | 600 | General Facility - Specific type not defined |  | Adequate | 0.00 | NO
Roseworthy_RW130-Roseworthy Piggery - Grower & Finishing_Ground Floor_G3 _ Corr. | RW-RW130-GN-G3 | RW130-GN-G3-Corr. | Roseworthy | RW | RW130 | Roseworthy Piggery - Grower & Finishing | GN | Ground Floor | G3 | 99224 | Commercial - SunPork | 859 | Infrastructure | 16.78 | Corr. | 8 | Non Useable Floor Area Space Group | 805 | Non-usable - Circulation space |  | Adequate | 0.00 | NO
Roseworthy_RW130-Roseworthy Piggery - Grower & Finishing_Ground Floor_G4 _ Finisher Shed | RW-RW130-GN-G4 | RW130-GN-G4-Finisher Shed | Roseworthy | RW | RW130 | Roseworthy Piggery - Grower & Finishing | GN | Ground Floor | G4 | 99224 | Commercial - SunPork | 859 | Infrastructure | 34.06 | Finisher Shed | 6 | General Facility Space Group | 600 | General Facility - Specific type not defined |  | Adequate | 0.00 | NO
Roseworthy_RW130-Roseworthy Piggery - Grower & Finishing_Ground Floor_G5 _ Corr. | RW-RW130-GN-G5 | RW130-GN-G5-Corr. | Roseworthy | RW | RW130 | Roseworthy Piggery - Grower & Finishing | GN | Ground Floor | G5 | 99224 | Commercial - SunPork | 859 | Infrastructure | 16.78 | Corr. | 8 | Non Useable Floor Area Space Group | 805 | Non-usable - Circulation space |  | Adequate | 0.00 | NO
Roseworthy_RW130-Roseworthy Piggery - Grower & Finishing_Ground Floor_G6 _ Finisher Shed | RW-RW130-GN-G6 | RW130-GN-G6-Finisher Shed | Roseworthy | RW | RW130 | Roseworthy Piggery - Grower & Finishing | GN | Ground Floor | G6 | 99224 | Commercial - SunPork | 859 | Infrastructure | 34.06 | Finisher Shed | 6 | General Facility Space Group | 600 | General Facility - Specific type not defined |  | Adequate | 0.00 | NO
Roseworthy_RW130-Roseworthy Piggery - Grower & Finishing_Ground Floor_G7 _ Corr. | RW-RW130-GN-G7 | RW130-GN-G7-Corr. | Roseworthy | RW | RW130 | Roseworthy Piggery - Grower & Finishing | GN | Ground Floor | G7 | 99224 | Commercial - SunPork | 859 | Infrastructure | 17.02 | Corr. | 8 | Non Useable Floor Area Space Group | 805 | Non-usable - Circulation space |  | Adequate | 0.00 | NO
Roseworthy_RW130-Roseworthy Piggery - Grower & Finishing_Ground Floor_G8 _ Finisher Shed | RW-RW130-GN-G8 | RW130-GN-G8-Finisher Shed | Roseworthy | RW | RW130 | Roseworthy Piggery - Grower & Finishing | GN | Ground Floor | G8 | 99224 | Commercial - SunPork | 859 | Infrastructure | 34.06 | Finisher Shed | 6 | General Facility Space Group | 600 | General Facility - Specific type not defined |  | Adequate | 0.00 | NO
Roseworthy_RW130-Roseworthy Piggery - Grower & Finishing_Ground Floor_G9 _ Corr. | RW-RW130-GN-G9 | RW130-GN-G9-Corr. | Roseworthy | RW | RW130 | Roseworthy Piggery - Grower & Finishing | GN | Ground Floor | G9 | 99224 | Commercial - SunPork | 859 | Infrastructure | 13.65 | Corr. | 8 | Non Useable Floor Area Space Group | 805 | Non-usable - Circulation space |  | Adequate | 0.00 | NO
Roseworthy_RW131-Roseworthy Piggery - Nutrition Shed_Ground Floor_G1 _ Feed Store/Prep | RW-RW131-GN-G1 | RW131-GN-G1-Feed Store/Prep | Roseworthy | RW | RW131 | Roseworthy Piggery - Nutrition Shed | GN | Ground Floor | G1 | 99224 | Commercial - SunPork | 859 | Infrastructure | 84.86 | Feed Store/Prep | 3 | Specialist Teaching or Research Space Group | 303 | Laboratory - Scientific PC2/PC3/PC4 |  | Adequate | 0.00 | NO