## Asset Register
UofA Equipment Register - FULL DETAILS
| revision | revision date
| - | 2022-06-21
Description
This document is required data capture for:
Assets - additional new, replacement, deletions and updates etc and all required data/information
| Colour | Description |  | Actioned by
|  | cell populated with standardised "pull down list" |  | Consultant/Contractor
|  | cell auto -populated from "pull down list" |  | auto'
|  | cell to be manually populated |  | Consultant/Contractor
|  | cell populated with standardised "pull down list" |  | UofA Infrastructure
Note
| * all fields are mandatory | [31 empty] | Additional Mechanical Services data requirements |  | Additional Plumbing & Hydraulic Services data requirements |  | Additional Electrical Services data requirements
| if field is not applicable, please use the code "N/A" | [7 empty] | Location Information
assets can be assigned to: site or site/building or site/building/floor or site/building/floor/room
| ACTION | Equipment Code (ACTIVE) eg.INF123456 | Equipment Code (REPLACED/ DISPOSED/ DELETED) eg.INF123456 | Equipment Standard | Unit ID (maybe an different identification code - not INF#) | Quantity (quantity = 1, unless part of a major system eg sprinkler) | Equipment Status | Equipment Condition | Site Name (* minimum requirement for location) | Building Name (building code must match site code) | *check (building is on this site) | Floor Name (floor code must match building code) | *check (floor is on this building) | Room Number/Name (room code must match building/floor code) | *check (room is on this floor) | Manufacturer | Model Number | Serial Number | Install Date (DD/MM/YYYY) | In Service Date (DD/MM/YYYY) | Date Disposed (DD/MM/YYYY) | Manufacturers Warranty Expiry Date | Manufacturers Maintenance and Testing Frequency | Additional Comments | Legal Compliance | Legal Compliance Registration No. | Purchase Price $ | Manufacturer's Life Expectancy | MST Number | Criticality | Refrigerant Type | Unit Capacity | Device Size (mm) (H x W x D) | Device Type | Main switch amperage | Number of Poles | No of Circuits | Spare Capacity | RCD count | Array details | Array mounting | Assessment/Valuation | Circuit Breakers | ECC | Electrode | Generator/Alternator | Inverter Details | kVar | Lamp Details | Lamp type | MSB Stand Alone Switch Room? | Surge Protection | With PFC number | Without PFC number | Utility/Sub Meter | NMI | Meter Number | Single Line Diagram Updated in O&M (YES or NO)
EXAMPLE | ADDITION - NEW | INF123456 |  | ELEC - AUTOMATIC DOORS | ABC | 1 | In DLP | Excellent | WT_Waite | WT02-Volunteer Centre | match | WT02-GN-Ground Floor | match | WT02-GN-G1-Volunteers Room | match | N/A | N/A | N/A | N/A | N/A | 2022-07-01 | 2 YEARS | N/A | N/A | N/A | N/A | N/A | 10 YEARS | AMT001 | N/A | N/A | N/A | 1000X1000X1000 | N/A | N/A | N/A | N/A | N/A | N/A | N/A | N/A | N/A | N/A | N/A | N/A | N/A | N/A | N/A | N/A | N/A | NO | N/A | N/A | N/A | N/A | N/A | N/A | unknown
EXAMPLE | DELETION |  | INF234567 | ELEC - DISTRIBUTION BOARD | 123 | 1 | Disposed | Poor | NT_North Terrace | NT02-Benham | match | NT12-04-Fourth Floor | incorrect | NW02-01-01.119-Cool Room | incorrect | N/A | N/A | N/A | N/A | N/A | N/A | 10 YEARS | N/A | N/A | N/A | N/A | N/A | N/A | LFC007 | N/A | N/A | N/A | 3000X1000X500 | N/A | N/A | N/A | N/A | N/A | N/A | N/A | N/A | N/A | N/A | N/A | N/A | N/A | N/A | N/A | N/A | N/A | NO | N/A | N/A | N/A | N/A | N/A | N/A | unknown
| - |  |  | - |  |  | - | - | - | - | match | - | match | - | match | [13 empty] | - | [21 empty] | - | [6 empty] | -
copy entire row as needed | - |  |  | - |  |  | - | - | - | - | match | - | match | - | match | [13 empty] | - | [21 empty] | - | [6 empty] | -

## raw_MST (hidden)
extract - 2022-06-21
MST
-
AMT001
AMT002S
AMT002W
AMT003
BM001
BM002
BM003
BM004
BM005
BM006
BM007
BM007 .01
BM008
BM009
BM010
BM011
BM012
BM013
BM014
BM015
BM016
BM017
BM018
BM019
BM020
BM021
BM022
BM023
BM024
BM025
BM026
BM027
BM028
BM029
BM030
BM031
BM032
BM033
BM034
BM035
BM036
BM037
BM038
BM039
BM040
BM041
BM042
BM043
BM044
BM045
BM046
BM047
BM048
BM049
BM050
BM051
BM052
BM053
BM054
BM055
BM057
BM058
BM069
BM070
BM071
BM072
BM073
BM074
BM075
BM076
BM077
BM078
BM079
BM080
BM081
BM082
BM083
BM084
BM085
BM086
BM087
BM088
DLP
FIRE001
FIRE002
FIRE003
FIRE004
FIRE005
FIRE006
FIRE007
FIRE008
FIRE009
FIRE010
FIRE011
FIRE014
FIRE015
FIRE016
FIRE017
FIRE018
FIRE019
FIRE020
FIRE021
FIRE022
FIRE023
FIRE024
FIRE027
FIRE028
FIRE029
FIRE030
FIRE031
FIRE032
FIRE033
FIRE034
FIRE035
FIRE036
FIRE037
FIRE038
FIRE039
FIRE040
FIRE041
FUM001
FUM002
FUM003
FUM004
FUM005
FUM006
FUM007
FUM008
FUM009
FUM010
FUM011
FUM012
H001
H002C
H003B
H004C
H006C
H008C
H009B
H011C
H012B
H012B - 01EX
H012B - 01FI
H012B - 01OT
H012B - 03RO
H012B - 03TW
H012B - CIR
H012B-03RO
H013C
H015B
H018B
H019B
H019B
H020B
H021C
H022E
H023B
H024
H025C
H025C - 01
H027
H028C
H029B
H032B
H033B
H036A
H037A
H038
H039
H040
H041
H042
H043 - NW
H044 - NW
H045 - NW
H046 - NW
H047 - NW
H048 - NW
H050 - NW
H051 - NW
H052 - NW
H053 - NW
H054 - NW
H055 - NW
H056 - NW
H057
H058
H059
H060
H061
LFC001
LFC002
LFC003
LFC004
LFC005
LFC006
LFC007
M01 - NT05
M02 - WT
M02

## raw_rooms (hidden)
extract - 2022-06-21
Rooms
Bcode-name | loccode | room num/name | site name | Site Code | Building Code | Building Name | Floor Code | Floor Name | Room Code | Department Code | Department Name | School, Branch Code | School, Branch Name | Room Area m² | RoomName | Room Category | Category Description | Room Type | Type Description | Room Use | Room Condition | Annual Rent | Temporarily Occupied? | Temporary occupant arrangement details
- | - | - | - | - | - | - | - | - | - | - | - | - | - | - | - | - | - | - | - | - | - | - | - | -
Booleroo_BL01-Booleroo Centre Health_Ground Floor _ G10 _ Staff Training Room | BL-BL01-GN-G10 | BL01-GN-G10-Staff Training Room | Booleroo | BL | BL01 | Booleroo Centre Health | GN | Ground Floor | G10 | 384 | Medicine | 384 | Adelaide Medical School | 45.39 | Staff Training Room | 1 | Office Space Group | 100 | Office - Specific type not defined |  | Unknown | 0.00 | NO
Buckland Park_BP01-Relocatable Cable Hut_Ground Floor_G7 _ Cable Room | BP-BP01-GN-G7 | BP01-GN-G7-Cable Room | Buckland Park | BP | BP01 | Relocatable Cable Hut | GN | Ground Floor | G7 | 284 | School of Physical Sciences | 284 | School of Physical Sciences | 22.4 | Cable Room | 8 | Non Useable Floor Area Space Group | 811 | Non-usable - Plant room other |  | Unknown | 0.00 | NO
Buckland Park_BP02-Cosmic Ray Lab, Shed 1 & 2_Ground Floor_G1 _ Shed | BP-BP02-GN-G1 | BP02-GN-G1-Shed | Buckland Park | BP | BP02 | Cosmic Ray Lab, Shed 1 & 2 | GN | Ground Floor | G1 | 284 | School of Physical Sciences | 284 | School of Physical Sciences | 22.75 | Shed | 4 | Ancillary Area Space Group | 414 | Ancillary Area - Store Room - Bulk Storage/Warehouse |  | Unknown | 0.00 | NO
Buckland Park_BP02-Cosmic Ray Lab, Shed 1 & 2_Ground Floor_G2 _ Equipment Room | BP-BP02-GN-G2 | BP02-GN-G2-Equipment Room | Buckland Park | BP | BP02 | Cosmic Ray Lab, Shed 1 & 2 | GN | Ground Floor | G2 | 284 | School of Physical Sciences | 284 | School of Physical Sciences | 24.34 | Equipment Room | 4 | Ancillary Area Space Group | 419 | Ancillary Area - Store Room - Generic |  | Unknown | 0.00 | NO
Buckland Park_BP02-Cosmic Ray Lab, Shed 1 & 2_Ground Floor_G2A _ A/L | BP-BP02-GN-G2A | BP02-GN-G2A-A/L | Buckland Park | BP | BP02 | Cosmic Ray Lab, Shed 1 & 2 | GN | Ground Floor | G2A | 99939 | Unusable Spaces | 99939 | Unusable Spaces | 1.44 | A/L | 8 | Non Useable Floor Area Space Group | 835 | Non-usable - Toilets/Amenities - Other |  | Unknown | 0.00 | NO
Buckland Park_BP02-Cosmic Ray Lab, Shed 1 & 2_Ground Floor_G3 _ Equipment Room | BP-BP02-GN-G3 | BP02-GN-G3-Equipment Room | Buckland Park | BP | BP02 | Cosmic Ray Lab, Shed 1 & 2 | GN | Ground Floor | G3 | 284 | School of Physical Sciences | 284 | School of Physical Sciences | 22.75 | Equipment Room | 4 | Ancillary Area Space Group | 419 | Ancillary Area - Store Room - Generic |  | Unknown | 0.00 | NO
Buckland Park_BP02-Cosmic Ray Lab, Shed 1 & 2_Ground Floor_G5 _ Shed | BP-BP02-GN-G5 | BP02-GN-G5-Shed | Buckland Park | BP | BP02 | Cosmic Ray Lab, Shed 1 & 2 | GN | Ground Floor | G5 | 99996 | Vacant | 859 | Infrastructure | 13.1 | Shed | 4 | Ancillary Area Space Group | 414 | Ancillary Area - Store Room - Bulk Storage/Warehouse |  | Unknown | 0.00 | NO
Buckland Park_BP03-Equipment Hut_Ground Floor_G1 _ Kitchen | BP-BP03-GN-G1 | BP03-GN-G1-Kitchen | Buckland Park | BP | BP03 | Equipment Hut | GN | Ground Floor | G1 | 284 | School of Physical Sciences | 284 | School of Physical Sciences | 29.66 | Kitchen | 6 | General Facility Space Group | 608 | General Facility - Kitchen/Servery/Food Storage |  | Unknown | 0.00 | NO
Buckland Park_BP03-Equipment Hut_Ground Floor_G2 _ Equipment Room | BP-BP03-GN-G2 | BP03-GN-G2-Equipment Room | Buckland Park | BP | BP03 | Equipment Hut | GN | Ground Floor | G2 | 284 | School of Physical Sciences | 284 | School of Physical Sciences | 14 | Equipment Room | 4 | Ancillary Area Space Group | 419 | Ancillary Area - Store Room - Generic |  | Unknown | 0.00 | NO
Buckland Park_BP03-Equipment Hut_Ground Floor_G3 _ Equipment Room | BP-BP03-GN-G3 | BP03-GN-G3-Equipment Room | Buckland Park | BP | BP03 | Equipment Hut | GN | Ground Floor | G3 | 284 | School of Physical Sciences | 284 | School of Physical Sciences | 54 | Equipment Room | 4 | Ancillary Area Space Group | 419 | Ancillary Area - Store Room - Generic |  | Unknown | 0.00 | NO
Buckland Park_BP04-Store Shed_Ground Floor_G1 _ Store Shed | BP-BP04-GN-G1 | BP04-GN-G1-Store Shed | Buckland Park | BP | BP04 | Store Shed | GN | Ground Floor | G1 | 284 | School of Physical Sciences | 284 | School of Physical Sciences | 35.2 | Store Shed | 4 | Ancillary Area Space Group | 419 | Ancillary Area - Store Room - Generic |  | Unknown | 0.00 | NO
Buckland Park_BP05-Transmitter Hub_Ground Floor_G1 _ Hub | BP-BP05-GN-G1 | BP05-GN-G1-Hub | Buckland Park | BP | BP05 | Transmitter Hub | GN | Ground Floor | G1 | 284 | School of Physical Sciences | 284 | School of Physical Sciences | 12.68 | Hub | 2 | Teaching Space Group | 200 | Teaching - Specific Type Not Defined |  | Unknown | 0.00 | NO
Buckland Park_BP08-Workshop_Ground Floor_G1 _ Workshop | BP-BP08-GN-G1 | BP08-GN-G1-Workshop | Buckland Park | BP | BP08 | Workshop | GN | Ground Floor | G1 | 284 | School of Physical Sciences | 284 | School of Physical Sciences | 19.8 | Workshop | 4 | Ancillary Area Space Group | 403 | Ancillary Area - Workshop |  | Unknown | 0.00 | NO
Buckland Park_BP08-Workshop_Ground Floor_G2 _ Office | BP-BP08-GN-G2 | BP08-GN-G2-Office | Buckland Park | BP | BP08 | Workshop | GN | Ground Floor | G2 | 284 | School of Physical Sciences | 284 | School of Physical Sciences | 8.4 | Office | 1 | Office Space Group | 101 | Office - Academic Staff |  | Unknown | 0.00 | NO
Buckland Park_BP08-Workshop_Ground Floor_G3 _ A/L | BP-BP08-GN-G3 | BP08-GN-G3-A/L | Buckland Park | BP | BP08 | Workshop | GN | Ground Floor | G3 | 99939 | Unusable Spaces | 99939 | Unusable Spaces | 4.29 | A/L | 8 | Non Useable Floor Area Space Group | 805 | Non-usable - Circulation space |  | Unknown | 0.00 | NO
Buckland Park_BP08-Workshop_Ground Floor_G3A _ WC | BP-BP08-GN-G3A | BP08-GN-G3A-WC | Buckland Park | BP | BP08 | Workshop | GN | Ground Floor | G3A | 99939 | Unusable Spaces | 99939 | Unusable Spaces | 1.35 | WC | 8 | Non Useable Floor Area Space Group | 835 | Non-usable - Toilets/Amenities - Other |  | Unknown | 0.00 | NO
Buckland Park_BP08-Workshop_Ground Floor_G4 _ Workshop | BP-BP08-GN-G4 | BP08-GN-G4-Workshop | Buckland Park | BP | BP08 | Workshop | GN | Ground Floor | G4 | 284 | School of Physical Sciences | 284 | School of Physical Sciences | 35.4 | Workshop | 4 | Ancillary Area Space Group | 403 | Ancillary Area - Workshop |  | Unknown | 0.00 | NO
Buckland Park_BP08-Workshop_Ground Floor_G5 _ Workshop Store | BP-BP08-GN-G5 | BP08-GN-G5-Workshop Store | Buckland Park | BP | BP08 | Workshop | GN | Ground Floor | G5 | 284 | School of Physical Sciences | 284 | School of Physical Sciences | 44.1 | Workshop Store | 4 | Ancillary Area Space Group | 419 | Ancillary Area - Store Room - Generic |  | Unknown | 0.00 | NO
City Accommodation_CA06-Village Units 1 - 13_First Floor_1.101 _ Stair | CA-CA06-01-1.101 | CA06-01-1.101-Stair | City Accommodation | CA | CA06 | Village Units 1 - 13 | 01 | First Floor | 1.101 | 99963 | Student Accommodation | 99939 | Unusable Spaces | 5.5 | Stair | 7 | Residential Accommodation Space Group | 700 | Residential - Specific type not defined |  | Unknown | 0.00 | NO
City Accommodation_CA06-Village Units 1 - 13_First Floor_1.102 _ Passage | CA-CA06-01-1.102 | CA06-01-1.102-Passage | City Accommodation | CA | CA06 | Village Units 1 - 13 | 01 | First Floor | 1.102 | 99963 | Student Accommodation | 99939 | Unusable Spaces | 2.2 | Passage | 7 | Residential Accommodation Space Group | 700 | Residential - Specific type not defined |  | Unknown | 0.00 | NO
City Accommodation_CA06-Village Units 1 - 13_First Floor_1.103 _ Bedroom 4 | CA-CA06-01-1.103 | CA06-01-1.103-Bedroom 4 | City Accommodation | CA | CA06 | Village Units 1 - 13 | 01 | First Floor | 1.103 | 99963 | Student Accommodation | 99939 | Unusable Spaces | 11.74 | Bedroom 4 | 7 | Residential Accommodation Space Group | 700 | Residential - Specific type not defined |  | Unknown | 0.00 | NO
City Accommodation_CA06-Village Units 1 - 13_First Floor_1.103A _ BIR | CA-CA06-01-1.103A | CA06-01-1.103A-BIR | City Accommodation | CA | CA06 | Village Units 1 - 13 | 01 | First Floor | 1.103A | 99963 | Student Accommodation | 99939 | Unusable Spaces | 0.84 | BIR | 7 | Residential Accommodation Space Group | 700 | Residential - Specific type not defined |  | Unknown | 0.00 | NO
City Accommodation_CA06-Village Units 1 - 13_First Floor_1.104 _ Ensuite | CA-CA06-01-1.104 | CA06-01-1.104-Ensuite | City Accommodation | CA | CA06 | Village Units 1 - 13 | 01 | First Floor | 1.104 | 99963 | Student Accommodation | 99939 | Unusable Spaces | 3 | Ensuite | 7 | Residential Accommodation Space Group | 700 | Residential - Specific type not defined |  | Unknown | 0.00 | NO
City Accommodation_CA06-Village Units 1 - 13_First Floor_1.105 _ Ldry | CA-CA06-01-1.105 | CA06-01-1.105-Ldry | City Accommodation | CA | CA06 | Village Units 1 - 13 | 01 | First Floor | 1.105 | 99963 | Student Accommodation | 99939 | Unusable Spaces | 1.42 | Ldry | 7 | Residential Accommodation Space Group | 700 | Residential - Specific type not defined |  | Unknown | 0.00 | NO
City Accommodation_CA06-Village Units 1 - 13_First Floor_1.106 _ Bedroom 3 | CA-CA06-01-1.106 | CA06-01-1.106-Bedroom 3 | City Accommodation | CA | CA06 | Village Units 1 - 13 | 01 | First Floor | 1.106 | 99963 | Student Accommodation | 99939 | Unusable Spaces | 9.11 | Bedroom 3 | 7 | Residential Accommodation Space Group | 700 | Residential - Specific type not defined |  | Unknown | 0.00 | NO
City Accommodation_CA06-Village Units 1 - 13_First Floor_1.106A _ BIR | CA-CA06-01-1.106A | CA06-01-1.106A-BIR | City Accommodation | CA | CA06 | Village Units 1 - 13 | 01 | First Floor | 1.106A | 99963 | Student Accommodation | 99939 | Unusable Spaces | 0.69 | BIR | 7 | Residential Accommodation Space Group | 700 | Residential - Specific type not defined |  | Unknown | 0.00 | NO
City Accommodation_CA06-Village Units 1 - 13_First Floor_1.107 _ Ensuite | CA-CA06-01-1.107 | CA06-01-1.107-Ensuite | City Accommodation | CA | CA06 | Village Units 1 - 13 | 01 | First Floor | 1.107 | 99963 | Student Accommodation | 99939 | Unusable Spaces | 3.77 | Ensuite | 7 | Residential Accommodation Space Group | 700 | Residential - Specific type not defined |  | Unknown | 0.00 | NO
City Accommodation_CA06-Village Units 1 - 13_First Floor_10.101 _ Stair | CA-CA06-01-10.101 | CA06-01-10.101-Stair | City Accommodation | CA | CA06 | Village Units 1 - 13 | 01 | First Floor | 10.101 | 99963 | Student Accommodation | 99939 | Unusable Spaces | 5.5 | Stair | 7 | Residential Accommodation Space Group | 700 | Residential - Specific type not defined |  | Unknown | 0.00 | NO
City Accommodation_CA06-Village Units 1 - 13_First Floor_10.102 _ Passage | CA-CA06-01-10.102 | CA06-01-10.102-Passage | City Accommodation | CA | CA06 | Village Units 1 - 13 | 01 | First Floor | 10.102 | 99963 | Student Accommodation | 99939 | Unusable Spaces | 2.2 | Passage | 7 | Residential Accommodation Space Group | 700 | Residential - Specific type not defined |  | Unknown | 0.00 | NO
City Accommodation_CA06-Village Units 1 - 13_First Floor_10.103 _ Bedroom 3 | CA-CA06-01-10.103 | CA06-01-10.103-Bedroom 3 | City Accommodation | CA | CA06 | Village Units 1 - 13 | 01 | First Floor | 10.103 | 99963 | Student Accommodation | 99939 | Unusable Spaces | 9.11 | Bedroom 3 | 7 | Residential Accommodation Space Group | 700 | Residential - Specific type not defined |  | Unknown | 0.00 | NO
City Accommodation_CA06-Village Units 1 - 13_First Floor_10.103A _ BIR | CA-CA06-01-10.103A | CA06-01-10.103A-BIR | City Accommodation | CA | CA06 | Village Units 1 - 13 | 01 | First Floor | 10.103A | 99963 | Student Accommodation | 99939 | Unusable Spaces | 0.7 | BIR | 7 | Residential Accommodation Space Group | 700 | Residential - Specific type not defined |  | Unknown | 0.00 | NO
City Accommodation_CA06-Village Units 1 - 13_First Floor_10.104 _ Ensuite | CA-CA06-01-10.104 | CA06-01-10.104-Ensuite | City Accommodation | CA | CA06 | Village Units 1 - 13 | 01 | First Floor | 10.104 | 99963 | Student Accommodation | 99939 | Unusable Spaces | 3.77 | Ensuite | 7 | Residential Accommodation Space Group | 700 | Residential - Specific type not defined |  | Unknown | 0.00 | NO
City Accommodation_CA06-Village Units 1 - 13_First Floor_10.105 _ Ldry | CA-CA06-01-10.105 | CA06-01-10.105-Ldry | City Accommodation | CA | CA06 | Village Units 1 - 13 | 01 | First Floor | 10.105 | 99963 | Student Accommodation | 99939 | Unusable Spaces | 1.42 | Ldry | 7 | Residential Accommodation Space Group | 700 | Residential - Specific type not defined |  | Unknown | 0.00 | NO
City Accommodation_CA06-Village Units 1 - 13_First Floor_10.106 _ Bedroom 4 | CA-CA06-01-10.106 | CA06-01-10.106-Bedroom 4 | City Accommodation | CA | CA06 | Village Units 1 - 13 | 01 | First Floor | 10.106 | 99963 | Student Accommodation | 99939 | Unusable Spaces | 11.74 | Bedroom 4 | 7 | Residential Accommodation Space Group | 700 | Residential - Specific type not defined |  | Unknown | 0.00 | NO
City Accommodation_CA06-Village Units 1 - 13_First Floor_10.106A _ BIR | CA-CA06-01-10.106A | CA06-01-10.106A-BIR | City Accommodation | CA | CA06 | Village Units 1 - 13 | 01 | First Floor | 10.106A | 99963 | Student Accommodation | 99939 | Unusable Spaces | 0.84 | BIR | 7 | Residential Accommodation Space Group | 700 | Residential - Specific type not defined |  | Unknown | 0.00 | NO
City Accommodation_CA06-Village Units 1 - 13_First Floor_10.107 _ Ensuite | CA-CA06-01-10.107 | CA06-01-10.107-Ensuite | City Accommodation | CA | CA06 | Village Units 1 - 13 | 01 | First Floor | 10.107 | 99963 | Student Accommodation | 99939 | Unusable Spaces | 3 | Ensuite | 7 | Residential Accommodation Space Group | 700 | Residential - Specific type not defined |  | Unknown | 0.00 | NO
City Accommodation_CA06-Village Units 1 - 13_First Floor_11.101 _ Stair | CA-CA06-01-11.101 | CA06-01-11.101-Stair | City Accommodation | CA | CA06 | Village Units 1 - 13 | 01 | First Floor | 11.101 | 99963 | Student Accommodation | 99939 | Unusable Spaces | 5.5 | Stair | 7 | Residential Accommodation Space Group | 700 | Residential - Specific type not defined |  | Unknown | 0.00 | NO
City Accommodation_CA06-Village Units 1 - 13_First Floor_11.102 _ Passage | CA-CA06-01-11.102 | CA06-01-11.102-Passage | City Accommodation | CA | CA06 | Village Units 1 - 13 | 01 | First Floor | 11.102 | 99963 | Student Accommodation | 99939 | Unusable Spaces | 2.2 | Passage | 7 | Residential Accommodation Space Group | 700 | Residential - Specific type not defined |  | Unknown | 0.00 | NO
City Accommodation_CA06-Village Units 1 - 13_First Floor_11.103 _ Bedroom 3 | CA-CA06-01-11.103 | CA06-01-11.103-Bedroom 3 | City Accommodation | CA | CA06 | Village Units 1 - 13 | 01 | First Floor | 11.103 | 99963 | Student Accommodation | 99939 | Unusable Spaces | 9.11 | Bedroom 3 | 7 | Residential Accommodation Space Group | 700 | Residential - Specific type not defined |  | Unknown | 0.00 | NO
City Accommodation_CA06-Village Units 1 - 13_First Floor_11.103A _ BIR | CA-CA06-01-11.103A | CA06-01-11.103A-BIR | City Accommodation | CA | CA06 | Village Units 1 - 13 | 01 | First Floor | 11.103A | 99963 | Student Accommodation | 99939 | Unusable Spaces | 0.7 | BIR | 7 | Residential Accommodation Space Group | 700 | Residential - Specific type not defined |  | Unknown | 0.00 | NO
City Accommodation_CA06-Village Units 1 - 13_First Floor_11.104 _ Ensuite | CA-CA06-01-11.104 | CA06-01-11.104-Ensuite | City Accommodation | CA | CA06 | Village Units 1 - 13 | 01 | First Floor | 11.104 | 99963 | Student Accommodation | 99939 | Unusable Spaces | 3.77 | Ensuite | 7 | Residential Accommodation Space Group | 700 | Residential - Specific type not defined |  | Unknown | 0.00 | NO
City Accommodation_CA06-Village Units 1 - 13_First Floor_11.105 _ Ldry | CA-CA06-01-11.105 | CA06-01-11.105-Ldry | City Accommodation | CA | CA06 | Village Units 1 - 13 | 01 | First Floor | 11.105 | 99963 | Student Accommodation | 99939 | Unusable Spaces | 1.42 | Ldry | 7 | Residential Accommodation Space Group | 700 | Residential - Specific type not defined |  | Unknown | 0.00 | NO
City Accommodation_CA06-Village Units 1 - 13_First Floor_11.106 _ Bedroom 4 | CA-CA06-01-11.106 | CA06-01-11.106-Bedroom 4 | City Accommodation | CA | CA06 | Village Units 1 - 13 | 01 | First Floor | 11.106 | 99963 | Student Accommodation | 99939 | Unusable Spaces | 11.74 | Bedroom 4 | 7 | Residential Accommodation Space Group | 700 | Residential - Specific type not defined |  | Unknown | 0.00 | NO
City Accommodation_CA06-Village Units 1 - 13_First Floor_11.106A _ BIR | CA-CA06-01-11.106A | CA06-01-11.106A-BIR | City Accommodation | CA | CA06 | Village Units 1 - 13 | 01 | First Floor | 11.106A | 99963 | Student Accommodation | 99939 | Unusable Spaces | 0.84 | BIR | 7 | Residential Accommodation Space Group | 700 | Residential - Specific type not defined |  | Unknown | 0.00 | NO
City Accommodation_CA06-Village Units 1 - 13_First Floor_11.107 _ Ensuite | CA-CA06-01-11.107 | CA06-01-11.107-Ensuite | City Accommodation | CA | CA06 | Village Units 1 - 13 | 01 | First Floor | 11.107 | 99963 | Student Accommodation | 99939 | Unusable Spaces | 3 | Ensuite | 7 | Residential Accommodation Space Group | 700 | Residential - Specific type not defined |  | Unknown | 0.00 | NO
City Accommodation_CA06-Village Units 1 - 13_First Floor_12.101 _ Stair | CA-CA06-01-12.101 | CA06-01-12.101-Stair | City Accommodation | CA | CA06 | Village Units 1 - 13 | 01 | First Floor | 12.101 | 99963 | Student Accommodation | 99939 | Unusable Spaces | 5.5 | Stair | 7 | Residential Accommodation Space Group | 700 | Residential - Specific type not defined |  | Unknown | 0.00 | NO
City Accommodation_CA06-Village Units 1 - 13_First Floor_12.102 _ Passage | CA-CA06-01-12.102 | CA06-01-12.102-Passage | City Accommodation | CA | CA06 | Village Units 1 - 13 | 01 | First Floor | 12.102 | 99963 | Student Accommodation | 99939 | Unusable Spaces | 2.2 | Passage | 7 | Residential Accommodation Space Group | 700 | Residential - Specific type not defined |  | Unknown | 0.00 | NO
City Accommodation_CA06-Village Units 1 - 13_First Floor_12.103 _ Bedroom 3 | CA-CA06-01-12.103 | CA06-01-12.103-Bedroom 3 | City Accommodation | CA | CA06 | Village Units 1 - 13 | 01 | First Floor | 12.103 | 99963 | Student Accommodation | 99939 | Unusable Spaces | 9.11 | Bedroom 3 | 7 | Residential Accommodation Space Group | 700 | Residential - Specific type not defined |  | Unknown | 0.00 | NO
City Accommodation_CA06-Village Units 1 - 13_First Floor_12.103A _ BIR | CA-CA06-01-12.103A | CA06-01-12.103A-BIR | City Accommodation | CA | CA06 | Village Units 1 - 13 | 01 | First Floor | 12.103A | 99963 | Student Accommodation | 99939 | Unusable Spaces | 0.7 | BIR | 7 | Residential Accommodation Space Group | 700 | Residential - Specific type not defined |  | Unknown | 0.00 | NO
City Accommodation_CA06-Village Units 1 - 13_First Floor_12.104 _ Ensuite | CA-CA06-01-12.104 | CA06-01-12.104-Ensuite | City Accommodation | CA | CA06 | Village Units 1 - 13 | 01 | First Floor | 12.104 | 99963 | Student Accommodation | 99939 | Unusable Spaces | 3.77 | Ensuite | 7 | Residential Accommodation Space Group | 700 | Residential - Specific type not defined |  | Unknown | 0.00 | NO
City Accommodation_CA06-Village Units 1 - 13_First Floor_12.105 _ Ldry | CA-CA06-01-12.105 | CA06-01-12.105-Ldry | City Accommodation | CA | CA06 | Village Units 1 - 13 | 01 | First Floor | 12.105 | 99963 | Student Accommodation | 99939 | Unusable Spaces | 1.42 | Ldry | 7 | Residential Accommodation Space Group | 700 | Residential - Specific type not defined |  | Unknown | 0.00 | NO
City Accommodation_CA06-Village Units 1 - 13_First Floor_12.106 _ Bedroom 4 | CA-CA06-01-12.106 | CA06-01-12.106-Bedroom 4 | City Accommodation | CA | CA06 | Village Units 1 - 13 | 01 | First Floor | 12.106 | 99963 | Student Accommodation | 99939 | Unusable Spaces | 11.74 | Bedroom 4 | 7 | Residential Accommodation Space Group | 700 | Residential - Specific type not defined |  | Unknown | 0.00 | NO
City Accommodation_CA06-Village Units 1 - 13_First Floor_12.106A _ BIR | CA-CA06-01-12.106A | CA06-01-12.106A-BIR | City Accommodation | CA | CA06 | Village Units 1 - 13 | 01 | First Floor | 12.106A | 99963 | Student Accommodation | 99939 | Unusable Spaces | 0.84 | BIR | 7 | Residential Accommodation Space Group | 700 | Residential - Specific type not defined |  | Unknown | 0.00 | NO
City Accommodation_CA06-Village Units 1 - 13_First Floor_12.107 _ Ensuite | CA-CA06-01-12.107 | CA06-01-12.107-Ensuite | City Accommodation | CA | CA06 | Village Units 1 - 13 | 01 | First Floor | 12.107 | 99963 | Student Accommodation | 99939 | Unusable Spaces | 3 | Ensuite | 7 | Residential Accommodation Space Group | 700 | Residential - Specific type not defined |  | Unknown | 0.00 | NO
City Accommodation_CA06-Village Units 1 - 13_First Floor_13.101 _ Stair | CA-CA06-01-13.101 | CA06-01-13.101-Stair | City Accommodation | CA | CA06 | Village Units 1 - 13 | 01 | First Floor | 13.101 | 99963 | Student Accommodation | 99939 | Unusable Spaces | 5.5 | Stair | 7 | Residential Accommodation Space Group | 700 | Residential - Specific type not defined |  | Unknown | 0.00 | NO
City Accommodation_CA06-Village Units 1 - 13_First Floor_13.102 _ Passage | CA-CA06-01-13.102 | CA06-01-13.102-Passage | City Accommodation | CA | CA06 | Village Units 1 - 13 | 01 | First Floor | 13.102 | 99963 | Student Accommodation | 99939 | Unusable Spaces | 2.2 | Passage | 7 | Residential Accommodation Space Group | 700 | Residential - Specific type not defined |  | Unknown | 0.00 | NO
City Accommodation_CA06-Village Units 1 - 13_First Floor_13.103 _ Bedroom 3 | CA-CA06-01-13.103 | CA06-01-13.103-Bedroom 3 | City Accommodation | CA | CA06 | Village Units 1 - 13 | 01 | First Floor | 13.103 | 99963 | Student Accommodation | 99939 | Unusable Spaces | 9.11 | Bedroom 3 | 7 | Residential Accommodation Space Group | 700 | Residential - Specific type not defined |  | Unknown | 0.00 | NO
City Accommodation_CA06-Village Units 1 - 13_First Floor_13.103A _ BIR | CA-CA06-01-13.103A | CA06-01-13.103A-BIR | City Accommodation | CA | CA06 | Village Units 1 - 13 | 01 | First Floor | 13.103A | 99963 | Student Accommodation | 99939 | Unusable Spaces | 0.7 | BIR | 7 | Residential Accommodation Space Group | 700 | Residential - Specific type not defined |  | Unknown | 0.00 | NO
City Accommodation_CA06-Village Units 1 - 13_First Floor_13.104 _ Ensuite | CA-CA06-01-13.104 | CA06-01-13.104-Ensuite | City Accommodation | CA | CA06 | Village Units 1 - 13 | 01 | First Floor | 13.104 | 99963 | Student Accommodation | 99939 | Unusable Spaces | 3.77 | Ensuite | 7 | Residential Accommodation Space Group | 700 | Residential - Specific type not defined |  | Unknown | 0.00 | NO
City Accommodation_CA06-Village Units 1 - 13_First Floor_13.105 _ Ldry | CA-CA06-01-13.105 | CA06-01-13.105-Ldry | City Accommodation | CA | CA06 | Village Units 1 - 13 | 01 | First Floor | 13.105 | 99963 | Student Accommodation | 99939 | Unusable Spaces | 1.42 | Ldry | 7 | Residential Accommodation Space Group | 700 | Residential - Specific type not defined |  | Unknown | 0.00 | NO
City Accommodation_CA06-Village Units 1 - 13_First Floor_13.106 _ Bedroom 4 | CA-CA06-01-13.106 | CA06-01-13.106-Bedroom 4 | City Accommodation | CA | CA06 | Village Units 1 - 13 | 01 | First Floor | 13.106 | 99963 | Student Accommodation | 99939 | Unusable Spaces | 11.74 | Bedroom 4 | 7 | Residential Accommodation Space Group | 700 | Residential - Specific type not defined |  | Unknown | 0.00 | NO
City Accommodation_CA06-Village Units 1 - 13_First Floor_13.106A _ BIR | CA-CA06-01-13.106A | CA06-01-13.106A-BIR | City Accommodation | CA | CA06 | Village Units 1 - 13 | 01 | First Floor | 13.106A | 99963 | Student Accommodation | 99939 | Unusable Spaces | 0.84 | BIR | 7 | Residential Accommodation Space Group | 700 | Residential - Specific type not defined |  | Unknown | 0.00 | NO
City Accommodation_CA06-Village Units 1 - 13_First Floor_13.107 _ Ensuite | CA-CA06-01-13.107 | CA06-01-13.107-Ensuite | City Accommodation | CA | CA06 | Village Units 1 - 13 | 01 | First Floor | 13.107 | 99963 | Student Accommodation | 99939 | Unusable Spaces | 3 | Ensuite | 7 | Residential Accommodation Space Group | 700 | Residential - Specific type not defined |  | Unknown | 0.00 | NO
City Accommodation_CA06-Village Units 1 - 13_First Floor_2.101 _ Stair | CA-CA06-01-2.101 | CA06-01-2.101-Stair | City Accommodation | CA | CA06 | Village Units 1 - 13 | 01 | First Floor | 2.101 | 99963 | Student Accommodation | 99939 | Unusable Spaces | 5.5 | Stair | 7 | Residential Accommodation Space Group | 700 | Residential - Specific type not defined |  | Unknown | 0.00 | NO
City Accommodation_CA06-Village Units 1 - 13_First Floor_2.102 _ Passage | CA-CA06-01-2.102 | CA06-01-2.102-Passage | City Accommodation | CA | CA06 | Village Units 1 - 13 | 01 | First Floor | 2.102 | 99963 | Student Accommodation | 99939 | Unusable Spaces | 2.2 | Passage | 7 | Residential Accommodation Space Group | 700 | Residential - Specific type not defined |  | Unknown | 0.00 | NO
City Accommodation_CA06-Village Units 1 - 13_First Floor_2.103 _ Bedroom 4 | CA-CA06-01-2.103 | CA06-01-2.103-Bedroom 4 | City Accommodation | CA | CA06 | Village Units 1 - 13 | 01 | First Floor | 2.103 | 99963 | Student Accommodation | 99939 | Unusable Spaces | 11.74 | Bedroom 4 | 7 | Residential Accommodation Space Group | 700 | Residential - Specific type not defined |  | Unknown | 0.00 | NO
City Accommodation_CA06-Village Units 1 - 13_First Floor_2.103A _ BIR | CA-CA06-01-2.103A | CA06-01-2.103A-BIR | City Accommodation | CA | CA06 | Village Units 1 - 13 | 01 | First Floor | 2.103A | 99963 | Student Accommodation | 99939 | Unusable Spaces | 0.84 | BIR | 7 | Residential Accommodation Space Group | 700 | Residential - Specific type not defined |  | Unknown | 0.00 | NO
City Accommodation_CA06-Village Units 1 - 13_First Floor_2.104 _ Ensuite | CA-CA06-01-2.104 | CA06-01-2.104-Ensuite | City Accommodation | CA | CA06 | Village Units 1 - 13 | 01 | First Floor | 2.104 | 99963 | Student Accommodation | 99939 | Unusable Spaces | 3 | Ensuite | 7 | Residential Accommodation Space Group | 700 | Residential - Specific type not defined |  | Unknown | 0.00 | NO
City Accommodation_CA06-Village Units 1 - 13_First Floor_2.105 _ Ldry | CA-CA06-01-2.105 | CA06-01-2.105-Ldry | City Accommodation | CA | CA06 | Village Units 1 - 13 | 01 | First Floor | 2.105 | 99963 | Student Accommodation | 99939 | Unusable Spaces | 1.42 | Ldry | 7 | Residential Accommodation Space Group | 700 | Residential - Specific type not defined |  | Unknown | 0.00 | NO
City Accommodation_CA06-Village Units 1 - 13_First Floor_2.106 _ Bedroom 3 | CA-CA06-01-2.106 | CA06-01-2.106-Bedroom 3 | City Accommodation | CA | CA06 | Village Units 1 - 13 | 01 | First Floor | 2.106 | 99963 | Student Accommodation | 99939 | Unusable Spaces | 8.97 | Bedroom 3 | 7 | Residential Accommodation Space Group | 700 | Residential - Specific type not defined |  | Unknown | 0.00 | NO
City Accommodation_CA06-Village Units 1 - 13_First Floor_2.106A _ BIR | CA-CA06-01-2.106A | CA06-01-2.106A-BIR | City Accommodation | CA | CA06 | Village Units 1 - 13 | 01 | First Floor | 2.106A | 99963 | Student Accommodation | 99939 | Unusable Spaces | 0.68 | BIR | 7 | Residential Accommodation Space Group | 700 | Residential - Specific type not defined |  | Unknown | 0.00 | NO
City Accommodation_CA06-Village Units 1 - 13_First Floor_2.107 _ Ensuite | CA-CA06-01-2.107 | CA06-01-2.107-Ensuite | City Accommodation | CA | CA06 | Village Units 1 - 13 | 01 | First Floor | 2.107 | 99963 | Student Accommodation | 99939 | Unusable Spaces | 3.77 | Ensuite | 7 | Residential Accommodation Space Group | 700 | Residential - Specific type not defined |  | Unknown | 0.00 | NO
City Accommodation_CA06-Village Units 1 - 13_First Floor_3.101 _ Stair | CA-CA06-01-3.101 | CA06-01-3.101-Stair | City Accommodation | CA | CA06 | Village Units 1 - 13 | 01 | First Floor | 3.101 | 99963 | Student Accommodation | 99939 | Unusable Spaces | 4.82 | Stair | 7 | Residential Accommodation Space Group | 700 | Residential - Specific type not defined |  | Unknown | 0.00 | NO
City Accommodation_CA06-Village Units 1 - 13_First Floor_3.102 _ Passage | CA-CA06-01-3.102 | CA06-01-3.102-Passage | City Accommodation | CA | CA06 | Village Units 1 - 13 | 01 | First Floor | 3.102 | 99963 | Student Accommodation | 99939 | Unusable Spaces | 3.78 | Passage | 7 | Residential Accommodation Space Group | 700 | Residential - Specific type not defined |  | Unknown | 0.00 | NO
City Accommodation_CA06-Village Units 1 - 13_First Floor_3.102A _ HWS | CA-CA06-01-3.102A | CA06-01-3.102A-HWS | City Accommodation | CA | CA06 | Village Units 1 - 13 | 01 | First Floor | 3.102A | 99963 | Student Accommodation | 99939 | Unusable Spaces | 0.72 | HWS | 7 | Residential Accommodation Space Group | 700 | Residential - Specific type not defined |  | Unknown | 0.00 | NO
City Accommodation_CA06-Village Units 1 - 13_First Floor_3.103 _ Bedroom 1 | CA-CA06-01-3.103 | CA06-01-3.103-Bedroom 1 | City Accommodation | CA | CA06 | Village Units 1 - 13 | 01 | First Floor | 3.103 | 99963 | Student Accommodation | 99939 | Unusable Spaces | 11.09 | Bedroom 1 | 7 | Residential Accommodation Space Group | 700 | Residential - Specific type not defined |  | Unknown | 0.00 | NO
City Accommodation_CA06-Village Units 1 - 13_First Floor_3.103A _ BIR | CA-CA06-01-3.103A | CA06-01-3.103A-BIR | City Accommodation | CA | CA06 | Village Units 1 - 13 | 01 | First Floor | 3.103A | 99963 | Student Accommodation | 99939 | Unusable Spaces | 0.81 | BIR | 7 | Residential Accommodation Space Group | 700 | Residential - Specific type not defined |  | Unknown | 0.00 | NO
City Accommodation_CA06-Village Units 1 - 13_First Floor_3.104 _ Bathroom | CA-CA06-01-3.104 | CA06-01-3.104-Bathroom | City Accommodation | CA | CA06 | Village Units 1 - 13 | 01 | First Floor | 3.104 | 99963 | Student Accommodation | 99939 | Unusable Spaces | 3.99 | Bathroom | 7 | Residential Accommodation Space Group | 700 | Residential - Specific type not defined |  | Unknown | 0.00 | NO
City Accommodation_CA06-Village Units 1 - 13_First Floor_3.105 _ Bedroom 2 | CA-CA06-01-3.105 | CA06-01-3.105-Bedroom 2 | City Accommodation | CA | CA06 | Village Units 1 - 13 | 01 | First Floor | 3.105 | 99963 | Student Accommodation | 99939 | Unusable Spaces | 11.53 | Bedroom 2 | 7 | Residential Accommodation Space Group | 700 | Residential - Specific type not defined |  | Unknown | 0.00 | NO
City Accommodation_CA06-Village Units 1 - 13_First Floor_3.105A _ BIR | CA-CA06-01-3.105A | CA06-01-3.105A-BIR | City Accommodation | CA | CA06 | Village Units 1 - 13 | 01 | First Floor | 3.105A | 99963 | Student Accommodation | 99939 | Unusable Spaces | 1.47 | BIR | 7 | Residential Accommodation Space Group | 700 | Residential - Specific type not defined |  | Unknown | 0.00 | NO
City Accommodation_CA06-Village Units 1 - 13_First Floor_4.101 _ Stair | CA-CA06-01-4.101 | CA06-01-4.101-Stair | City Accommodation | CA | CA06 | Village Units 1 - 13 | 01 | First Floor | 4.101 | 99963 | Student Accommodation | 99939 | Unusable Spaces | 4.82 | Stair | 7 | Residential Accommodation Space Group | 700 | Residential - Specific type not defined |  | Unknown | 0.00 | NO
City Accommodation_CA06-Village Units 1 - 13_First Floor_4.102 _ Passage | CA-CA06-01-4.102 | CA06-01-4.102-Passage | City Accommodation | CA | CA06 | Village Units 1 - 13 | 01 | First Floor | 4.102 | 99963 | Student Accommodation | 99939 | Unusable Spaces | 3.78 | Passage | 7 | Residential Accommodation Space Group | 700 | Residential - Specific type not defined |  | Unknown | 0.00 | NO
City Accommodation_CA06-Village Units 1 - 13_First Floor_4.102A _ VSR | CA-CA06-01-4.102A | CA06-01-4.102A-VSR | City Accommodation | CA | CA06 | Village Units 1 - 13 | 01 | First Floor | 4.102A | 99963 | Student Accommodation | 99939 | Unusable Spaces | 0.72 | VSR | 8 | Non Useable Floor Area Space Group | 840 | Non-usable - Service riser |  | Unknown | 0.00 | NO
City Accommodation_CA06-Village Units 1 - 13_First Floor_4.103 _ Bedroom 2 | CA-CA06-01-4.103 | CA06-01-4.103-Bedroom 2 | City Accommodation | CA | CA06 | Village Units 1 - 13 | 01 | First Floor | 4.103 | 99963 | Student Accommodation | 99939 | Unusable Spaces | 11.53 | Bedroom 2 | 7 | Residential Accommodation Space Group | 700 | Residential - Specific type not defined |  | Unknown | 0.00 | NO
City Accommodation_CA06-Village Units 1 - 13_First Floor_4.103A _ BIR | CA-CA06-01-4.103A | CA06-01-4.103A-BIR | City Accommodation | CA | CA06 | Village Units 1 - 13 | 01 | First Floor | 4.103A | 99963 | Student Accommodation | 99939 | Unusable Spaces | 1.47 | BIR | 7 | Residential Accommodation Space Group | 700 | Residential - Specific type not defined |  | Unknown | 0.00 | NO
City Accommodation_CA06-Village Units 1 - 13_First Floor_4.104 _ Bathroom | CA-CA06-01-4.104 | CA06-01-4.104-Bathroom | City Accommodation | CA | CA06 | Village Units 1 - 13 | 01 | First Floor | 4.104 | 99963 | Student Accommodation | 99939 | Unusable Spaces | 3.99 | Bathroom | 7 | Residential Accommodation Space Group | 700 | Residential - Specific type not defined |  | Unknown | 0.00 | NO
City Accommodation_CA06-Village Units 1 - 13_First Floor_4.105 _ Bedroom 1 | CA-CA06-01-4.105 | CA06-01-4.105-Bedroom 1 | City Accommodation | CA | CA06 | Village Units 1 - 13 | 01 | First Floor | 4.105 | 99963 | Student Accommodation | 99939 | Unusable Spaces | 11.09 | Bedroom 1 | 7 | Residential Accommodation Space Group | 700 | Residential - Specific type not defined |  | Unknown | 0.00 | NO
City Accommodation_CA06-Village Units 1 - 13_First Floor_4.105A _ BIR | CA-CA06-01-4.105A | CA06-01-4.105A-BIR | City Accommodation | CA | CA06 | Village Units 1 - 13 | 01 | First Floor | 4.105A | 99963 | Student Accommodation | 99939 | Unusable Spaces | 0.81 | BIR | 7 | Residential Accommodation Space Group | 700 | Residential - Specific type not defined |  | Unknown | 0.00 | NO
City Accommodation_CA06-Village Units 1 - 13_First Floor_5.101 _ Stair | CA-CA06-01-5.101 | CA06-01-5.101-Stair | City Accommodation | CA | CA06 | Village Units 1 - 13 | 01 | First Floor | 5.101 | 99963 | Student Accommodation | 99939 | Unusable Spaces | 5.5 | Stair | 7 | Residential Accommodation Space Group | 700 | Residential - Specific type not defined |  | Unknown | 0.00 | NO
City Accommodation_CA06-Village Units 1 - 13_First Floor_5.102 _ Passage | CA-CA06-01-5.102 | CA06-01-5.102-Passage | City Accommodation | CA | CA06 | Village Units 1 - 13 | 01 | First Floor | 5.102 | 99963 | Student Accommodation | 99939 | Unusable Spaces | 2.2 | Passage | 7 | Residential Accommodation Space Group | 700 | Residential - Specific type not defined |  | Unknown | 0.00 | NO
City Accommodation_CA06-Village Units 1 - 13_First Floor_5.103 _ Bedroom 3 | CA-CA06-01-5.103 | CA06-01-5.103-Bedroom 3 | City Accommodation | CA | CA06 | Village Units 1 - 13 | 01 | First Floor | 5.103 | 99963 | Student Accommodation | 99939 | Unusable Spaces | 9.11 | Bedroom 3 | 7 | Residential Accommodation Space Group | 700 | Residential - Specific type not defined |  | Unknown | 0.00 | NO
City Accommodation_CA06-Village Units 1 - 13_First Floor_5.103A _ BIR | CA-CA06-01-5.103A | CA06-01-5.103A-BIR | City Accommodation | CA | CA06 | Village Units 1 - 13 | 01 | First Floor | 5.103A | 99963 | Student Accommodation | 99939 | Unusable Spaces | 0.7 | BIR | 7 | Residential Accommodation Space Group | 700 | Residential - Specific type not defined |  | Unknown | 0.00 | NO
City Accommodation_CA06-Village Units 1 - 13_First Floor_5.104 _ Ensuite | CA-CA06-01-5.104 | CA06-01-5.104-Ensuite | City Accommodation | CA | CA06 | Village Units 1 - 13 | 01 | First Floor | 5.104 | 99963 | Student Accommodation | 99939 | Unusable Spaces | 3.77 | Ensuite | 7 | Residential Accommodation Space Group | 700 | Residential - Specific type not defined |  | Unknown | 0.00 | NO
City Accommodation_CA06-Village Units 1 - 13_First Floor_5.105 _ Ldry | CA-CA06-01-5.105 | CA06-01-5.105-Ldry | City Accommodation | CA | CA06 | Village Units 1 - 13 | 01 | First Floor | 5.105 | 99963 | Student Accommodation | 99939 | Unusable Spaces | 1.42 | Ldry | 7 | Residential Accommodation Space Group | 700 | Residential - Specific type not defined |  | Unknown | 0.00 | NO
City Accommodation_CA06-Village Units 1 - 13_First Floor_5.106 _ Bedroom 4 | CA-CA06-01-5.106 | CA06-01-5.106-Bedroom 4 | City Accommodation | CA | CA06 | Village Units 1 - 13 | 01 | First Floor | 5.106 | 99963 | Student Accommodation | 99939 | Unusable Spaces | 11.74 | Bedroom 4 | 7 | Residential Accommodation Space Group | 700 | Residential - Specific type not defined |  | Unknown | 0.00 | NO
City Accommodation_CA06-Village Units 1 - 13_First Floor_5.106A _ BIR | CA-CA06-01-5.106A | CA06-01-5.106A-BIR | City Accommodation | CA | CA06 | Village Units 1 - 13 | 01 | First Floor | 5.106A | 99963 | Student Accommodation | 99939 | Unusable Spaces | 0.84 | BIR | 7 | Residential Accommodation Space Group | 700 | Residential - Specific type not defined |  | Unknown | 0.00 | NO
City Accommodation_CA06-Village Units 1 - 13_First Floor_5.107 _ Ensuite | CA-CA06-01-5.107 | CA06-01-5.107-Ensuite | City Accommodation | CA | CA06 | Village Units 1 - 13 | 01 | First Floor | 5.107 | 99963 | Student Accommodation | 99939 | Unusable Spaces | 3 | Ensuite | 7 | Residential Accommodation Space Group | 700 | Residential - Specific type not defined |  | Unknown | 0.00 | NO
City Accommodation_CA06-Village Units 1 - 13_First Floor_6.101 _ Stair | CA-CA06-01-6.101 | CA06-01-6.101-Stair | City Accommodation | CA | CA06 | Village Units 1 - 13 | 01 | First Floor | 6.101 | 99963 | Student Accommodation | 99939 | Unusable Spaces | 5.5 | Stair | 7 | Residential Accommodation Space Group | 700 | Residential - Specific type not defined |  | Unknown | 0.00 | NO
City Accommodation_CA06-Village Units 1 - 13_First Floor_6.102 _ Passage | CA-CA06-01-6.102 | CA06-01-6.102-Passage | City Accommodation | CA | CA06 | Village Units 1 - 13 | 01 | First Floor | 6.102 | 99963 | Student Accommodation | 99939 | Unusable Spaces | 2.2 | Passage | 7 | Residential Accommodation Space Group | 700 | Residential - Specific type not defined |  | Unknown | 0.00 | NO
City Accommodation_CA06-Village Units 1 - 13_First Floor_6.103 _ Bedroom 3 | CA-CA06-01-6.103 | CA06-01-6.103-Bedroom 3 | City Accommodation | CA | CA06 | Village Units 1 - 13 | 01 | First Floor | 6.103 | 99963 | Student Accommodation | 99939 | Unusable Spaces | 9.11 | Bedroom 3 | 7 | Residential Accommodation Space Group | 700 | Residential - Specific type not defined |  | Unknown | 0.00 | NO
City Accommodation_CA06-Village Units 1 - 13_First Floor_6.103A _ BIR | CA-CA06-01-6.103A | CA06-01-6.103A-BIR | City Accommodation | CA | CA06 | Village Units 1 - 13 | 01 | First Floor | 6.103A | 99963 | Student Accommodation | 99939 | Unusable Spaces | 0.7 | BIR | 7 | Residential Accommodation Space Group | 700 | Residential - Specific type not defined |  | Unknown | 0.00 | NO
City Accommodation_CA06-Village Units 1 - 13_First Floor_6.104 _ Ensuite | CA-CA06-01-6.104 | CA06-01-6.104-Ensuite | City Accommodation | CA | CA06 | Village Units 1 - 13 | 01 | First Floor | 6.104 | 99963 | Student Accommodation | 99939 | Unusable Spaces | 3.77 | Ensuite | 7 | Residential Accommodation Space Group | 700 | Residential - Specific type not defined |  | Unknown | 0.00 | NO
City Accommodation_CA06-Village Units 1 - 13_First Floor_6.105 _ Ldry | CA-CA06-01-6.105 | CA06-01-6.105-Ldry | City Accommodation | CA | CA06 | Village Units 1 - 13 | 01 | First Floor | 6.105 | 99963 | Student Accommodation | 99939 | Unusable Spaces | 1.42 | Ldry | 7 | Residential Accommodation Space Group | 700 | Residential - Specific type not defined |  | Unknown | 0.00 | NO
City Accommodation_CA06-Village Units 1 - 13_First Floor_6.106 _ Bedroom 4 | CA-CA06-01-6.106 | CA06-01-6.106-Bedroom 4 | City Accommodation | CA | CA06 | Village Units 1 - 13 | 01 | First Floor | 6.106 | 99963 | Student Accommodation | 99939 | Unusable Spaces | 11.74 | Bedroom 4 | 7 | Residential Accommodation Space Group | 700 | Residential - Specific type not defined |  | Unknown | 0.00 | NO
City Accommodation_CA06-Village Units 1 - 13_First Floor_6.106A _ BIR | CA-CA06-01-6.106A | CA06-01-6.106A-BIR | City Accommodation | CA | CA06 | Village Units 1 - 13 | 01 | First Floor | 6.106A | 99963 | Student Accommodation | 99939 | Unusable Spaces | 0.84 | BIR | 7 | Residential Accommodation Space Group | 700 | Residential - Specific type not defined |  | Unknown | 0.00 | NO
City Accommodation_CA06-Village Units 1 - 13_First Floor_6.107 _ Ensuite | CA-CA06-01-6.107 | CA06-01-6.107-Ensuite | City Accommodation | CA | CA06 | Village Units 1 - 13 | 01 | First Floor | 6.107 | 99963 | Student Accommodation | 99939 | Unusable Spaces | 3 | Ensuite | 7 | Residential Accommodation Space Group | 700 | Residential - Specific type not defined |  | Unknown | 0.00 | NO
City Accommodation_CA06-Village Units 1 - 13_First Floor_7.101 _ Stair | CA-CA06-01-7.101 | CA06-01-7.101-Stair | City Accommodation | CA | CA06 | Village Units 1 - 13 | 01 | First Floor | 7.101 | 99963 | Student Accommodation | 99939 | Unusable Spaces | 5.5 | Stair | 7 | Residential Accommodation Space Group | 700 | Residential - Specific type not defined |  | Unknown | 0.00 | NO
City Accommodation_CA06-Village Units 1 - 13_First Floor_7.102 _ Passage | CA-CA06-01-7.102 | CA06-01-7.102-Passage | City Accommodation | CA | CA06 | Village Units 1 - 13 | 01 | First Floor | 7.102 | 99963 | Student Accommodation | 99939 | Unusable Spaces | 2.2 | Passage | 7 | Residential Accommodation Space Group | 700 | Residential - Specific type not defined |  | Unknown | 0.00 | NO
City Accommodation_CA06-Village Units 1 - 13_First Floor_7.103 _ Bedroom 3 | CA-CA06-01-7.103 | CA06-01-7.103-Bedroom 3 | City Accommodation | CA | CA06 | Village Units 1 - 13 | 01 | First Floor | 7.103 | 99963 | Student Accommodation | 99939 | Unusable Spaces | 9.11 | Bedroom 3 | 7 | Residential Accommodation Space Group | 700 | Residential - Specific type not defined |  | Unknown | 0.00 | NO
City Accommodation_CA06-Village Units 1 - 13_First Floor_7.103A _ BIR | CA-CA06-01-7.103A | CA06-01-7.103A-BIR | City Accommodation | CA | CA06 | Village Units 1 - 13 | 01 | First Floor | 7.103A | 99963 | Student Accommodation | 99939 | Unusable Spaces | 0.7 | BIR | 7 | Residential Accommodation Space Group | 700 | Residential - Specific type not defined |  | Unknown | 0.00 | NO
City Accommodation_CA06-Village Units 1 - 13_First Floor_7.104 _ Ensuite | CA-CA06-01-7.104 | CA06-01-7.104-Ensuite | City Accommodation | CA | CA06 | Village Units 1 - 13 | 01 | First Floor | 7.104 | 99963 | Student Accommodation | 99939 | Unusable Spaces | 3.77 | Ensuite | 7 | Residential Accommodation Space Group | 700 | Residential - Specific type not defined |  | Unknown | 0.00 | NO
City Accommodation_CA06-Village Units 1 - 13_First Floor_7.105 _ Ldry | CA-CA06-01-7.105 | CA06-01-7.105-Ldry | City Accommodation | CA | CA06 | Village Units 1 - 13 | 01 | First Floor | 7.105 | 99963 | Student Accommodation | 99939 | Unusable Spaces | 1.42 | Ldry | 7 | Residential Accommodation Space Group | 700 | Residential - Specific type not defined |  | Unknown | 0.00 | NO
City Accommodation_CA06-Village Units 1 - 13_First Floor_7.106 _ Bedroom 4 | CA-CA06-01-7.106 | CA06-01-7.106-Bedroom 4 | City Accommodation | CA | CA06 | Village Units 1 - 13 | 01 | First Floor | 7.106 | 99963 | Student Accommodation | 99939 | Unusable Spaces | 11.74 | Bedroom 4 | 7 | Residential Accommodation Space Group | 700 | Residential - Specific type not defined |  | Unknown | 0.00 | NO
City Accommodation_CA06-Village Units 1 - 13_First Floor_7.106A _ BIR | CA-CA06-01-7.106A | CA06-01-7.106A-BIR | City Accommodation | CA | CA06 | Village Units 1 - 13 | 01 | First Floor | 7.106A | 99963 | Student Accommodation | 99939 | Unusable Spaces | 0.84 | BIR | 7 | Residential Accommodation Space Group | 700 | Residential - Specific type not defined |  | Unknown | 0.00 | NO
City Accommodation_CA06-Village Units 1 - 13_First Floor_7.107 _ Ensuite | CA-CA06-01-7.107 | CA06-01-7.107-Ensuite | City Accommodation | CA | CA06 | Village Units 1 - 13 | 01 | First Floor | 7.107 | 99963 | Student Accommodation | 99939 | Unusable Spaces | 3 | Ensuite | 7 | Residential Accommodation Space Group | 700 | Residential - Specific type not defined |  | Unknown | 0.00 | NO
City Accommodation_CA06-Village Units 1 - 13_First Floor_8.101 _ Stair | CA-CA06-01-8.101 | CA06-01-8.101-Stair | City Accommodation | CA | CA06 | Village Units 1 - 13 | 01 | First Floor | 8.101 | 99963 | Student Accommodation | 99939 | Unusable Spaces | 5.5 | Stair | 7 | Residential Accommodation Space Group | 700 | Residential - Specific type not defined |  | Unknown | 0.00 | NO
City Accommodation_CA06-Village Units 1 - 13_First Floor_8.102 _ Passage | CA-CA06-01-8.102 | CA06-01-8.102-Passage | City Accommodation | CA | CA06 | Village Units 1 - 13 | 01 | First Floor | 8.102 | 99963 | Student Accommodation | 99939 | Unusable Spaces | 2.2 | Passage | 7 | Residential Accommodation Space Group | 700 | Residential - Specific type not defined |  | Unknown | 0.00 | NO
City Accommodation_CA06-Village Units 1 - 13_First Floor_8.103 _ Bedroom 3 | CA-CA06-01-8.103 | CA06-01-8.103-Bedroom 3 | City Accommodation | CA | CA06 | Village Units 1 - 13 | 01 | First Floor | 8.103 | 99963 | Student Accommodation | 99939 | Unusable Spaces | 9.11 | Bedroom 3 | 7 | Residential Accommodation Space Group | 700 | Residential - Specific type not defined |  | Unknown | 0.00 | NO
City Accommodation_CA06-Village Units 1 - 13_First Floor_8.103A _ BIR | CA-CA06-01-8.103A | CA06-01-8.103A-BIR | City Accommodation | CA | CA06 | Village Units 1 - 13 | 01 | First Floor | 8.103A | 99963 | Student Accommodation | 99939 | Unusable Spaces | 0.7 | BIR | 7 | Residential Accommodation Space Group | 700 | Residential - Specific type not defined |  | Unknown | 0.00 | NO
City Accommodation_CA06-Village Units 1 - 13_First Floor_8.104 _ Ensuite | CA-CA06-01-8.104 | CA06-01-8.104-Ensuite | City Accommodation | CA | CA06 | Village Units 1 - 13 | 01 | First Floor | 8.104 | 99963 | Student Accommodation | 99939 | Unusable Spaces | 3.77 | Ensuite | 7 | Residential Accommodation Space Group | 700 | Residential - Specific type not defined |  | Unknown | 0.00 | NO
City Accommodation_CA06-Village Units 1 - 13_First Floor_8.105 _ Ldry | CA-CA06-01-8.105 | CA06-01-8.105-Ldry | City Accommodation | CA | CA06 | Village Units 1 - 13 | 01 | First Floor | 8.105 | 99963 | Student Accommodation | 99939 | Unusable Spaces | 1.42 | Ldry | 7 | Residential Accommodation Space Group | 700 | Residential - Specific type not defined |  | Unknown | 0.00 | NO
City Accommodation_CA06-Village Units 1 - 13_First Floor_8.106 _ Bedroom 4 | CA-CA06-01-8.106 | CA06-01-8.106-Bedroom 4 | City Accommodation | CA | CA06 | Village Units 1 - 13 | 01 | First Floor | 8.106 | 99963 | Student Accommodation | 99939 | Unusable Spaces | 11.74 | Bedroom 4 | 7 | Residential Accommodation Space Group | 700 | Residential - Specific type not defined |  | Unknown | 0.00 | NO
City Accommodation_CA06-Village Units 1 - 13_First Floor_8.106A _ BIR | CA-CA06-01-8.106A | CA06-01-8.106A-BIR | City Accommodation | CA | CA06 | Village Units 1 - 13 | 01 | First Floor | 8.106A | 99963 | Student Accommodation | 99939 | Unusable Spaces | 0.84 | BIR | 7 | Residential Accommodation Space Group | 700 | Residential - Specific type not defined |  | Unknown | 0.00 | NO
City Accommodation_CA06-Village Units 1 - 13_First Floor_8.107 _ Ensuite | CA-CA06-01-8.107 | CA06-01-8.107-Ensuite | City Accommodation | CA | CA06 | Village Units 1 - 13 | 01 | First Floor | 8.107 | 99963 | Student Accommodation | 99939 | Unusable Spaces | 3 | Ensuite | 7 | Residential Accommodation Space Group | 700 | Residential - Specific type not defined |  | Unknown | 0.00 | NO
City Accommodation_CA06-Village Units 1 - 13_First Floor_9.101 _ Stair | CA-CA06-01-9.101 | CA06-01-9.101-Stair | City Accommodation | CA | CA06 | Village Units 1 - 13 | 01 | First Floor | 9.101 | 99963 | Student Accommodation | 99939 | Unusable Spaces | 5.5 | Stair | 7 | Residential Accommodation Space Group | 700 | Residential - Specific type not defined |  | Unknown | 0.00 | NO
City Accommodation_CA06-Village Units 1 - 13_First Floor_9.102 _ Passage | CA-CA06-01-9.102 | CA06-01-9.102-Passage | City Accommodation | CA | CA06 | Village Units 1 - 13 | 01 | First Floor | 9.102 | 99963 | Student Accommodation | 99939 | Unusable Spaces | 2.2 | Passage | 7 | Residential Accommodation Space Group | 700 | Residential - Specific type not defined |  | Unknown | 0.00 | NO
City Accommodation_CA06-Village Units 1 - 13_First Floor_9.103 _ Bedroom 3 | CA-CA06-01-9.103 | CA06-01-9.103-Bedroom 3 | City Accommodation | CA | CA06 | Village Units 1 - 13 | 01 | First Floor | 9.103 | 99963 | Student Accommodation | 99939 | Unusable Spaces | 9.11 | Bedroom 3 | 7 | Residential Accommodation Space Group | 700 | Residential - Specific type not defined |  | Unknown | 0.00 | NO
City Accommodation_CA06-Village Units 1 - 13_First Floor_9.103A _ BIR | CA-CA06-01-9.103A | CA06-01-9.103A-BIR | City Accommodation | CA | CA06 | Village Units 1 - 13 | 01 | First Floor | 9.103A | 99963 | Student Accommodation | 99939 | Unusable Spaces | 0.7 | BIR | 7 | Residential Accommodation Space Group | 700 | Residential - Specific type not defined |  | Unknown | 0.00 | NO
City Accommodation_CA06-Village Units 1 - 13_First Floor_9.104 _ Ensuite | CA-CA06-01-9.104 | CA06-01-9.104-Ensuite | City Accommodation | CA | CA06 | Village Units 1 - 13 | 01 | First Floor | 9.104 | 99963 | Student Accommodation | 99939 | Unusable Spaces | 3.77 | Ensuite | 7 | Residential Accommodation Space Group | 700 | Residential - Specific type not defined |  | Unknown | 0.00 | NO
City Accommodation_CA06-Village Units 1 - 13_First Floor_9.105 _ Ldry | CA-CA06-01-9.105 | CA06-01-9.105-Ldry | City Accommodation | CA | CA06 | Village Units 1 - 13 | 01 | First Floor | 9.105 | 99963 | Student Accommodation | 99939 | Unusable Spaces | 1.42 | Ldry | 7 | Residential Accommodation Space Group | 700 | Residential - Specific type not defined |  | Unknown | 0.00 | NO
City Accommodation_CA06-Village Units 1 - 13_First Floor_9.106 _ Bedroom 4 | CA-CA06-01-9.106 | CA06-01-9.106-Bedroom 4 | City Accommodation | CA | CA06 | Village Units 1 - 13 | 01 | First Floor | 9.106 | 99963 | Student Accommodation | 99939 | Unusable Spaces | 11.74 | Bedroom 4 | 7 | Residential Accommodation Space Group | 700 | Residential - Specific type not defined |  | Unknown | 0.00 | NO
City Accommodation_CA06-Village Units 1 - 13_First Floor_9.106A _ BIR | CA-CA06-01-9.106A | CA06-01-9.106A-BIR | City Accommodation | CA | CA06 | Village Units 1 - 13 | 01 | First Floor | 9.106A | 99963 | Student Accommodation | 99939 | Unusable Spaces | 0.84 | BIR | 7 | Residential Accommodation Space Group | 700 | Residential - Specific type not defined |  | Unknown | 0.00 | NO
City Accommodation_CA06-Village Units 1 - 13_First Floor_9.107 _ Ensuite | CA-CA06-01-9.107 | CA06-01-9.107-Ensuite | City Accommodation | CA | CA06 | Village Units 1 - 13 | 01 | First Floor | 9.107 | 99963 | Student Accommodation | 99939 | Unusable Spaces | 3 | Ensuite | 7 | Residential Accommodation Space Group | 700 | Residential - Specific type not defined |  | Unknown | 0.00 | NO
City Accommodation_CA06-Village Units 1 - 13_Second Floor_1.201 _ Stair | CA-CA06-02-1.201 | CA06-02-1.201-Stair | City Accommodation | CA | CA06 | Village Units 1 - 13 | 02 | Second Floor | 1.201 | 99963 | Student Accommodation | 99939 | Unusable Spaces | 5.5 | Stair | 7 | Residential Accommodation Space Group | 700 | Residential - Specific type not defined |  | Unknown | 0.00 | NO
City Accommodation_CA06-Village Units 1 - 13_Second Floor_1.202 _ Corr. | CA-CA06-02-1.202 | CA06-02-1.202-Corr. | City Accommodation | CA | CA06 | Village Units 1 - 13 | 02 | Second Floor | 1.202 | 99963 | Student Accommodation | 99939 | Unusable Spaces | 3.96 | Corr. | 7 | Residential Accommodation Space Group | 700 | Residential - Specific type not defined |  | Unknown | 0.00 | NO
City Accommodation_CA06-Village Units 1 - 13_Second Floor_1.203 _ Kitchen / Dining | CA-CA06-02-1.203 | CA06-02-1.203-Kitchen / Dining | City Accommodation | CA | CA06 | Village Units 1 - 13 | 02 | Second Floor | 1.203 | 99963 | Student Accommodation | 99939 | Unusable Spaces | 15.99 | Kitchen / Dining | 7 | Residential Accommodation Space Group | 700 | Residential - Specific type not defined |  | Unknown | 0.00 | NO
City Accommodation_CA06-Village Units 1 - 13_Second Floor_1.204 _ Living | CA-CA06-02-1.204 | CA06-02-1.204-Living | City Accommodation | CA | CA06 | Village Units 1 - 13 | 02 | Second Floor | 1.204 | 99963 | Student Accommodation | 99939 | Unusable Spaces | 13.92 | Living | 7 | Residential Accommodation Space Group | 700 | Residential - Specific type not defined |  | Unknown | 0.00 | NO
City Accommodation_CA06-Village Units 1 - 13_Second Floor_10.201 _ Stair | CA-CA06-02-10.201 | CA06-02-10.201-Stair | City Accommodation | CA | CA06 | Village Units 1 - 13 | 02 | Second Floor | 10.201 | 99963 | Student Accommodation | 99939 | Unusable Spaces | 5.5 | Stair | 7 | Residential Accommodation Space Group | 700 | Residential - Specific type not defined |  | Unknown | 0.00 | NO
City Accommodation_CA06-Village Units 1 - 13_Second Floor_10.202 _ Corr. | CA-CA06-02-10.202 | CA06-02-10.202-Corr. | City Accommodation | CA | CA06 | Village Units 1 - 13 | 02 | Second Floor | 10.202 | 99963 | Student Accommodation | 99939 | Unusable Spaces | 3.96 | Corr. | 7 | Residential Accommodation Space Group | 700 | Residential - Specific type not defined |  | Unknown | 0.00 | NO
City Accommodation_CA06-Village Units 1 - 13_Second Floor_10.203 _ Living | CA-CA06-02-10.203 | CA06-02-10.203-Living | City Accommodation | CA | CA06 | Village Units 1 - 13 | 02 | Second Floor | 10.203 | 99963 | Student Accommodation | 99939 | Unusable Spaces | 13.92 | Living | 7 | Residential Accommodation Space Group | 700 | Residential - Specific type not defined |  | Unknown | 0.00 | NO
City Accommodation_CA06-Village Units 1 - 13_Second Floor_10.204 _ Kitchen / Dining | CA-CA06-02-10.204 | CA06-02-10.204-Kitchen / Dining | City Accommodation | CA | CA06 | Village Units 1 - 13 | 02 | Second Floor | 10.204 | 99963 | Student Accommodation | 99939 | Unusable Spaces | 15.99 | Kitchen / Dining | 7 | Residential Accommodation Space Group | 700 | Residential - Specific type not defined |  | Unknown | 0.00 | NO
City Accommodation_CA06-Village Units 1 - 13_Second Floor_11.201 _ Stair | CA-CA06-02-11.201 | CA06-02-11.201-Stair | City Accommodation | CA | CA06 | Village Units 1 - 13 | 02 | Second Floor | 11.201 | 99963 | Student Accommodation | 99939 | Unusable Spaces | 5.5 | Stair | 7 | Residential Accommodation Space Group | 700 | Residential - Specific type not defined |  | Unknown | 0.00 | NO
City Accommodation_CA06-Village Units 1 - 13_Second Floor_11.202 _ Corr. | CA-CA06-02-11.202 | CA06-02-11.202-Corr. | City Accommodation | CA | CA06 | Village Units 1 - 13 | 02 | Second Floor | 11.202 | 99963 | Student Accommodation | 99939 | Unusable Spaces | 3.96 | Corr. | 7 | Residential Accommodation Space Group | 700 | Residential - Specific type not defined |  | Unknown | 0.00 | NO
City Accommodation_CA06-Village Units 1 - 13_Second Floor_11.203 _ Living | CA-CA06-02-11.203 | CA06-02-11.203-Living | City Accommodation | CA | CA06 | Village Units 1 - 13 | 02 | Second Floor | 11.203 | 99963 | Student Accommodation | 99939 | Unusable Spaces | 13.92 | Living | 7 | Residential Accommodation Space Group | 700 | Residential - Specific type not defined |  | Unknown | 0.00 | NO
City Accommodation_CA06-Village Units 1 - 13_Second Floor_11.204 _ Deck | CA-CA06-02-11.204 | CA06-02-11.204-Deck | City Accommodation | CA | CA06 | Village Units 1 - 13 | 02 | Second Floor | 11.204 | 99963 | Student Accommodation | 99939 | Unusable Spaces | 3.69 | Deck | 7 | Residential Accommodation Space Group | 700 | Residential - Specific type not defined |  | Unknown | 0.00 | NO
City Accommodation_CA06-Village Units 1 - 13_Second Floor_11.205 _ Kitchen / Dining | CA-CA06-02-11.205 | CA06-02-11.205-Kitchen / Dining | City Accommodation | CA | CA06 | Village Units 1 - 13 | 02 | Second Floor | 11.205 | 99963 | Student Accommodation | 99939 | Unusable Spaces | 15.99 | Kitchen / Dining | 7 | Residential Accommodation Space Group | 700 | Residential - Specific type not defined |  | Unknown | 0.00 | NO
City Accommodation_CA06-Village Units 1 - 13_Second Floor_12.201 _ Stair | CA-CA06-02-12.201 | CA06-02-12.201-Stair | City Accommodation | CA | CA06 | Village Units 1 - 13 | 02 | Second Floor | 12.201 | 99963 | Student Accommodation | 99939 | Unusable Spaces | 5.5 | Stair | 7 | Residential Accommodation Space Group | 700 | Residential - Specific type not defined |  | Unknown | 0.00 | NO
City Accommodation_CA06-Village Units 1 - 13_Second Floor_12.202 _ Corr. | CA-CA06-02-12.202 | CA06-02-12.202-Corr. | City Accommodation | CA | CA06 | Village Units 1 - 13 | 02 | Second Floor | 12.202 | 99963 | Student Accommodation | 99939 | Unusable Spaces | 3.96 | Corr. | 7 | Residential Accommodation Space Group | 700 | Residential - Specific type not defined |  | Unknown | 0.00 | NO
City Accommodation_CA06-Village Units 1 - 13_Second Floor_12.203 _ Living | CA-CA06-02-12.203 | CA06-02-12.203-Living | City Accommodation | CA | CA06 | Village Units 1 - 13 | 02 | Second Floor | 12.203 | 99963 | Student Accommodation | 99939 | Unusable Spaces | 13.92 | Living | 7 | Residential Accommodation Space Group | 700 | Residential - Specific type not defined |  | Unknown | 0.00 | NO
City Accommodation_CA06-Village Units 1 - 13_Second Floor_12.204 _ Kitchen / Dining | CA-CA06-02-12.204 | CA06-02-12.204-Kitchen / Dining | City Accommodation | CA | CA06 | Village Units 1 - 13 | 02 | Second Floor | 12.204 | 99963 | Student Accommodation | 99939 | Unusable Spaces | 15.99 | Kitchen / Dining | 7 | Residential Accommodation Space Group | 700 | Residential - Specific type not defined |  | Unknown | 0.00 | NO
City Accommodation_CA06-Village Units 1 - 13_Second Floor_13.201 _ Stair | CA-CA06-02-13.201 | CA06-02-13.201-Stair | City Accommodation | CA | CA06 | Village Units 1 - 13 | 02 | Second Floor | 13.201 | 99963 | Student Accommodation | 99939 | Unusable Spaces | 5.5 | Stair | 7 | Residential Accommodation Space Group | 700 | Residential - Specific type not defined |  | Unknown | 0.00 | NO
City Accommodation_CA06-Village Units 1 - 13_Second Floor_13.202 _ Corr. | CA-CA06-02-13.202 | CA06-02-13.202-Corr. | City Accommodation | CA | CA06 | Village Units 1 - 13 | 02 | Second Floor | 13.202 | 99963 | Student Accommodation | 99939 | Unusable Spaces | 3.96 | Corr. | 7 | Residential Accommodation Space Group | 700 | Residential - Specific type not defined |  | Unknown | 0.00 | NO
City Accommodation_CA06-Village Units 1 - 13_Second Floor_13.203 _ Living | CA-CA06-02-13.203 | CA06-02-13.203-Living | City Accommodation | CA | CA06 | Village Units 1 - 13 | 02 | Second Floor | 13.203 | 99963 | Student Accommodation | 99939 | Unusable Spaces | 13.92 | Living | 7 | Residential Accommodation Space Group | 700 | Residential - Specific type not defined |  | Unknown | 0.00 | NO
City Accommodation_CA06-Village Units 1 - 13_Second Floor_13.204 _ Deck | CA-CA06-02-13.204 | CA06-02-13.204-Deck | City Accommodation | CA | CA06 | Village Units 1 - 13 | 02 | Second Floor | 13.204 | 99963 | Student Accommodation | 99939 | Unusable Spaces | 3.69 | Deck | 7 | Residential Accommodation Space Group | 700 | Residential - Specific type not defined |  | Unknown | 0.00 | NO
City Accommodation_CA06-Village Units 1 - 13_Second Floor_13.205 _ Kitchen / Dining | CA-CA06-02-13.205 | CA06-02-13.205-Kitchen / Dining | City Accommodation | CA | CA06 | Village Units 1 - 13 | 02 | Second Floor | 13.205 | 99963 | Student Accommodation | 99939 | Unusable Spaces | 15.99 | Kitchen / Dining | 7 | Residential Accommodation Space Group | 700 | Residential - Specific type not defined |  | Unknown | 0.00 | NO
City Accommodation_CA06-Village Units 1 - 13_Second Floor_2.201 _ Stair | CA-CA06-02-2.201 | CA06-02-2.201-Stair | City Accommodation | CA | CA06 | Village Units 1 - 13 | 02 | Second Floor | 2.201 | 99963 | Student Accommodation | 99939 | Unusable Spaces | 5.5 | Stair | 7 | Residential Accommodation Space Group | 700 | Residential - Specific type not defined |  | Unknown | 0.00 | NO
City Accommodation_CA06-Village Units 1 - 13_Second Floor_2.202 _ Corr. | CA-CA06-02-2.202 | CA06-02-2.202-Corr. | City Accommodation | CA | CA06 | Village Units 1 - 13 | 02 | Second Floor | 2.202 | 99963 | Student Accommodation | 99939 | Unusable Spaces | 3.96 | Corr. | 7 | Residential Accommodation Space Group | 700 | Residential - Specific type not defined |  | Unknown | 0.00 | NO
City Accommodation_CA06-Village Units 1 - 13_Second Floor_2.203 _ Kitchen / Dining | CA-CA06-02-2.203 | CA06-02-2.203-Kitchen / Dining | City Accommodation | CA | CA06 | Village Units 1 - 13 | 02 | Second Floor | 2.203 | 99963 | Student Accommodation | 99939 | Unusable Spaces | 15.99 | Kitchen / Dining | 7 | Residential Accommodation Space Group | 700 | Residential - Specific type not defined |  | Unknown | 0.00 | NO
City Accommodation_CA06-Village Units 1 - 13_Second Floor_2.204 _ Living | CA-CA06-02-2.204 | CA06-02-2.204-Living | City Accommodation | CA | CA06 | Village Units 1 - 13 | 02 | Second Floor | 2.204 | 99963 | Student Accommodation | 99939 | Unusable Spaces | 13.92 | Living | 7 | Residential Accommodation Space Group | 700 | Residential - Specific type not defined |  | Unknown | 0.00 | NO
City Accommodation_CA06-Village Units 1 - 13_Second Floor_2.205 _ Deck | CA-CA06-02-2.205 | CA06-02-2.205-Deck | City Accommodation | CA | CA06 | Village Units 1 - 13 | 02 | Second Floor | 2.205 | 99963 | Student Accommodation | 99939 | Unusable Spaces | 3.69 | Deck | 7 | Residential Accommodation Space Group | 700 | Residential - Specific type not defined |  | Unknown | 0.00 | NO
City Accommodation_CA06-Village Units 1 - 13_Second Floor_3.201 _ Stair | CA-CA06-02-3.201 | CA06-02-3.201-Stair | City Accommodation | CA | CA06 | Village Units 1 - 13 | 02 | Second Floor | 3.201 | 99963 | Student Accommodation | 99939 | Unusable Spaces | 4.62 | Stair | 7 | Residential Accommodation Space Group | 700 | Residential - Specific type not defined |  | Unknown | 0.00 | NO
City Accommodation_CA06-Village Units 1 - 13_Second Floor_3.202 _ Kitchen | CA-CA06-02-3.202 | CA06-02-3.202-Kitchen | City Accommodation | CA | CA06 | Village Units 1 - 13 | 02 | Second Floor | 3.202 | 99963 | Student Accommodation | 99939 | Unusable Spaces | 22.92 | Kitchen | 7 | Residential Accommodation Space Group | 700 | Residential - Specific type not defined |  | Unknown | 0.00 | NO
City Accommodation_CA06-Village Units 1 - 13_Second Floor_3.203 _ Dining / Lounge | CA-CA06-02-3.203 | CA06-02-3.203-Dining / Lounge | City Accommodation | CA | CA06 | Village Units 1 - 13 | 02 | Second Floor | 3.203 | 99963 | Student Accommodation | 99939 | Unusable Spaces | 11.84 | Dining / Lounge | 7 | Residential Accommodation Space Group | 700 | Residential - Specific type not defined |  | Unknown | 0.00 | NO
City Accommodation_CA06-Village Units 1 - 13_Second Floor_4.201 _ Stair | CA-CA06-02-4.201 | CA06-02-4.201-Stair | City Accommodation | CA | CA06 | Village Units 1 - 13 | 02 | Second Floor | 4.201 | 99963 | Student Accommodation | 99939 | Unusable Spaces | 4.62 | Stair | 7 | Residential Accommodation Space Group | 700 | Residential - Specific type not defined |  | Unknown | 0.00 | NO
City Accommodation_CA06-Village Units 1 - 13_Second Floor_4.202 _ Kitchen | CA-CA06-02-4.202 | CA06-02-4.202-Kitchen | City Accommodation | CA | CA06 | Village Units 1 - 13 | 02 | Second Floor | 4.202 | 99963 | Student Accommodation | 99939 | Unusable Spaces | 11.84 | Kitchen | 7 | Residential Accommodation Space Group | 700 | Residential - Specific type not defined |  | Unknown | 0.00 | NO
City Accommodation_CA06-Village Units 1 - 13_Second Floor_4.203 _ Dining / Lounge | CA-CA06-02-4.203 | CA06-02-4.203-Dining / Lounge | City Accommodation | CA | CA06 | Village Units 1 - 13 | 02 | Second Floor | 4.203 | 99963 | Student Accommodation | 99939 | Unusable Spaces | 22.92 | Dining / Lounge | 7 | Residential Accommodation Space Group | 700 | Residential - Specific type not defined |  | Unknown | 0.00 | NO
City Accommodation_CA06-Village Units 1 - 13_Second Floor_5.201 _ Stair | CA-CA06-02-5.201 | CA06-02-5.201-Stair | City Accommodation | CA | CA06 | Village Units 1 - 13 | 02 | Second Floor | 5.201 | 99963 | Student Accommodation | 99939 | Unusable Spaces | 5.5 | Stair | 7 | Residential Accommodation Space Group | 700 | Residential - Specific type not defined |  | Unknown | 0.00 | NO
City Accommodation_CA06-Village Units 1 - 13_Second Floor_5.202 _ Corr. | CA-CA06-02-5.202 | CA06-02-5.202-Corr. | City Accommodation | CA | CA06 | Village Units 1 - 13 | 02 | Second Floor | 5.202 | 99963 | Student Accommodation | 99939 | Unusable Spaces | 3.96 | Corr. | 7 | Residential Accommodation Space Group | 700 | Residential - Specific type not defined |  | Unknown | 0.00 | NO
City Accommodation_CA06-Village Units 1 - 13_Second Floor_5.203 _ Living | CA-CA06-02-5.203 | CA06-02-5.203-Living | City Accommodation | CA | CA06 | Village Units 1 - 13 | 02 | Second Floor | 5.203 | 99963 | Student Accommodation | 99939 | Unusable Spaces | 13.92 | Living | 7 | Residential Accommodation Space Group | 700 | Residential - Specific type not defined |  | Unknown | 0.00 | NO
City Accommodation_CA06-Village Units 1 - 13_Second Floor_5.204 _ Deck | CA-CA06-02-5.204 | CA06-02-5.204-Deck | City Accommodation | CA | CA06 | Village Units 1 - 13 | 02 | Second Floor | 5.204 | 99963 | Student Accommodation | 99939 | Unusable Spaces | 3.69 | Deck | 7 | Residential Accommodation Space Group | 700 | Residential - Specific type not defined |  | Unknown | 0.00 | NO
City Accommodation_CA06-Village Units 1 - 13_Second Floor_5.205 _ Kitchen / Dining | CA-CA06-02-5.205 | CA06-02-5.205-Kitchen / Dining | City Accommodation | CA | CA06 | Village Units 1 - 13 | 02 | Second Floor | 5.205 | 99963 | Student Accommodation | 99939 | Unusable Spaces | 15.99 | Kitchen / Dining | 7 | Residential Accommodation Space Group | 700 | Residential - Specific type not defined |  | Unknown | 0.00 | NO
City Accommodation_CA06-Village Units 1 - 13_Second Floor_6.201 _ Stair | CA-CA06-02-6.201 | CA06-02-6.201-Stair | City Accommodation | CA | CA06 | Village Units 1 - 13 | 02 | Second Floor | 6.201 | 99963 | Student Accommodation | 99939 | Unusable Spaces | 5.5 | Stair | 7 | Residential Accommodation Space Group | 700 | Residential - Specific type not defined |  | Unknown | 0.00 | NO
City Accommodation_CA06-Village Units 1 - 13_Second Floor_6.202 _ Corr. | CA-CA06-02-6.202 | CA06-02-6.202-Corr. | City Accommodation | CA | CA06 | Village Units 1 - 13 | 02 | Second Floor | 6.202 | 99963 | Student Accommodation | 99939 | Unusable Spaces | 3.96 | Corr. | 7 | Residential Accommodation Space Group | 700 | Residential - Specific type not defined |  | Unknown | 0.00 | NO
City Accommodation_CA06-Village Units 1 - 13_Second Floor_6.203 _ Living | CA-CA06-02-6.203 | CA06-02-6.203-Living | City Accommodation | CA | CA06 | Village Units 1 - 13 | 02 | Second Floor | 6.203 | 99963 | Student Accommodation | 99939 | Unusable Spaces | 13.92 | Living | 7 | Residential Accommodation Space Group | 700 | Residential - Specific type not defined |  | Unknown | 0.00 | NO
City Accommodation_CA06-Village Units 1 - 13_Second Floor_6.204 _ Kitchen / Dining | CA-CA06-02-6.204 | CA06-02-6.204-Kitchen / Dining | City Accommodation | CA | CA06 | Village Units 1 - 13 | 02 | Second Floor | 6.204 | 99963 | Student Accommodation | 99939 | Unusable Spaces | 15.99 | Kitchen / Dining | 7 | Residential Accommodation Space Group | 700 | Residential - Specific type not defined |  | Unknown | 0.00 | NO
City Accommodation_CA06-Village Units 1 - 13_Second Floor_7.201 _ Stair | CA-CA06-02-7.201 | CA06-02-7.201-Stair | City Accommodation | CA | CA06 | Village Units 1 - 13 | 02 | Second Floor | 7.201 | 99963 | Student Accommodation | 99939 | Unusable Spaces | 5.5 | Stair | 7 | Residential Accommodation Space Group | 700 | Residential - Specific type not defined |  | Unknown | 0.00 | NO
City Accommodation_CA06-Village Units 1 - 13_Second Floor_7.202 _ Corr. | CA-CA06-02-7.202 | CA06-02-7.202-Corr. | City Accommodation | CA | CA06 | Village Units 1 - 13 | 02 | Second Floor | 7.202 | 99963 | Student Accommodation | 99939 | Unusable Spaces | 3.96 | Corr. | 7 | Residential Accommodation Space Group | 700 | Residential - Specific type not defined |  | Unknown | 0.00 | NO
City Accommodation_CA06-Village Units 1 - 13_Second Floor_7.203 _ Living | CA-CA06-02-7.203 | CA06-02-7.203-Living | City Accommodation | CA | CA06 | Village Units 1 - 13 | 02 | Second Floor | 7.203 | 99963 | Student Accommodation | 99939 | Unusable Spaces | 13.92 | Living | 7 | Residential Accommodation Space Group | 700 | Residential - Specific type not defined |  | Unknown | 0.00 | NO
City Accommodation_CA06-Village Units 1 - 13_Second Floor_7.204 _ Deck | CA-CA06-02-7.204 | CA06-02-7.204-Deck | City Accommodation | CA | CA06 | Village Units 1 - 13 | 02 | Second Floor | 7.204 | 99963 | Student Accommodation | 99939 | Unusable Spaces | 3.69 | Deck | 7 | Residential Accommodation Space Group | 700 | Residential - Specific type not defined |  | Unknown | 0.00 | NO
City Accommodation_CA06-Village Units 1 - 13_Second Floor_7.205 _ Kitchen / Dining | CA-CA06-02-7.205 | CA06-02-7.205-Kitchen / Dining | City Accommodation | CA | CA06 | Village Units 1 - 13 | 02 | Second Floor | 7.205 | 99963 | Student Accommodation | 99939 | Unusable Spaces | 15.99 | Kitchen / Dining | 7 | Residential Accommodation Space Group | 700 | Residential - Specific type not defined |  | Unknown | 0.00 | NO
City Accommodation_CA06-Village Units 1 - 13_Second Floor_8.201 _ Stair | CA-CA06-02-8.201 | CA06-02-8.201-Stair | City Accommodation | CA | CA06 | Village Units 1 - 13 | 02 | Second Floor | 8.201 | 99963 | Student Accommodation | 99939 | Unusable Spaces | 5.5 | Stair | 7 | Residential Accommodation Space Group | 700 | Residential - Specific type not defined |  | Unknown | 0.00 | NO
City Accommodation_CA06-Village Units 1 - 13_Second Floor_8.202 _ Corr. | CA-CA06-02-8.202 | CA06-02-8.202-Corr. | City Accommodation | CA | CA06 | Village Units 1 - 13 | 02 | Second Floor | 8.202 | 99963 | Student Accommodation | 99939 | Unusable Spaces | 3.96 | Corr. | 7 | Residential Accommodation Space Group | 700 | Residential - Specific type not defined |  | Unknown | 0.00 | NO
City Accommodation_CA06-Village Units 1 - 13_Second Floor_8.203 _ Living | CA-CA06-02-8.203 | CA06-02-8.203-Living | City Accommodation | CA | CA06 | Village Units 1 - 13 | 02 | Second Floor | 8.203 | 99963 | Student Accommodation | 99939 | Unusable Spaces | 13.92 | Living | 7 | Residential Accommodation Space Group | 700 | Residential - Specific type not defined |  | Unknown | 0.00 | NO
City Accommodation_CA06-Village Units 1 - 13_Second Floor_8.204 _ Kitchen / Dining | CA-CA06-02-8.204 | CA06-02-8.204-Kitchen / Dining | City Accommodation | CA | CA06 | Village Units 1 - 13 | 02 | Second Floor | 8.204 | 99963 | Student Accommodation | 99939 | Unusable Spaces | 15.99 | Kitchen / Dining | 7 | Residential Accommodation Space Group | 700 | Residential - Specific type not defined |  | Unknown | 0.00 | NO
City Accommodation_CA06-Village Units 1 - 13_Second Floor_9.201 _ Stair | CA-CA06-02-9.201 | CA06-02-9.201-Stair | City Accommodation | CA | CA06 | Village Units 1 - 13 | 02 | Second Floor | 9.201 | 99963 | Student Accommodation | 99939 | Unusable Spaces | 5.5 | Stair | 7 | Residential Accommodation Space Group | 700 | Residential - Specific type not defined |  | Unknown | 0.00 | NO
City Accommodation_CA06-Village Units 1 - 13_Second Floor_9.202 _ Corr. | CA-CA06-02-9.202 | CA06-02-9.202-Corr. | City Accommodation | CA | CA06 | Village Units 1 - 13 | 02 | Second Floor | 9.202 | 99963 | Student Accommodation | 99939 | Unusable Spaces | 3.96 | Corr. | 7 | Residential Accommodation Space Group | 700 | Residential - Specific type not defined |  | Unknown | 0.00 | NO
City Accommodation_CA06-Village Units 1 - 13_Second Floor_9.203 _ Living | CA-CA06-02-9.203 | CA06-02-9.203-Living | City Accommodation | CA | CA06 | Village Units 1 - 13 | 02 | Second Floor | 9.203 | 99963 | Student Accommodation | 99939 | Unusable Spaces | 13.92 | Living | 7 | Residential Accommodation Space Group | 700 | Residential - Specific type not defined |  | Unknown | 0.00 | NO
City Accommodation_CA06-Village Units 1 - 13_Second Floor_9.204 _ Deck | CA-CA06-02-9.204 | CA06-02-9.204-Deck | City Accommodation | CA | CA06 | Village Units 1 - 13 | 02 | Second Floor | 9.204 | 99963 | Student Accommodation | 99939 | Unusable Spaces | 3.69 | Deck | 7 | Residential Accommodation Space Group | 700 | Residential - Specific type not defined |  | Unknown | 0.00 | NO
City Accommodation_CA06-Village Units 1 - 13_Second Floor_9.205 _ Kitchen / Dining | CA-CA06-02-9.205 | CA06-02-9.205-Kitchen / Dining | City Accommodation | CA | CA06 | Village Units 1 - 13 | 02 | Second Floor | 9.205 | 99963 | Student Accommodation | 99939 | Unusable Spaces | 15.99 | Kitchen / Dining | 7 | Residential Accommodation Space Group | 700 | Residential - Specific type not defined |  | Unknown | 0.00 | NO
City Accommodation_CA06-Village Units 1 - 13_Third Floor_1.301 _ Stair | CA-CA06-03-1.301 | CA06-03-1.301-Stair | City Accommodation | CA | CA06 | Village Units 1 - 13 | 03 | Third Floor | 1.301 | 99963 | Student Accommodation | 99939 | Unusable Spaces | 4.98 | Stair | 7 | Residential Accommodation Space Group | 700 | Residential - Specific type not defined |  | Unknown | 0.00 | NO
City Accommodation_CA06-Village Units 1 - 13_Third Floor_1.302 _ Corr. | CA-CA06-03-1.302 | CA06-03-1.302-Corr. | City Accommodation | CA | CA06 | Village Units 1 - 13 | 03 | Third Floor | 1.302 | 99963 | Student Accommodation | 99939 | Unusable Spaces | 3.9 | Corr. | 7 | Residential Accommodation Space Group | 700 | Residential - Specific type not defined |  | Unknown | 0.00 | NO
City Accommodation_CA06-Village Units 1 - 13_Third Floor_1.303 _ Bedroom 5 | CA-CA06-03-1.303 | CA06-03-1.303-Bedroom 5 | City Accommodation | CA | CA06 | Village Units 1 - 13 | 03 | Third Floor | 1.303 | 99963 | Student Accommodation | 99939 | Unusable Spaces | 11.3 | Bedroom 5 | 7 | Residential Accommodation Space Group | 700 | Residential - Specific type not defined |  | Unknown | 0.00 | NO
City Accommodation_CA06-Village Units 1 - 13_Third Floor_1.303A _ BIR | CA-CA06-03-1.303A | CA06-03-1.303A-BIR | City Accommodation | CA | CA06 | Village Units 1 - 13 | 03 | Third Floor | 1.303A | 99963 | Student Accommodation | 99939 | Unusable Spaces | 0.77 | BIR | 7 | Residential Accommodation Space Group | 700 | Residential - Specific type not defined |  | Unknown | 0.00 | NO
City Accommodation_CA06-Village Units 1 - 13_Third Floor_1.304 _ Ensuite | CA-CA06-03-1.304 | CA06-03-1.304-Ensuite | City Accommodation | CA | CA06 | Village Units 1 - 13 | 03 | Third Floor | 1.304 | 99963 | Student Accommodation | 99939 | Unusable Spaces | 3 | Ensuite | 7 | Residential Accommodation Space Group | 700 | Residential - Specific type not defined |  | Unknown | 0.00 | NO
City Accommodation_CA06-Village Units 1 - 13_Third Floor_1.305 _ Roof Deck | CA-CA06-03-1.305 | CA06-03-1.305-Roof Deck | City Accommodation | CA | CA06 | Village Units 1 - 13 | 03 | Third Floor | 1.305 | 99963 | Student Accommodation | 99939 | Unusable Spaces | 13.95 | Roof Deck | 7 | Residential Accommodation Space Group | 700 | Residential - Specific type not defined |  | Unknown | 0.00 | NO
City Accommodation_CA06-Village Units 1 - 13_Third Floor_10.301 _ Stair | CA-CA06-03-10.301 | CA06-03-10.301-Stair | City Accommodation | CA | CA06 | Village Units 1 - 13 | 03 | Third Floor | 10.301 | 99963 | Student Accommodation | 99939 | Unusable Spaces | 4.98 | Stair | 7 | Residential Accommodation Space Group | 700 | Residential - Specific type not defined |  | Unknown | 0.00 | NO
City Accommodation_CA06-Village Units 1 - 13_Third Floor_10.302 _ Corr. | CA-CA06-03-10.302 | CA06-03-10.302-Corr. | City Accommodation | CA | CA06 | Village Units 1 - 13 | 03 | Third Floor | 10.302 | 99963 | Student Accommodation | 99939 | Unusable Spaces | 3.9 | Corr. | 7 | Residential Accommodation Space Group | 700 | Residential - Specific type not defined |  | Unknown | 0.00 | NO
City Accommodation_CA06-Village Units 1 - 13_Third Floor_10.303 _ Bedroom 5 | CA-CA06-03-10.303 | CA06-03-10.303-Bedroom 5 | City Accommodation | CA | CA06 | Village Units 1 - 13 | 03 | Third Floor | 10.303 | 99963 | Student Accommodation | 99939 | Unusable Spaces | 11.3 | Bedroom 5 | 7 | Residential Accommodation Space Group | 700 | Residential - Specific type not defined |  | Unknown | 0.00 | NO
City Accommodation_CA06-Village Units 1 - 13_Third Floor_10.303A _ BIR | CA-CA06-03-10.303A | CA06-03-10.303A-BIR | City Accommodation | CA | CA06 | Village Units 1 - 13 | 03 | Third Floor | 10.303A | 99963 | Student Accommodation | 99939 | Unusable Spaces | 0.77 | BIR | 7 | Residential Accommodation Space Group | 700 | Residential - Specific type not defined |  | Unknown | 0.00 | NO
City Accommodation_CA06-Village Units 1 - 13_Third Floor_10.304 _ Ensuite | CA-CA06-03-10.304 | CA06-03-10.304-Ensuite | City Accommodation | CA | CA06 | Village Units 1 - 13 | 03 | Third Floor | 10.304 | 99963 | Student Accommodation | 99939 | Unusable Spaces | 3 | Ensuite | 7 | Residential Accommodation Space Group | 700 | Residential - Specific type not defined |  | Unknown | 0.00 | NO
City Accommodation_CA06-Village Units 1 - 13_Third Floor_10.305 _ Roof Deck | CA-CA06-03-10.305 | CA06-03-10.305-Roof Deck | City Accommodation | CA | CA06 | Village Units 1 - 13 | 03 | Third Floor | 10.305 | 99963 | Student Accommodation | 99939 | Unusable Spaces | 13.95 | Roof Deck | 7 | Residential Accommodation Space Group | 700 | Residential - Specific type not defined |  | Unknown | 0.00 | NO
City Accommodation_CA06-Village Units 1 - 13_Third Floor_11.301 _ Stair | CA-CA06-03-11.301 | CA06-03-11.301-Stair | City Accommodation | CA | CA06 | Village Units 1 - 13 | 03 | Third Floor | 11.301 | 99963 | Student Accommodation | 99939 | Unusable Spaces | 4.98 | Stair | 7 | Residential Accommodation Space Group | 700 | Residential - Specific type not defined |  | Unknown | 0.00 | NO
City Accommodation_CA06-Village Units 1 - 13_Third Floor_11.302 _ Corr. | CA-CA06-03-11.302 | CA06-03-11.302-Corr. | City Accommodation | CA | CA06 | Village Units 1 - 13 | 03 | Third Floor | 11.302 | 99963 | Student Accommodation | 99939 | Unusable Spaces | 3.9 | Corr. | 7 | Residential Accommodation Space Group | 700 | Residential - Specific type not defined |  | Unknown | 0.00 | NO
City Accommodation_CA06-Village Units 1 - 13_Third Floor_11.303 _ Bedroom 5 | CA-CA06-03-11.303 | CA06-03-11.303-Bedroom 5 | City Accommodation | CA | CA06 | Village Units 1 - 13 | 03 | Third Floor | 11.303 | 99963 | Student Accommodation | 99939 | Unusable Spaces | 11.3 | Bedroom 5 | 7 | Residential Accommodation Space Group | 700 | Residential - Specific type not defined |  | Unknown | 0.00 | NO
City Accommodation_CA06-Village Units 1 - 13_Third Floor_11.303A _ BIR | CA-CA06-03-11.303A | CA06-03-11.303A-BIR | City Accommodation | CA | CA06 | Village Units 1 - 13 | 03 | Third Floor | 11.303A | 99963 | Student Accommodation | 99939 | Unusable Spaces | 0.77 | BIR | 7 | Residential Accommodation Space Group | 700 | Residential - Specific type not defined |  | Unknown | 0.00 | NO
City Accommodation_CA06-Village Units 1 - 13_Third Floor_11.304 _ Ensuite | CA-CA06-03-11.304 | CA06-03-11.304-Ensuite | City Accommodation | CA | CA06 | Village Units 1 - 13 | 03 | Third Floor | 11.304 | 99963 | Student Accommodation | 99939 | Unusable Spaces | 3 | Ensuite | 7 | Residential Accommodation Space Group | 700 | Residential - Specific type not defined |  | Unknown | 0.00 | NO
City Accommodation_CA06-Village Units 1 - 13_Third Floor_11.305 _ Roof Deck | CA-CA06-03-11.305 | CA06-03-11.305-Roof Deck | City Accommodation | CA | CA06 | Village Units 1 - 13 | 03 | Third Floor | 11.305 | 99963 | Student Accommodation | 99939 | Unusable Spaces | 13.95 | Roof Deck | 7 | Residential Accommodation Space Group | 700 | Residential - Specific type not defined |  | Unknown | 0.00 | NO
City Accommodation_CA06-Village Units 1 - 13_Third Floor_12.301 _ Stair | CA-CA06-03-12.301 | CA06-03-12.301-Stair | City Accommodation | CA | CA06 | Village Units 1 - 13 | 03 | Third Floor | 12.301 | 99963 | Student Accommodation | 99939 | Unusable Spaces | 4.98 | Stair | 7 | Residential Accommodation Space Group | 700 | Residential - Specific type not defined |  | Unknown | 0.00 | NO
City Accommodation_CA06-Village Units 1 - 13_Third Floor_12.302 _ Corr. | CA-CA06-03-12.302 | CA06-03-12.302-Corr. | City Accommodation | CA | CA06 | Village Units 1 - 13 | 03 | Third Floor | 12.302 | 99963 | Student Accommodation | 99939 | Unusable Spaces | 3.9 | Corr. | 7 | Residential Accommodation Space Group | 700 | Residential - Specific type not defined |  | Unknown | 0.00 | NO
City Accommodation_CA06-Village Units 1 - 13_Third Floor_12.303 _ Bedroom 5 | CA-CA06-03-12.303 | CA06-03-12.303-Bedroom 5 | City Accommodation | CA | CA06 | Village Units 1 - 13 | 03 | Third Floor | 12.303 | 99963 | Student Accommodation | 99939 | Unusable Spaces | 11.3 | Bedroom 5 | 7 | Residential Accommodation Space Group | 700 | Residential - Specific type not defined |  | Unknown | 0.00 | NO
City Accommodation_CA06-Village Units 1 - 13_Third Floor_12.303A _ BIR | CA-CA06-03-12.303A | CA06-03-12.303A-BIR | City Accommodation | CA | CA06 | Village Units 1 - 13 | 03 | Third Floor | 12.303A | 99963 | Student Accommodation | 99939 | Unusable Spaces | 0.77 | BIR | 7 | Residential Accommodation Space Group | 700 | Residential - Specific type not defined |  | Unknown | 0.00 | NO
City Accommodation_CA06-Village Units 1 - 13_Third Floor_12.304 _ Ensuite | CA-CA06-03-12.304 | CA06-03-12.304-Ensuite | City Accommodation | CA | CA06 | Village Units 1 - 13 | 03 | Third Floor | 12.304 | 99963 | Student Accommodation | 99939 | Unusable Spaces | 3 | Ensuite | 7 | Residential Accommodation Space Group | 700 | Residential - Specific type not defined |  | Unknown | 0.00 | NO
City Accommodation_CA06-Village Units 1 - 13_Third Floor_12.305 _ Roof Deck | CA-CA06-03-12.305 | CA06-03-12.305-Roof Deck | City Accommodation | CA | CA06 | Village Units 1 - 13 | 03 | Third Floor | 12.305 | 99963 | Student Accommodation | 99939 | Unusable Spaces | 13.95 | Roof Deck | 7 | Residential Accommodation Space Group | 700 | Residential - Specific type not defined |  | Unknown | 0.00 | NO
City Accommodation_CA06-Village Units 1 - 13_Third Floor_13.301 _ Stair | CA-CA06-03-13.301 | CA06-03-13.301-Stair | City Accommodation | CA | CA06 | Village Units 1 - 13 | 03 | Third Floor | 13.301 | 99963 | Student Accommodation | 99939 | Unusable Spaces | 4.98 | Stair | 7 | Residential Accommodation Space Group | 700 | Residential - Specific type not defined |  | Unknown | 0.00 | NO
City Accommodation_CA06-Village Units 1 - 13_Third Floor_13.302 _ Corr. | CA-CA06-03-13.302 | CA06-03-13.302-Corr. | City Accommodation | CA | CA06 | Village Units 1 - 13 | 03 | Third Floor | 13.302 | 99963 | Student Accommodation | 99939 | Unusable Spaces | 3.9 | Corr. | 7 | Residential Accommodation Space Group | 700 | Residential - Specific type not defined |  | Unknown | 0.00 | NO
City Accommodation_CA06-Village Units 1 - 13_Third Floor_13.303 _ Bedroom 5 | CA-CA06-03-13.303 | CA06-03-13.303-Bedroom 5 | City Accommodation | CA | CA06 | Village Units 1 - 13 | 03 | Third Floor | 13.303 | 99963 | Student Accommodation | 99939 | Unusable Spaces | 11.3 | Bedroom 5 | 7 | Residential Accommodation Space Group | 700 | Residential - Specific type not defined |  | Unknown | 0.00 | NO
City Accommodation_CA06-Village Units 1 - 13_Third Floor_13.303A _ BIR | CA-CA06-03-13.303A | CA06-03-13.303A-BIR | City Accommodation | CA | CA06 | Village Units 1 - 13 | 03 | Third Floor | 13.303A | 99963 | Student Accommodation | 99939 | Unusable Spaces | 0.77 | BIR | 7 | Residential Accommodation Space Group | 700 | Residential - Specific type not defined |  | Unknown | 0.00 | NO
City Accommodation_CA06-Village Units 1 - 13_Third Floor_13.304 _ Ensuite | CA-CA06-03-13.304 | CA06-03-13.304-Ensuite | City Accommodation | CA | CA06 | Village Units 1 - 13 | 03 | Third Floor | 13.304 | 99963 | Student Accommodation | 99939 | Unusable Spaces | 3 | Ensuite | 7 | Residential Accommodation Space Group | 700 | Residential - Specific type not defined |  | Unknown | 0.00 | NO
City Accommodation_CA06-Village Units 1 - 13_Third Floor_13.305 _ Roof Deck | CA-CA06-03-13.305 | CA06-03-13.305-Roof Deck | City Accommodation | CA | CA06 | Village Units 1 - 13 | 03 | Third Floor | 13.305 | 99963 | Student Accommodation | 99939 | Unusable Spaces | 13.95 | Roof Deck | 7 | Residential Accommodation Space Group | 700 | Residential - Specific type not defined |  | Unknown | 0.00 | NO
City Accommodation_CA06-Village Units 1 - 13_Third Floor_2.301 _ Stair | CA-CA06-03-2.301 | CA06-03-2.301-Stair | City Accommodation | CA | CA06 | Village Units 1 - 13 | 03 | Third Floor | 2.301 | 99963 | Student Accommodation | 99939 | Unusable Spaces | 4.98 | Stair | 7 | Residential Accommodation Space Group | 700 | Residential - Specific type not defined |  | Unknown | 0.00 | NO
City Accommodation_CA06-Village Units 1 - 13_Third Floor_2.302 _ Corr. | CA-CA06-03-2.302 | CA06-03-2.302-Corr. | City Accommodation | CA | CA06 | Village Units 1 - 13 | 03 | Third Floor | 2.302 | 99963 | Student Accommodation | 99939 | Unusable Spaces | 3.9 | Corr. | 7 | Residential Accommodation Space Group | 700 | Residential - Specific type not defined |  | Unknown | 0.00 | NO
City Accommodation_CA06-Village Units 1 - 13_Third Floor_2.303 _ Bedroom 5 | CA-CA06-03-2.303 | CA06-03-2.303-Bedroom 5 | City Accommodation | CA | CA06 | Village Units 1 - 13 | 03 | Third Floor | 2.303 | 99963 | Student Accommodation | 99939 | Unusable Spaces | 11.3 | Bedroom 5 | 7 | Residential Accommodation Space Group | 700 | Residential - Specific type not defined |  | Unknown | 0.00 | NO
City Accommodation_CA06-Village Units 1 - 13_Third Floor_2.303A _ BIR | CA-CA06-03-2.303A | CA06-03-2.303A-BIR | City Accommodation | CA | CA06 | Village Units 1 - 13 | 03 | Third Floor | 2.303A | 99963 | Student Accommodation | 99939 | Unusable Spaces | 0.77 | BIR | 7 | Residential Accommodation Space Group | 700 | Residential - Specific type not defined |  | Unknown | 0.00 | NO
City Accommodation_CA06-Village Units 1 - 13_Third Floor_2.304 _ Ensuite | CA-CA06-03-2.304 | CA06-03-2.304-Ensuite | City Accommodation | CA | CA06 | Village Units 1 - 13 | 03 | Third Floor | 2.304 | 99963 | Student Accommodation | 99939 | Unusable Spaces | 3 | Ensuite | 7 | Residential Accommodation Space Group | 700 | Residential - Specific type not defined |  | Unknown | 0.00 | NO
City Accommodation_CA06-Village Units 1 - 13_Third Floor_2.305 _ Roof Deck | CA-CA06-03-2.305 | CA06-03-2.305-Roof Deck | City Accommodation | CA | CA06 | Village Units 1 - 13 | 03 | Third Floor | 2.305 | 99963 | Student Accommodation | 99939 | Unusable Spaces | 13.95 | Roof Deck | 7 | Residential Accommodation Space Group | 700 | Residential - Specific type not defined |  | Unknown | 0.00 | NO
City Accommodation_CA06-Village Units 1 - 13_Third Floor_3.301 _ Stair | CA-CA06-03-3.301 | CA06-03-3.301-Stair | City Accommodation | CA | CA06 | Village Units 1 - 13 | 03 | Third Floor | 3.301 | 99963 | Student Accommodation | 99939 | Unusable Spaces | 4.82 | Stair | 7 | Residential Accommodation Space Group | 700 | Residential - Specific type not defined |  | Unknown | 0.00 | NO
City Accommodation_CA06-Village Units 1 - 13_Third Floor_3.302 _ Corr. | CA-CA06-03-3.302 | CA06-03-3.302-Corr. | City Accommodation | CA | CA06 | Village Units 1 - 13 | 03 | Third Floor | 3.302 | 99963 | Student Accommodation | 99939 | Unusable Spaces | 3.78 | Corr. | 7 | Residential Accommodation Space Group | 700 | Residential - Specific type not defined |  | Unknown | 0.00 | NO
City Accommodation_CA06-Village Units 1 - 13_Third Floor_3.303 _ Roof Deck | CA-CA06-03-3.303 | CA06-03-3.303-Roof Deck | City Accommodation | CA | CA06 | Village Units 1 - 13 | 03 | Third Floor | 3.303 | 99963 | Student Accommodation | 99939 | Unusable Spaces | 9.44 | Roof Deck | 7 | Residential Accommodation Space Group | 700 | Residential - Specific type not defined |  | Unknown | 0.00 | NO
City Accommodation_CA06-Village Units 1 - 13_Third Floor_3.304 _ Ensuite | CA-CA06-03-3.304 | CA06-03-3.304-Ensuite | City Accommodation | CA | CA06 | Village Units 1 - 13 | 03 | Third Floor | 3.304 | 99963 | Student Accommodation | 99939 | Unusable Spaces | 3.99 | Ensuite | 7 | Residential Accommodation Space Group | 700 | Residential - Specific type not defined |  | Unknown | 0.00 | NO
City Accommodation_CA06-Village Units 1 - 13_Third Floor_3.305 _ Bedroom 3 | CA-CA06-03-3.305 | CA06-03-3.305-Bedroom 3 | City Accommodation | CA | CA06 | Village Units 1 - 13 | 03 | Third Floor | 3.305 | 99963 | Student Accommodation | 99939 | Unusable Spaces | 15.1 | Bedroom 3 | 7 | Residential Accommodation Space Group | 700 | Residential - Specific type not defined |  | Unknown | 0.00 | NO
City Accommodation_CA06-Village Units 1 - 13_Third Floor_3.305A _ BIR | CA-CA06-03-3.305A | CA06-03-3.305A-BIR | City Accommodation | CA | CA06 | Village Units 1 - 13 | 03 | Third Floor | 3.305A | 99963 | Student Accommodation | 99939 | Unusable Spaces | 1.37 | BIR | 7 | Residential Accommodation Space Group | 700 | Residential - Specific type not defined |  | Unknown | 0.00 | NO
City Accommodation_CA06-Village Units 1 - 13_Third Floor_4.301 _ Stair | CA-CA06-03-4.301 | CA06-03-4.301-Stair | City Accommodation | CA | CA06 | Village Units 1 - 13 | 03 | Third Floor | 4.301 | 99963 | Student Accommodation | 99939 | Unusable Spaces | 4.82 | Stair | 7 | Residential Accommodation Space Group | 700 | Residential - Specific type not defined |  | Unknown | 0.00 | NO
City Accommodation_CA06-Village Units 1 - 13_Third Floor_4.302 _ Corr. | CA-CA06-03-4.302 | CA06-03-4.302-Corr. | City Accommodation | CA | CA06 | Village Units 1 - 13 | 03 | Third Floor | 4.302 | 99963 | Student Accommodation | 99939 | Unusable Spaces | 3.78 | Corr. | 7 | Residential Accommodation Space Group | 700 | Residential - Specific type not defined |  | Unknown | 0.00 | NO
City Accommodation_CA06-Village Units 1 - 13_Third Floor_4.303 _ Bedroom 3 | CA-CA06-03-4.303 | CA06-03-4.303-Bedroom 3 | City Accommodation | CA | CA06 | Village Units 1 - 13 | 03 | Third Floor | 4.303 | 99963 | Student Accommodation | 99939 | Unusable Spaces | 15.1 | Bedroom 3 | 7 | Residential Accommodation Space Group | 700 | Residential - Specific type not defined |  | Unknown | 0.00 | NO
City Accommodation_CA06-Village Units 1 - 13_Third Floor_4.303A _ BIR | CA-CA06-03-4.303A | CA06-03-4.303A-BIR | City Accommodation | CA | CA06 | Village Units 1 - 13 | 03 | Third Floor | 4.303A | 99963 | Student Accommodation | 99939 | Unusable Spaces | 1.37 | BIR | 7 | Residential Accommodation Space Group | 700 | Residential - Specific type not defined |  | Unknown | 0.00 | NO
City Accommodation_CA06-Village Units 1 - 13_Third Floor_4.304 _ Ensuite | CA-CA06-03-4.304 | CA06-03-4.304-Ensuite | City Accommodation | CA | CA06 | Village Units 1 - 13 | 03 | Third Floor | 4.304 | 99963 | Student Accommodation | 99939 | Unusable Spaces | 3.99 | Ensuite | 7 | Residential Accommodation Space Group | 700 | Residential - Specific type not defined |  | Unknown | 0.00 | NO
City Accommodation_CA06-Village Units 1 - 13_Third Floor_4.305 _ Roof Deck | CA-CA06-03-4.305 | CA06-03-4.305-Roof Deck | City Accommodation | CA | CA06 | Village Units 1 - 13 | 03 | Third Floor | 4.305 | 99963 | Student Accommodation | 99939 | Unusable Spaces | 9.44 | Roof Deck | 7 | Residential Accommodation Space Group | 700 | Residential - Specific type not defined |  | Unknown | 0.00 | NO
City Accommodation_CA06-Village Units 1 - 13_Third Floor_5.301 _ Stair | CA-CA06-03-5.301 | CA06-03-5.301-Stair | City Accommodation | CA | CA06 | Village Units 1 - 13 | 03 | Third Floor | 5.301 | 99963 | Student Accommodation | 99939 | Unusable Spaces | 4.98 | Stair | 7 | Residential Accommodation Space Group | 700 | Residential - Specific type not defined |  | Unknown | 0.00 | NO
City Accommodation_CA06-Village Units 1 - 13_Third Floor_5.302 _ Corr. | CA-CA06-03-5.302 | CA06-03-5.302-Corr. | City Accommodation | CA | CA06 | Village Units 1 - 13 | 03 | Third Floor | 5.302 | 99963 | Student Accommodation | 99939 | Unusable Spaces | 3.9 | Corr. | 7 | Residential Accommodation Space Group | 700 | Residential - Specific type not defined |  | Unknown | 0.00 | NO
City Accommodation_CA06-Village Units 1 - 13_Third Floor_5.303 _ Roof Deck | CA-CA06-03-5.303 | CA06-03-5.303-Roof Deck | City Accommodation | CA | CA06 | Village Units 1 - 13 | 03 | Third Floor | 5.303 | 99963 | Student Accommodation | 99939 | Unusable Spaces | 13.95 | Roof Deck | 7 | Residential Accommodation Space Group | 700 | Residential - Specific type not defined |  | Unknown | 0.00 | NO
City Accommodation_CA06-Village Units 1 - 13_Third Floor_5.304 _ Bedroom 5 | CA-CA06-03-5.304 | CA06-03-5.304-Bedroom 5 | City Accommodation | CA | CA06 | Village Units 1 - 13 | 03 | Third Floor | 5.304 | 99963 | Student Accommodation | 99939 | Unusable Spaces | 11.3 | Bedroom 5 | 7 | Residential Accommodation Space Group | 700 | Residential - Specific type not defined |  | Unknown | 0.00 | NO
City Accommodation_CA06-Village Units 1 - 13_Third Floor_5.304A _ BIR | CA-CA06-03-5.304A | CA06-03-5.304A-BIR | City Accommodation | CA | CA06 | Village Units 1 - 13 | 03 | Third Floor | 5.304A | 99963 | Student Accommodation | 99939 | Unusable Spaces | 0.77 | BIR | 7 | Residential Accommodation Space Group | 700 | Residential - Specific type not defined |  | Unknown | 0.00 | NO
City Accommodation_CA06-Village Units 1 - 13_Third Floor_5.305 _ Ensuite | CA-CA06-03-5.305 | CA06-03-5.305-Ensuite | City Accommodation | CA | CA06 | Village Units 1 - 13 | 03 | Third Floor | 5.305 | 99963 | Student Accommodation | 99939 | Unusable Spaces | 3 | Ensuite | 7 | Residential Accommodation Space Group | 700 | Residential - Specific type not defined |  | Unknown | 0.00 | NO
City Accommodation_CA06-Village Units 1 - 13_Third Floor_6.301 _ Stair | CA-CA06-03-6.301 | CA06-03-6.301-Stair | City Accommodation | CA | CA06 | Village Units 1 - 13 | 03 | Third Floor | 6.301 | 99963 | Student Accommodation | 99939 | Unusable Spaces | 4.98 | Stair | 7 | Residential Accommodation Space Group | 700 | Residential - Specific type not defined |  | Unknown | 0.00 | NO
City Accommodation_CA06-Village Units 1 - 13_Third Floor_6.302 _ Corr. | CA-CA06-03-6.302 | CA06-03-6.302-Corr. | City Accommodation | CA | CA06 | Village Units 1 - 13 | 03 | Third Floor | 6.302 | 99963 | Student Accommodation | 99939 | Unusable Spaces | 3.9 | Corr. | 7 | Residential Accommodation Space Group | 700 | Residential - Specific type not defined |  | Unknown | 0.00 | NO
City Accommodation_CA06-Village Units 1 - 13_Third Floor_6.303 _ Bedroom 5 | CA-CA06-03-6.303 | CA06-03-6.303-Bedroom 5 | City Accommodation | CA | CA06 | Village Units 1 - 13 | 03 | Third Floor | 6.303 | 99963 | Student Accommodation | 99939 | Unusable Spaces | 11.3 | Bedroom 5 | 7 | Residential Accommodation Space Group | 700 | Residential - Specific type not defined |  | Unknown | 0.00 | NO
City Accommodation_CA06-Village Units 1 - 13_Third Floor_6.303A _ BIR | CA-CA06-03-6.303A | CA06-03-6.303A-BIR | City Accommodation | CA | CA06 | Village Units 1 - 13 | 03 | Third Floor | 6.303A | 99963 | Student Accommodation | 99939 | Unusable Spaces | 0.77 | BIR | 7 | Residential Accommodation Space Group | 700 | Residential - Specific type not defined |  | Unknown | 0.00 | NO
City Accommodation_CA06-Village Units 1 - 13_Third Floor_6.304 _ Ensuite | CA-CA06-03-6.304 | CA06-03-6.304-Ensuite | City Accommodation | CA | CA06 | Village Units 1 - 13 | 03 | Third Floor | 6.304 | 99963 | Student Accommodation | 99939 | Unusable Spaces | 3 | Ensuite | 7 | Residential Accommodation Space Group | 700 | Residential - Specific type not defined |  | Unknown | 0.00 | NO
City Accommodation_CA06-Village Units 1 - 13_Third Floor_6.305 _ Roof Deck | CA-CA06-03-6.305 | CA06-03-6.305-Roof Deck | City Accommodation | CA | CA06 | Village Units 1 - 13 | 03 | Third Floor | 6.305 | 99963 | Student Accommodation | 99939 | Unusable Spaces | 13.95 | Roof Deck | 7 | Residential Accommodation Space Group | 700 | Residential - Specific type not defined |  | Unknown | 0.00 | NO
City Accommodation_CA06-Village Units 1 - 13_Third Floor_7.301 _ Stair | CA-CA06-03-7.301 | CA06-03-7.301-Stair | City Accommodation | CA | CA06 | Village Units 1 - 13 | 03 | Third Floor | 7.301 | 99963 | Student Accommodation | 99939 | Unusable Spaces | 4.98 | Stair | 7 | Residential Accommodation Space Group | 700 | Residential - Specific type not defined |  | Unknown | 0.00 | NO
City Accommodation_CA06-Village Units 1 - 13_Third Floor_7.302 _ Corr. | CA-CA06-03-7.302 | CA06-03-7.302-Corr. | City Accommodation | CA | CA06 | Village Units 1 - 13 | 03 | Third Floor | 7.302 | 99963 | Student Accommodation | 99939 | Unusable Spaces | 3.9 | Corr. | 7 | Residential Accommodation Space Group | 700 | Residential - Specific type not defined |  | Unknown | 0.00 | NO
City Accommodation_CA06-Village Units 1 - 13_Third Floor_7.303 _ Bedroom 5 | CA-CA06-03-7.303 | CA06-03-7.303-Bedroom 5 | City Accommodation | CA | CA06 | Village Units 1 - 13 | 03 | Third Floor | 7.303 | 99963 | Student Accommodation | 99939 | Unusable Spaces | 11.3 | Bedroom 5 | 7 | Residential Accommodation Space Group | 700 | Residential - Specific type not defined |  | Unknown | 0.00 | NO
City Accommodation_CA06-Village Units 1 - 13_Third Floor_7.303A _ BIR | CA-CA06-03-7.303A | CA06-03-7.303A-BIR | City Accommodation | CA | CA06 | Village Units 1 - 13 | 03 | Third Floor | 7.303A | 99963 | Student Accommodation | 99939 | Unusable Spaces | 0.77 | BIR | 7 | Residential Accommodation Space Group | 700 | Residential - Specific type not defined |  | Unknown | 0.00 | NO
City Accommodation_CA06-Village Units 1 - 13_Third Floor_7.304 _ Ensuite | CA-CA06-03-7.304 | CA06-03-7.304-Ensuite | City Accommodation | CA | CA06 | Village Units 1 - 13 | 03 | Third Floor | 7.304 | 99963 | Student Accommodation | 99939 | Unusable Spaces | 3 | Ensuite | 7 | Residential Accommodation Space Group | 700 | Residential - Specific type not defined |  | Unknown | 0.00 | NO
City Accommodation_CA06-Village Units 1 - 13_Third Floor_7.305 _ Roof Deck | CA-CA06-03-7.305 | CA06-03-7.305-Roof Deck | City Accommodation | CA | CA06 | Village Units 1 - 13 | 03 | Third Floor | 7.305 | 99963 | Student Accommodation | 99939 | Unusable Spaces | 13.95 | Roof Deck | 7 | Residential Accommodation Space Group | 700 | Residential - Specific type not defined |  | Unknown | 0.00 | NO
City Accommodation_CA06-Village Units 1 - 13_Third Floor_8.301 _ Stair | CA-CA06-03-8.301 | CA06-03-8.301-Stair | City Accommodation | CA | CA06 | Village Units 1 - 13 | 03 | Third Floor | 8.301 | 99963 | Student Accommodation | 99939 | Unusable Spaces | 4.98 | Stair | 7 | Residential Accommodation Space Group | 700 | Residential - Specific type not defined |  | Unknown | 0.00 | NO
City Accommodation_CA06-Village Units 1 - 13_Third Floor_8.302 _ Corr. | CA-CA06-03-8.302 | CA06-03-8.302-Corr. | City Accommodation | CA | CA06 | Village Units 1 - 13 | 03 | Third Floor | 8.302 | 99963 | Student Accommodation | 99939 | Unusable Spaces | 3.9 | Corr. | 7 | Residential Accommodation Space Group | 700 | Residential - Specific type not defined |  | Unknown | 0.00 | NO
City Accommodation_CA06-Village Units 1 - 13_Third Floor_8.303 _ Bedroom 5 | CA-CA06-03-8.303 | CA06-03-8.303-Bedroom 5 | City Accommodation | CA | CA06 | Village Units 1 - 13 | 03 | Third Floor | 8.303 | 99963 | Student Accommodation | 99939 | Unusable Spaces | 11.3 | Bedroom 5 | 7 | Residential Accommodation Space Group | 700 | Residential - Specific type not defined |  | Unknown | 0.00 | NO
City Accommodation_CA06-Village Units 1 - 13_Third Floor_8.303A _ BIR | CA-CA06-03-8.303A | CA06-03-8.303A-BIR | City Accommodation | CA | CA06 | Village Units 1 - 13 | 03 | Third Floor | 8.303A | 99963 | Student Accommodation | 99939 | Unusable Spaces | 0.77 | BIR | 7 | Residential Accommodation Space Group | 700 | Residential - Specific type not defined |  | Unknown | 0.00 | NO
City Accommodation_CA06-Village Units 1 - 13_Third Floor_8.304 _ Ensuite | CA-CA06-03-8.304 | CA06-03-8.304-Ensuite | City Accommodation | CA | CA06 | Village Units 1 - 13 | 03 | Third Floor | 8.304 | 99963 | Student Accommodation | 99939 | Unusable Spaces | 3 | Ensuite | 7 | Residential Accommodation Space Group | 700 | Residential - Specific type not defined |  | Unknown | 0.00 | NO
City Accommodation_CA06-Village Units 1 - 13_Third Floor_8.305 _ Roof Deck | CA-CA06-03-8.305 | CA06-03-8.305-Roof Deck | City Accommodation | CA | CA06 | Village Units 1 - 13 | 03 | Third Floor | 8.305 | 99963 | Student Accommodation | 99939 | Unusable Spaces | 13.95 | Roof Deck | 7 | Residential Accommodation Space Group | 700 | Residential - Specific type not defined |  | Unknown | 0.00 | NO
City Accommodation_CA06-Village Units 1 - 13_Third Floor_9.301 _ Stair | CA-CA06-03-9.301 | CA06-03-9.301-Stair | City Accommodation | CA | CA06 | Village Units 1 - 13 | 03 | Third Floor | 9.301 | 99963 | Student Accommodation | 99939 | Unusable Spaces | 4.98 | Stair | 7 | Residential Accommodation Space Group | 700 | Residential - Specific type not defined |  | Unknown | 0.00 | NO
City Accommodation_CA06-Village Units 1 - 13_Third Floor_9.302 _ Corr. | CA-CA06-03-9.302 | CA06-03-9.302-Corr. | City Accommodation | CA | CA06 | Village Units 1 - 13 | 03 | Third Floor | 9.302 | 99963 | Student Accommodation | 99939 | Unusable Spaces | 3.9 | Corr. | 7 | Residential Accommodation Space Group | 700 | Residential - Specific type not defined |  | Unknown | 0.00 | NO
City Accommodation_CA06-Village Units 1 - 13_Third Floor_9.303 _ Bedroom 5 | CA-CA06-03-9.303 | CA06-03-9.303-Bedroom 5 | City Accommodation | CA | CA06 | Village Units 1 - 13 | 03 | Third Floor | 9.303 | 99963 | Student Accommodation | 99939 | Unusable Spaces | 11.3 | Bedroom 5 | 7 | Residential Accommodation Space Group | 700 | Residential - Specific type not defined |  | Unknown | 0.00 | NO
City Accommodation_CA06-Village Units 1 - 13_Third Floor_9.303A _ BIR | CA-CA06-03-9.303A | CA06-03-9.303A-BIR | City Accommodation | CA | CA06 | Village Units 1 - 13 | 03 | Third Floor | 9.303A | 99963 | Student Accommodation | 99939 | Unusable Spaces | 0.77 | BIR | 7 | Residential Accommodation Space Group | 700 | Residential - Specific type not defined |  | Unknown | 0.00 | NO
City Accommodation_CA06-Village Units 1 - 13_Third Floor_9.304 _ Ensuite | CA-CA06-03-9.304 | CA06-03-9.304-Ensuite | City Accommodation | CA | CA06 | Village Units 1 - 13 | 03 | Third Floor | 9.304 | 99963 | Student Accommodation | 99939 | Unusable Spaces | 3 | Ensuite | 7 | Residential Accommodation Space Group | 700 | Residential - Specific type not defined |  | Unknown | 0.00 | NO
City Accommodation_CA06-Village Units 1 - 13_Third Floor_9.305 _ Roof Deck | CA-CA06-03-9.305 | CA06-03-9.305-Roof Deck | City Accommodation | CA | CA06 | Village Units 1 - 13 | 03 | Third Floor | 9.305 | 99963 | Student Accommodation | 99939 | Unusable Spaces | 13.95 | Roof Deck | 7 | Residential Accommodation Space Group | 700 | Residential - Specific type not defined |  | Unknown | 0.00 | NO
City Accommodation_CA06-Village Units 1 - 13_Ground Floor_1.G01 _ Porch | CA-CA06-GN-1.G01 | CA06-GN-1.G01-Porch | City Accommodation | CA | CA06 | Village Units 1 - 13 | GN | Ground Floor | 1.G01 | 99963 | Student Accommodation | 99939 | Unusable Spaces | 1.7 | Porch | 7 | Residential Accommodation Space Group | 700 | Residential - Specific type not defined |  | Unknown | 0.00 | NO
City Accommodation_CA06-Village Units 1 - 13_Ground Floor_1.G02 _ Entry | CA-CA06-GN-1.G02 | CA06-GN-1.G02-Entry | City Accommodation | CA | CA06 | Village Units 1 - 13 | GN | Ground Floor | 1.G02 | 99963 | Student Accommodation | 99939 | Unusable Spaces | 5.48 | Entry | 7 | Residential Accommodation Space Group | 700 | Residential - Specific type not defined |  | Unknown | 0.00 | NO
City Accommodation_CA06-Village Units 1 - 13_Ground Floor_1.G03 _ Bedroom 1 | CA-CA06-GN-1.G03 | CA06-GN-1.G03-Bedroom 1 | City Accommodation | CA | CA06 | Village Units 1 - 13 | GN | Ground Floor | 1.G03 | 99963 | Student Accommodation | 99939 | Unusable Spaces | 9.97 | Bedroom 1 | 7 | Residential Accommodation Space Group | 700 | Residential - Specific type not defined |  | Unknown | 0.00 | NO
City Accommodation_CA06-Village Units 1 - 13_Ground Floor_1.G04 _ Store | CA-CA06-GN-1.G04 | CA06-GN-1.G04-Store | City Accommodation | CA | CA06 | Village Units 1 - 13 | GN | Ground Floor | 1.G04 | 99963 | Student Accommodation | 99939 | Unusable Spaces | 2.28 | Store | 7 | Residential Accommodation Space Group | 700 | Residential - Specific type not defined |  | Unknown | 0.00 | NO
City Accommodation_CA06-Village Units 1 - 13_Ground Floor_1.G05 _ Stair | CA-CA06-GN-1.G05 | CA06-GN-1.G05-Stair | City Accommodation | CA | CA06 | Village Units 1 - 13 | GN | Ground Floor | 1.G05 | 99963 | Student Accommodation | 99939 | Unusable Spaces | 1.95 | Stair | 7 | Residential Accommodation Space Group | 700 | Residential - Specific type not defined |  | Unknown | 0.00 | NO
City Accommodation_CA06-Village Units 1 - 13_Ground Floor_1.G06 _ Bathroom | CA-CA06-GN-1.G06 | CA06-GN-1.G06-Bathroom | City Accommodation | CA | CA06 | Village Units 1 - 13 | GN | Ground Floor | 1.G06 | 99963 | Student Accommodation | 99939 | Unusable Spaces | 2.92 | Bathroom | 7 | Residential Accommodation Space Group | 700 | Residential - Specific type not defined |  | Unknown | 0.00 | NO
City Accommodation_CA06-Village Units 1 - 13_Ground Floor_1.G07 _ Bedroom 2 | CA-CA06-GN-1.G07 | CA06-GN-1.G07-Bedroom 2 | City Accommodation | CA | CA06 | Village Units 1 - 13 | GN | Ground Floor | 1.G07 | 99963 | Student Accommodation | 99939 | Unusable Spaces | 13.98 | Bedroom 2 | 7 | Residential Accommodation Space Group | 700 | Residential - Specific type not defined |  | Unknown | 0.00 | NO
City Accommodation_CA06-Village Units 1 - 13_Ground Floor_1.G07A _ BIR | CA-CA06-GN-1.G07A | CA06-GN-1.G07A-BIR | City Accommodation | CA | CA06 | Village Units 1 - 13 | GN | Ground Floor | 1.G07A | 99963 | Student Accommodation | 99939 | Unusable Spaces | 0.69 | BIR | 7 | Residential Accommodation Space Group | 700 | Residential - Specific type not defined |  | Unknown | 0.00 | NO
City Accommodation_CA06-Village Units 1 - 13_Ground Floor_10.G01 _ Porch | CA-CA06-GN-10.G01 | CA06-GN-10.G01-Porch | City Accommodation | CA | CA06 | Village Units 1 - 13 | GN | Ground Floor | 10.G01 | 99963 | Student Accommodation | 99939 | Unusable Spaces | 1.7 | Porch | 7 | Residential Accommodation Space Group | 700 | Residential - Specific type not defined |  | Unknown | 0.00 | NO
City Accommodation_CA06-Village Units 1 - 13_Ground Floor_10.G02 _ Entry | CA-CA06-GN-10.G02 | CA06-GN-10.G02-Entry | City Accommodation | CA | CA06 | Village Units 1 - 13 | GN | Ground Floor | 10.G02 | 99963 | Student Accommodation | 99939 | Unusable Spaces | 5.48 | Entry | 7 | Residential Accommodation Space Group | 700 | Residential - Specific type not defined |  | Unknown | 0.00 | NO
City Accommodation_CA06-Village Units 1 - 13_Ground Floor_10.G03 _ Bedroom 1 | CA-CA06-GN-10.G03 | CA06-GN-10.G03-Bedroom 1 | City Accommodation | CA | CA06 | Village Units 1 - 13 | GN | Ground Floor | 10.G03 | 99963 | Student Accommodation | 99939 | Unusable Spaces | 9.97 | Bedroom 1 | 7 | Residential Accommodation Space Group | 700 | Residential - Specific type not defined |  | Unknown | 0.00 | NO
City Accommodation_CA06-Village Units 1 - 13_Ground Floor_10.G04 _ Store | CA-CA06-GN-10.G04 | CA06-GN-10.G04-Store | City Accommodation | CA | CA06 | Village Units 1 - 13 | GN | Ground Floor | 10.G04 | 99963 | Student Accommodation | 99939 | Unusable Spaces | 2.28 | Store | 7 | Residential Accommodation Space Group | 700 | Residential - Specific type not defined |  | Unknown | 0.00 | NO
City Accommodation_CA06-Village Units 1 - 13_Ground Floor_10.G05 _ Stair | CA-CA06-GN-10.G05 | CA06-GN-10.G05-Stair | City Accommodation | CA | CA06 | Village Units 1 - 13 | GN | Ground Floor | 10.G05 | 99963 | Student Accommodation | 99939 | Unusable Spaces | 1.95 | Stair | 7 | Residential Accommodation Space Group | 700 | Residential - Specific type not defined |  | Unknown | 0.00 | NO
City Accommodation_CA06-Village Units 1 - 13_Ground Floor_10.G06 _ Bathroom | CA-CA06-GN-10.G06 | CA06-GN-10.G06-Bathroom | City Accommodation | CA | CA06 | Village Units 1 - 13 | GN | Ground Floor | 10.G06 | 99963 | Student Accommodation | 99939 | Unusable Spaces | 2.92 | Bathroom | 7 | Residential Accommodation Space Group | 700 | Residential - Specific type not defined |  | Unknown | 0.00 | NO
City Accommodation_CA06-Village Units 1 - 13_Ground Floor_10.G07 _ Bedroom 2 | CA-CA06-GN-10.G07 | CA06-GN-10.G07-Bedroom 2 | City Accommodation | CA | CA06 | Village Units 1 - 13 | GN | Ground Floor | 10.G07 | 99963 | Student Accommodation | 99939 | Unusable Spaces | 14.08 | Bedroom 2 | 7 | Residential Accommodation Space Group | 700 | Residential - Specific type not defined |  | Unknown | 0.00 | NO
City Accommodation_CA06-Village Units 1 - 13_Ground Floor_10.G07A _ BIR | CA-CA06-GN-10.G07A | CA06-GN-10.G07A-BIR | City Accommodation | CA | CA06 | Village Units 1 - 13 | GN | Ground Floor | 10.G07A | 99963 | Student Accommodation | 99939 | Unusable Spaces | 0.69 | BIR | 7 | Residential Accommodation Space Group | 700 | Residential - Specific type not defined |  | Unknown | 0.00 | NO
City Accommodation_CA06-Village Units 1 - 13_Ground Floor_11.G01 _ Porch | CA-CA06-GN-11.G01 | CA06-GN-11.G01-Porch | City Accommodation | CA | CA06 | Village Units 1 - 13 | GN | Ground Floor | 11.G01 | 99963 | Student Accommodation | 99939 | Unusable Spaces | 1.7 | Porch | 7 | Residential Accommodation Space Group | 700 | Residential - Specific type not defined |  | Unknown | 0.00 | NO
City Accommodation_CA06-Village Units 1 - 13_Ground Floor_11.G02 _ Entry | CA-CA06-GN-11.G02 | CA06-GN-11.G02-Entry | City Accommodation | CA | CA06 | Village Units 1 - 13 | GN | Ground Floor | 11.G02 | 99963 | Student Accommodation | 99939 | Unusable Spaces | 5.48 | Entry | 7 | Residential Accommodation Space Group | 700 | Residential - Specific type not defined |  | Unknown | 0.00 | NO
City Accommodation_CA06-Village Units 1 - 13_Ground Floor_11.G03 _ Bedroom 1 | CA-CA06-GN-11.G03 | CA06-GN-11.G03-Bedroom 1 | City Accommodation | CA | CA06 | Village Units 1 - 13 | GN | Ground Floor | 11.G03 | 99963 | Student Accommodation | 99939 | Unusable Spaces | 9.97 | Bedroom 1 | 7 | Residential Accommodation Space Group | 700 | Residential - Specific type not defined |  | Unknown | 0.00 | NO
City Accommodation_CA06-Village Units 1 - 13_Ground Floor_11.G04 _ Store | CA-CA06-GN-11.G04 | CA06-GN-11.G04-Store | City Accommodation | CA | CA06 | Village Units 1 - 13 | GN | Ground Floor | 11.G04 | 99963 | Student Accommodation | 99939 | Unusable Spaces | 2.28 | Store | 7 | Residential Accommodation Space Group | 700 | Residential - Specific type not defined |  | Unknown | 0.00 | NO
City Accommodation_CA06-Village Units 1 - 13_Ground Floor_11.G05 _ Stair | CA-CA06-GN-11.G05 | CA06-GN-11.G05-Stair | City Accommodation | CA | CA06 | Village Units 1 - 13 | GN | Ground Floor | 11.G05 | 99963 | Student Accommodation | 99939 | Unusable Spaces | 1.95 | Stair | 7 | Residential Accommodation Space Group | 700 | Residential - Specific type not defined |  | Unknown | 0.00 | NO
City Accommodation_CA06-Village Units 1 - 13_Ground Floor_11.G06 _ Bathroom | CA-CA06-GN-11.G06 | CA06-GN-11.G06-Bathroom | City Accommodation | CA | CA06 | Village Units 1 - 13 | GN | Ground Floor | 11.G06 | 99963 | Student Accommodation | 99939 | Unusable Spaces | 2.92 | Bathroom | 7 | Residential Accommodation Space Group | 700 | Residential - Specific type not defined |  | Unknown | 0.00 | NO
City Accommodation_CA06-Village Units 1 - 13_Ground Floor_11.G07 _ Bedroom 2 | CA-CA06-GN-11.G07 | CA06-GN-11.G07-Bedroom 2 | City Accommodation | CA | CA06 | Village Units 1 - 13 | GN | Ground Floor | 11.G07 | 99963 | Student Accommodation | 99939 | Unusable Spaces | 14.08 | Bedroom 2 | 7 | Residential Accommodation Space Group | 700 | Residential - Specific type not defined |  | Unknown | 0.00 | NO
City Accommodation_CA06-Village Units 1 - 13_Ground Floor_11.G07A _ BIR | CA-CA06-GN-11.G07A | CA06-GN-11.G07A-BIR | City Accommodation | CA | CA06 | Village Units 1 - 13 | GN | Ground Floor | 11.G07A | 99963 | Student Accommodation | 99939 | Unusable Spaces | 0.69 | BIR | 7 | Residential Accommodation Space Group | 700 | Residential - Specific type not defined |  | Unknown | 0.00 | NO
City Accommodation_CA06-Village Units 1 - 13_Ground Floor_12.G01 _ Porch | CA-CA06-GN-12.G01 | CA06-GN-12.G01-Porch | City Accommodation | CA | CA06 | Village Units 1 - 13 | GN | Ground Floor | 12.G01 | 99963 | Student Accommodation | 99939 | Unusable Spaces | 1.7 | Porch | 7 | Residential Accommodation Space Group | 700 | Residential - Specific type not defined |  | Unknown | 0.00 | NO
City Accommodation_CA06-Village Units 1 - 13_Ground Floor_12.G02 _ Entry | CA-CA06-GN-12.G02 | CA06-GN-12.G02-Entry | City Accommodation | CA | CA06 | Village Units 1 - 13 | GN | Ground Floor | 12.G02 | 99963 | Student Accommodation | 99939 | Unusable Spaces | 5.48 | Entry | 7 | Residential Accommodation Space Group | 700 | Residential - Specific type not defined |  | Unknown | 0.00 | NO
City Accommodation_CA06-Village Units 1 - 13_Ground Floor_12.G03 _ Bedroom 1 | CA-CA06-GN-12.G03 | CA06-GN-12.G03-Bedroom 1 | City Accommodation | CA | CA06 | Village Units 1 - 13 | GN | Ground Floor | 12.G03 | 99963 | Student Accommodation | 99939 | Unusable Spaces | 9.97 | Bedroom 1 | 7 | Residential Accommodation Space Group | 700 | Residential - Specific type not defined |  | Unknown | 0.00 | NO
City Accommodation_CA06-Village Units 1 - 13_Ground Floor_12.G04 _ Store | CA-CA06-GN-12.G04 | CA06-GN-12.G04-Store | City Accommodation | CA | CA06 | Village Units 1 - 13 | GN | Ground Floor | 12.G04 | 99963 | Student Accommodation | 99939 | Unusable Spaces | 2.28 | Store | 7 | Residential Accommodation Space Group | 700 | Residential - Specific type not defined |  | Unknown | 0.00 | NO
City Accommodation_CA06-Village Units 1 - 13_Ground Floor_12.G05 _ Stair | CA-CA06-GN-12.G05 | CA06-GN-12.G05-Stair | City Accommodation | CA | CA06 | Village Units 1 - 13 | GN | Ground Floor | 12.G05 | 99963 | Student Accommodation | 99939 | Unusable Spaces | 1.95 | Stair | 7 | Residential Accommodation Space Group | 700 | Residential - Specific type not defined |  | Unknown | 0.00 | NO
City Accommodation_CA06-Village Units 1 - 13_Ground Floor_12.G06 _ Bathroom | CA-CA06-GN-12.G06 | CA06-GN-12.G06-Bathroom | City Accommodation | CA | CA06 | Village Units 1 - 13 | GN | Ground Floor | 12.G06 | 99963 | Student Accommodation | 99939 | Unusable Spaces | 2.92 | Bathroom | 7 | Residential Accommodation Space Group | 700 | Residential - Specific type not defined |  | Unknown | 0.00 | NO
City Accommodation_CA06-Village Units 1 - 13_Ground Floor_12.G07 _ Bedroom 2 | CA-CA06-GN-12.G07 | CA06-GN-12.G07-Bedroom 2 | City Accommodation | CA | CA06 | Village Units 1 - 13 | GN | Ground Floor | 12.G07 | 99963 | Student Accommodation | 99939 | Unusable Spaces | 14.08 | Bedroom 2 | 7 | Residential Accommodation Space Group | 700 | Residential - Specific type not defined |  | Unknown | 0.00 | NO
City Accommodation_CA06-Village Units 1 - 13_Ground Floor_12.G07A _ BIR | CA-CA06-GN-12.G07A | CA06-GN-12.G07A-BIR | City Accommodation | CA | CA06 | Village Units 1 - 13 | GN | Ground Floor | 12.G07A | 99963 | Student Accommodation | 99939 | Unusable Spaces | 0.69 | BIR | 7 | Residential Accommodation Space Group | 700 | Residential - Specific type not defined |  | Unknown | 0.00 | NO
City Accommodation_CA06-Village Units 1 - 13_Ground Floor_13.G01 _ Porch | CA-CA06-GN-13.G01 | CA06-GN-13.G01-Porch | City Accommodation | CA | CA06 | Village Units 1 - 13 | GN | Ground Floor | 13.G01 | 99963 | Student Accommodation | 99939 | Unusable Spaces | 1.7 | Porch | 7 | Residential Accommodation Space Group | 700 | Residential - Specific type not defined |  | Unknown | 0.00 | NO
City Accommodation_CA06-Village Units 1 - 13_Ground Floor_13.G02 _ Entry | CA-CA06-GN-13.G02 | CA06-GN-13.G02-Entry | City Accommodation | CA | CA06 | Village Units 1 - 13 | GN | Ground Floor | 13.G02 | 99963 | Student Accommodation | 99939 | Unusable Spaces | 5.48 | Entry | 7 | Residential Accommodation Space Group | 700 | Residential - Specific type not defined |  | Unknown | 0.00 | NO
City Accommodation_CA06-Village Units 1 - 13_Ground Floor_13.G03 _ Bedroom 1 | CA-CA06-GN-13.G03 | CA06-GN-13.G03-Bedroom 1 | City Accommodation | CA | CA06 | Village Units 1 - 13 | GN | Ground Floor | 13.G03 | 99963 | Student Accommodation | 99939 | Unusable Spaces | 9.97 | Bedroom 1 | 7 | Residential Accommodation Space Group | 700 | Residential - Specific type not defined |  | Unknown | 0.00 | NO
City Accommodation_CA06-Village Units 1 - 13_Ground Floor_13.G04 _ Store | CA-CA06-GN-13.G04 | CA06-GN-13.G04-Store | City Accommodation | CA | CA06 | Village Units 1 - 13 | GN | Ground Floor | 13.G04 | 99963 | Student Accommodation | 99939 | Unusable Spaces | 2.28 | Store | 7 | Residential Accommodation Space Group | 700 | Residential - Specific type not defined |  | Unknown | 0.00 | NO
City Accommodation_CA06-Village Units 1 - 13_Ground Floor_13.G05 _ Stair | CA-CA06-GN-13.G05 | CA06-GN-13.G05-Stair | City Accommodation | CA | CA06 | Village Units 1 - 13 | GN | Ground Floor | 13.G05 | 99963 | Student Accommodation | 99939 | Unusable Spaces | 1.95 | Stair | 7 | Residential Accommodation Space Group | 700 | Residential - Specific type not defined |  | Unknown | 0.00 | NO
City Accommodation_CA06-Village Units 1 - 13_Ground Floor_13.G06 _ Bathroom | CA-CA06-GN-13.G06 | CA06-GN-13.G06-Bathroom | City Accommodation | CA | CA06 | Village Units 1 - 13 | GN | Ground Floor | 13.G06 | 99963 | Student Accommodation | 99939 | Unusable Spaces | 2.92 | Bathroom | 7 | Residential Accommodation Space Group | 700 | Residential - Specific type not defined |  | Unknown | 0.00 | NO
City Accommodation_CA06-Village Units 1 - 13_Ground Floor_13.G07 _ Bedroom 2 | CA-CA06-GN-13.G07 | CA06-GN-13.G07-Bedroom 2 | City Accommodation | CA | CA06 | Village Units 1 - 13 | GN | Ground Floor | 13.G07 | 99963 | Student Accommodation | 99939 | Unusable Spaces | 14.08 | Bedroom 2 | 7 | Residential Accommodation Space Group | 700 | Residential - Specific type not defined |  | Unknown | 0.00 | NO
City Accommodation_CA06-Village Units 1 - 13_Ground Floor_13.G07A _ BIR | CA-CA06-GN-13.G07A | CA06-GN-13.G07A-BIR | City Accommodation | CA | CA06 | Village Units 1 - 13 | GN | Ground Floor | 13.G07A | 99963 | Student Accommodation | 99939 | Unusable Spaces | 0.69 | BIR | 7 | Residential Accommodation Space Group | 700 | Residential - Specific type not defined |  | Unknown | 0.00 | NO
City Accommodation_CA06-Village Units 1 - 13_Ground Floor_2.G01 _ Porch | CA-CA06-GN-2.G01 | CA06-GN-2.G01-Porch | City Accommodation | CA | CA06 | Village Units 1 - 13 | GN | Ground Floor | 2.G01 | 99963 | Student Accommodation | 99939 | Unusable Spaces | 1.7 | Porch | 7 | Residential Accommodation Space Group | 700 | Residential - Specific type not defined |  | Unknown | 0.00 | NO
City Accommodation_CA06-Village Units 1 - 13_Ground Floor_2.G02 _ Entry | CA-CA06-GN-2.G02 | CA06-GN-2.G02-Entry | City Accommodation | CA | CA06 | Village Units 1 - 13 | GN | Ground Floor | 2.G02 | 99963 | Student Accommodation | 99939 | Unusable Spaces | 5.48 | Entry | 7 | Residential Accommodation Space Group | 700 | Residential - Specific type not defined |  | Unknown | 0.00 | NO
City Accommodation_CA06-Village Units 1 - 13_Ground Floor_2.G03 _ Bedroom 1 | CA-CA06-GN-2.G03 | CA06-GN-2.G03-Bedroom 1 | City Accommodation | CA | CA06 | Village Units 1 - 13 | GN | Ground Floor | 2.G03 | 99963 | Student Accommodation | 99939 | Unusable Spaces | 9.97 | Bedroom 1 | 7 | Residential Accommodation Space Group | 700 | Residential - Specific type not defined |  | Unknown | 0.00 | NO
City Accommodation_CA06-Village Units 1 - 13_Ground Floor_2.G04 _ Store | CA-CA06-GN-2.G04 | CA06-GN-2.G04-Store | City Accommodation | CA | CA06 | Village Units 1 - 13 | GN | Ground Floor | 2.G04 | 99963 | Student Accommodation | 99939 | Unusable Spaces | 2.28 | Store | 7 | Residential Accommodation Space Group | 700 | Residential - Specific type not defined |  | Unknown | 0.00 | NO
City Accommodation_CA06-Village Units 1 - 13_Ground Floor_2.G05 _ Stair | CA-CA06-GN-2.G05 | CA06-GN-2.G05-Stair | City Accommodation | CA | CA06 | Village Units 1 - 13 | GN | Ground Floor | 2.G05 | 99963 | Student Accommodation | 99939 | Unusable Spaces | 1.95 | Stair | 7 | Residential Accommodation Space Group | 700 | Residential - Specific type not defined |  | Unknown | 0.00 | NO
City Accommodation_CA06-Village Units 1 - 13_Ground Floor_2.G06 _ Bathroom | CA-CA06-GN-2.G06 | CA06-GN-2.G06-Bathroom | City Accommodation | CA | CA06 | Village Units 1 - 13 | GN | Ground Floor | 2.G06 | 99963 | Student Accommodation | 99939 | Unusable Spaces | 2.92 | Bathroom | 7 | Residential Accommodation Space Group | 700 | Residential - Specific type not defined |  | Unknown | 0.00 | NO
City Accommodation_CA06-Village Units 1 - 13_Ground Floor_2.G07 _ Bedroom | CA-CA06-GN-2.G07 | CA06-GN-2.G07-Bedroom | City Accommodation | CA | CA06 | Village Units 1 - 13 | GN | Ground Floor | 2.G07 | 99963 | Student Accommodation | 99939 | Unusable Spaces | 14.08 | Bedroom | 7 | Residential Accommodation Space Group | 700 | Residential - Specific type not defined |  | Unknown | 0.00 | NO
City Accommodation_CA06-Village Units 1 - 13_Ground Floor_2.G07A _ BIR | CA-CA06-GN-2.G07A | CA06-GN-2.G07A-BIR | City Accommodation | CA | CA06 | Village Units 1 - 13 | GN | Ground Floor | 2.G07A | 99963 | Student Accommodation | 99939 | Unusable Spaces | 0.69 | BIR | 7 | Residential Accommodation Space Group | 700 | Residential - Specific type not defined |  | Unknown | 0.00 | NO
City Accommodation_CA06-Village Units 1 - 13_Ground Floor_3.G01 _ Porch | CA-CA06-GN-3.G01 | CA06-GN-3.G01-Porch | City Accommodation | CA | CA06 | Village Units 1 - 13 | GN | Ground Floor | 3.G01 | 99963 | Student Accommodation | 99939 | Unusable Spaces | 2.68 | Porch | 7 | Residential Accommodation Space Group | 700 | Residential - Specific type not defined |  | Unknown | 0.00 | NO
City Accommodation_CA06-Village Units 1 - 13_Ground Floor_3.G02 _ Stair | CA-CA06-GN-3.G02 | CA06-GN-3.G02-Stair | City Accommodation | CA | CA06 | Village Units 1 - 13 | GN | Ground Floor | 3.G02 | 99963 | Student Accommodation | 99939 | Unusable Spaces | 4.95 | Stair | 7 | Residential Accommodation Space Group | 700 | Residential - Specific type not defined |  | Unknown | 0.00 | NO
City Accommodation_CA06-Village Units 1 - 13_Ground Floor_3.G03 _ Pedestrian Entry | CA-CA06-GN-3.G03 | CA06-GN-3.G03-Pedestrian Entry | City Accommodation | CA | CA06 | Village Units 1 - 13 | GN | Ground Floor | 3.G03 | 99939 | Unusable Spaces | 99939 | Unusable Spaces | 13.1 | Pedestrian Entry | 7 | Residential Accommodation Space Group | 700 | Residential - Specific type not defined |  | Unknown | 0.00 | NO
City Accommodation_CA06-Village Units 1 - 13_Ground Floor_3.G03A _ Porch | CA-CA06-GN-3.G03A | CA06-GN-3.G03A-Porch | City Accommodation | CA | CA06 | Village Units 1 - 13 | GN | Ground Floor | 3.G03A | 99963 | Student Accommodation | 99939 | Unusable Spaces | 5.25 | Porch | 7 | Residential Accommodation Space Group | 700 | Residential - Specific type not defined |  | Unknown | 0.00 | NO
City Accommodation_CA06-Village Units 1 - 13_Ground Floor_3.G04 _ Waiting Lobby | CA-CA06-GN-3.G04 | CA06-GN-3.G04-Waiting Lobby | City Accommodation | CA | CA06 | Village Units 1 - 13 | GN | Ground Floor | 3.G04 | 99963 | Student Accommodation | 99939 | Unusable Spaces | 8.73 | Waiting Lobby | 7 | Residential Accommodation Space Group | 700 | Residential - Specific type not defined |  | Unknown | 0.00 | NO
City Accommodation_CA06-Village Units 1 - 13_Ground Floor_3.G05 _ Store | CA-CA06-GN-3.G05 | CA06-GN-3.G05-Store | City Accommodation | CA | CA06 | Village Units 1 - 13 | GN | Ground Floor | 3.G05 | 99963 | Student Accommodation | 99939 | Unusable Spaces | 2.52 | Store | 7 | Residential Accommodation Space Group | 700 | Residential - Specific type not defined |  | Unknown | 0.00 | NO
City Accommodation_CA06-Village Units 1 - 13_Ground Floor_3.G06 _ Laundrette | CA-CA06-GN-3.G06 | CA06-GN-3.G06-Laundrette | City Accommodation | CA | CA06 | Village Units 1 - 13 | GN | Ground Floor | 3.G06 | 99963 | Student Accommodation | 99939 | Unusable Spaces | 12.7 | Laundrette | 7 | Residential Accommodation Space Group | 700 | Residential - Specific type not defined |  | Unknown | 0.00 | NO
City Accommodation_CA06-Village Units 1 - 13_Ground Floor_4.G01 _ Porch | CA-CA06-GN-4.G01 | CA06-GN-4.G01-Porch | City Accommodation | CA | CA06 | Village Units 1 - 13 | GN | Ground Floor | 4.G01 | 99963 | Student Accommodation | 99939 | Unusable Spaces | 2.68 | Porch | 7 | Residential Accommodation Space Group | 700 | Residential - Specific type not defined |  | Unknown | 0.00 | NO
City Accommodation_CA06-Village Units 1 - 13_Ground Floor_4.G02 _ Entry | CA-CA06-GN-4.G02 | CA06-GN-4.G02-Entry | City Accommodation | CA | CA06 | Village Units 1 - 13 | GN | Ground Floor | 4.G02 | 99963 | Student Accommodation | 99939 | Unusable Spaces | 4.95 | Entry | 7 | Residential Accommodation Space Group | 700 | Residential - Specific type not defined |  | Unknown | 0.00 | NO
City Accommodation_CA06-Village Units 1 - 13_Ground Floor_4.G03 _ Common Room | CA-CA06-GN-4.G03 | CA06-GN-4.G03-Common Room | City Accommodation | CA | CA06 | Village Units 1 - 13 | GN | Ground Floor | 4.G03 | 99963 | Student Accommodation | 99939 | Unusable Spaces | 21.43 | Common Room | 7 | Residential Accommodation Space Group | 700 | Residential - Specific type not defined |  | Unknown | 0.00 | NO
City Accommodation_CA06-Village Units 1 - 13_Ground Floor_4.G04 _ Store | CA-CA06-GN-4.G04 | CA06-GN-4.G04-Store | City Accommodation | CA | CA06 | Village Units 1 - 13 | GN | Ground Floor | 4.G04 | 99963 | Student Accommodation | 99939 | Unusable Spaces | 2.52 | Store | 7 | Residential Accommodation Space Group | 700 | Residential - Specific type not defined |  | Unknown | 0.00 | NO
City Accommodation_CA06-Village Units 1 - 13_Ground Floor_5.G01 _ Porch | CA-CA06-GN-5.G01 | CA06-GN-5.G01-Porch | City Accommodation | CA | CA06 | Village Units 1 - 13 | GN | Ground Floor | 5.G01 | 99963 | Student Accommodation | 99939 | Unusable Spaces | 1.7 | Porch | 7 | Residential Accommodation Space Group | 700 | Residential - Specific type not defined |  | Unknown | 0.00 | NO
City Accommodation_CA06-Village Units 1 - 13_Ground Floor_5.G02 _ Entry | CA-CA06-GN-5.G02 | CA06-GN-5.G02-Entry | City Accommodation | CA | CA06 | Village Units 1 - 13 | GN | Ground Floor | 5.G02 | 99963 | Student Accommodation | 99939 | Unusable Spaces | 5.48 | Entry | 7 | Residential Accommodation Space Group | 700 | Residential - Specific type not defined |  | Unknown | 0.00 | NO
City Accommodation_CA06-Village Units 1 - 13_Ground Floor_5.G03 _ Bedroom 2 | CA-CA06-GN-5.G03 | CA06-GN-5.G03-Bedroom 2 | City Accommodation | CA | CA06 | Village Units 1 - 13 | GN | Ground Floor | 5.G03 | 99963 | Student Accommodation | 99939 | Unusable Spaces | 14.08 | Bedroom 2 | 7 | Residential Accommodation Space Group | 700 | Residential - Specific type not defined |  | Unknown | 0.00 | NO
City Accommodation_CA06-Village Units 1 - 13_Ground Floor_5.G03A _ BIR | CA-CA06-GN-5.G03A | CA06-GN-5.G03A-BIR | City Accommodation | CA | CA06 | Village Units 1 - 13 | GN | Ground Floor | 5.G03A | 99963 | Student Accommodation | 99939 | Unusable Spaces | 0.69 | BIR | 7 | Residential Accommodation Space Group | 700 | Residential - Specific type not defined |  | Unknown | 0.00 | NO
City Accommodation_CA06-Village Units 1 - 13_Ground Floor_5.G04 _ Bathroom | CA-CA06-GN-5.G04 | CA06-GN-5.G04-Bathroom | City Accommodation | CA | CA06 | Village Units 1 - 13 | GN | Ground Floor | 5.G04 | 99963 | Student Accommodation | 99939 | Unusable Spaces | 2.92 | Bathroom | 7 | Residential Accommodation Space Group | 700 | Residential - Specific type not defined |  | Unknown | 0.00 | NO
City Accommodation_CA06-Village Units 1 - 13_Ground Floor_5.G05 _ Stair | CA-CA06-GN-5.G05 | CA06-GN-5.G05-Stair | City Accommodation | CA | CA06 | Village Units 1 - 13 | GN | Ground Floor | 5.G05 | 99963 | Student Accommodation | 99939 | Unusable Spaces | 1.95 | Stair | 7 | Residential Accommodation Space Group | 700 | Residential - Specific type not defined |  | Unknown | 0.00 | NO
City Accommodation_CA06-Village Units 1 - 13_Ground Floor_5.G06 _ Bedroom 1 | CA-CA06-GN-5.G06 | CA06-GN-5.G06-Bedroom 1 | City Accommodation | CA | CA06 | Village Units 1 - 13 | GN | Ground Floor | 5.G06 | 99963 | Student Accommodation | 99939 | Unusable Spaces | 9.97 | Bedroom 1 | 7 | Residential Accommodation Space Group | 700 | Residential - Specific type not defined |  | Unknown | 0.00 | NO
City Accommodation_CA06-Village Units 1 - 13_Ground Floor_5.G07 _ Store | CA-CA06-GN-5.G07 | CA06-GN-5.G07-Store | City Accommodation | CA | CA06 | Village Units 1 - 13 | GN | Ground Floor | 5.G07 | 99963 | Student Accommodation | 99939 | Unusable Spaces | 2.28 | Store | 7 | Residential Accommodation Space Group | 700 | Residential - Specific type not defined |  | Unknown | 0.00 | NO
City Accommodation_CA06-Village Units 1 - 13_Ground Floor_6.G01 _ Porch | CA-CA06-GN-6.G01 | CA06-GN-6.G01-Porch | City Accommodation | CA | CA06 | Village Units 1 - 13 | GN | Ground Floor | 6.G01 | 99963 | Student Accommodation | 99939 | Unusable Spaces | 1.7 | Porch | 7 | Residential Accommodation Space Group | 700 | Residential - Specific type not defined |  | Unknown | 0.00 | NO
City Accommodation_CA06-Village Units 1 - 13_Ground Floor_6.G02 _ Entry | CA-CA06-GN-6.G02 | CA06-GN-6.G02-Entry | City Accommodation | CA | CA06 | Village Units 1 - 13 | GN | Ground Floor | 6.G02 | 99963 | Student Accommodation | 99939 | Unusable Spaces | 5.48 | Entry | 7 | Residential Accommodation Space Group | 700 | Residential - Specific type not defined |  | Unknown | 0.00 | NO
City Accommodation_CA06-Village Units 1 - 13_Ground Floor_6.G03 _ Bedroom 1 | CA-CA06-GN-6.G03 | CA06-GN-6.G03-Bedroom 1 | City Accommodation | CA | CA06 | Village Units 1 - 13 | GN | Ground Floor | 6.G03 | 99963 | Student Accommodation | 99939 | Unusable Spaces | 9.97 | Bedroom 1 | 7 | Residential Accommodation Space Group | 700 | Residential - Specific type not defined |  | Unknown | 0.00 | NO
City Accommodation_CA06-Village Units 1 - 13_Ground Floor_6.G04 _ Store | CA-CA06-GN-6.G04 | CA06-GN-6.G04-Store | City Accommodation | CA | CA06 | Village Units 1 - 13 | GN | Ground Floor | 6.G04 | 99963 | Student Accommodation | 99939 | Unusable Spaces | 2.28 | Store | 7 | Residential Accommodation Space Group | 700 | Residential - Specific type not defined |  | Unknown | 0.00 | NO
City Accommodation_CA06-Village Units 1 - 13_Ground Floor_6.G05 _ Stair | CA-CA06-GN-6.G05 | CA06-GN-6.G05-Stair | City Accommodation | CA | CA06 | Village Units 1 - 13 | GN | Ground Floor | 6.G05 | 99963 | Student Accommodation | 99939 | Unusable Spaces | 1.95 | Stair | 7 | Residential Accommodation Space Group | 700 | Residential - Specific type not defined |  | Unknown | 0.00 | NO
City Accommodation_CA06-Village Units 1 - 13_Ground Floor_6.G06 _ Bathroom | CA-CA06-GN-6.G06 | CA06-GN-6.G06-Bathroom | City Accommodation | CA | CA06 | Village Units 1 - 13 | GN | Ground Floor | 6.G06 | 99963 | Student Accommodation | 99939 | Unusable Spaces | 2.92 | Bathroom | 7 | Residential Accommodation Space Group | 700 | Residential - Specific type not defined |  | Unknown | 0.00 | NO
City Accommodation_CA06-Village Units 1 - 13_Ground Floor_6.G07 _ Bedroom 2 | CA-CA06-GN-6.G07 | CA06-GN-6.G07-Bedroom 2 | City Accommodation | CA | CA06 | Village Units 1 - 13 | GN | Ground Floor | 6.G07 | 99963 | Student Accommodation | 99939 | Unusable Spaces | 14.08 | Bedroom 2 | 7 | Residential Accommodation Space Group | 700 | Residential - Specific type not defined |  | Unknown | 0.00 | NO
City Accommodation_CA06-Village Units 1 - 13_Ground Floor_6.G07A _ BIR | CA-CA06-GN-6.G07A | CA06-GN-6.G07A-BIR | City Accommodation | CA | CA06 | Village Units 1 - 13 | GN | Ground Floor | 6.G07A | 99963 | Student Accommodation | 99939 | Unusable Spaces | 0.69 | BIR | 7 | Residential Accommodation Space Group | 700 | Residential - Specific type not defined |  | Unknown | 0.00 | NO
City Accommodation_CA06-Village Units 1 - 13_Ground Floor_7.G01 _ Porch | CA-CA06-GN-7.G01 | CA06-GN-7.G01-Porch | City Accommodation | CA | CA06 | Village Units 1 - 13 | GN | Ground Floor | 7.G01 | 99963 | Student Accommodation | 99939 | Unusable Spaces | 1.7 | Porch | 7 | Residential Accommodation Space Group | 700 | Residential - Specific type not defined |  | Unknown | 0.00 | NO
City Accommodation_CA06-Village Units 1 - 13_Ground Floor_7.G02 _ Entry | CA-CA06-GN-7.G02 | CA06-GN-7.G02-Entry | City Accommodation | CA | CA06 | Village Units 1 - 13 | GN | Ground Floor | 7.G02 | 99963 | Student Accommodation | 99939 | Unusable Spaces | 5.48 | Entry | 7 | Residential Accommodation Space Group | 700 | Residential - Specific type not defined |  | Unknown | 0.00 | NO
City Accommodation_CA06-Village Units 1 - 13_Ground Floor_7.G03 _ Bedroom 1 | CA-CA06-GN-7.G03 | CA06-GN-7.G03-Bedroom 1 | City Accommodation | CA | CA06 | Village Units 1 - 13 | GN | Ground Floor | 7.G03 | 99963 | Student Accommodation | 99939 | Unusable Spaces | 9.97 | Bedroom 1 | 7 | Residential Accommodation Space Group | 700 | Residential - Specific type not defined |  | Unknown | 0.00 | NO
City Accommodation_CA06-Village Units 1 - 13_Ground Floor_7.G04 _ Store | CA-CA06-GN-7.G04 | CA06-GN-7.G04-Store | City Accommodation | CA | CA06 | Village Units 1 - 13 | GN | Ground Floor | 7.G04 | 99963 | Student Accommodation | 99939 | Unusable Spaces | 2.28 | Store | 7 | Residential Accommodation Space Group | 700 | Residential - Specific type not defined |  | Unknown | 0.00 | NO
City Accommodation_CA06-Village Units 1 - 13_Ground Floor_7.G05 _ Stair | CA-CA06-GN-7.G05 | CA06-GN-7.G05-Stair | City Accommodation | CA | CA06 | Village Units 1 - 13 | GN | Ground Floor | 7.G05 | 99963 | Student Accommodation | 99939 | Unusable Spaces | 1.95 | Stair | 7 | Residential Accommodation Space Group | 700 | Residential - Specific type not defined |  | Unknown | 0.00 | NO
City Accommodation_CA06-Village Units 1 - 13_Ground Floor_7.G06 _ Bathroom | CA-CA06-GN-7.G06 | CA06-GN-7.G06-Bathroom | City Accommodation | CA | CA06 | Village Units 1 - 13 | GN | Ground Floor | 7.G06 | 99963 | Student Accommodation | 99939 | Unusable Spaces | 2.92 | Bathroom | 7 | Residential Accommodation Space Group | 700 | Residential - Specific type not defined |  | Unknown | 0.00 | NO
City Accommodation_CA06-Village Units 1 - 13_Ground Floor_7.G07 _ Bedroom 2 | CA-CA06-GN-7.G07 | CA06-GN-7.G07-Bedroom 2 | City Accommodation | CA | CA06 | Village Units 1 - 13 | GN | Ground Floor | 7.G07 | 99963 | Student Accommodation | 99939 | Unusable Spaces | 14.08 | Bedroom 2 | 7 | Residential Accommodation Space Group | 700 | Residential - Specific type not defined |  | Unknown | 0.00 | NO
City Accommodation_CA06-Village Units 1 - 13_Ground Floor_7.G07A _ BIR | CA-CA06-GN-7.G07A | CA06-GN-7.G07A-BIR | City Accommodation | CA | CA06 | Village Units 1 - 13 | GN | Ground Floor | 7.G07A | 99963 | Student Accommodation | 99939 | Unusable Spaces | 0.69 | BIR | 7 | Residential Accommodation Space Group | 700 | Residential - Specific type not defined |  | Unknown | 0.00 | NO
City Accommodation_CA06-Village Units 1 - 13_Ground Floor_8.G01 _ Porch | CA-CA06-GN-8.G01 | CA06-GN-8.G01-Porch | City Accommodation | CA | CA06 | Village Units 1 - 13 | GN | Ground Floor | 8.G01 | 99963 | Student Accommodation | 99939 | Unusable Spaces | 1.7 | Porch | 7 | Residential Accommodation Space Group | 700 | Residential - Specific type not defined |  | Unknown | 0.00 | NO
City Accommodation_CA06-Village Units 1 - 13_Ground Floor_8.G02 _ Entry | CA-CA06-GN-8.G02 | CA06-GN-8.G02-Entry | City Accommodation | CA | CA06 | Village Units 1 - 13 | GN | Ground Floor | 8.G02 | 99963 | Student Accommodation | 99939 | Unusable Spaces | 5.48 | Entry | 7 | Residential Accommodation Space Group | 700 | Residential - Specific type not defined |  | Unknown | 0.00 | NO
City Accommodation_CA06-Village Units 1 - 13_Ground Floor_8.G03 _ Bedroom 1 | CA-CA06-GN-8.G03 | CA06-GN-8.G03-Bedroom 1 | City Accommodation | CA | CA06 | Village Units 1 - 13 | GN | Ground Floor | 8.G03 | 99963 | Student Accommodation | 99939 | Unusable Spaces | 9.97 | Bedroom 1 | 7 | Residential Accommodation Space Group | 700 | Residential - Specific type not defined |  | Unknown | 0.00 | NO
City Accommodation_CA06-Village Units 1 - 13_Ground Floor_8.G04 _ Store | CA-CA06-GN-8.G04 | CA06-GN-8.G04-Store | City Accommodation | CA | CA06 | Village Units 1 - 13 | GN | Ground Floor | 8.G04 | 99963 | Student Accommodation | 99939 | Unusable Spaces | 2.28 | Store | 7 | Residential Accommodation Space Group | 700 | Residential - Specific type not defined |  | Unknown | 0.00 | NO
City Accommodation_CA06-Village Units 1 - 13_Ground Floor_8.G05 _ Stair | CA-CA06-GN-8.G05 | CA06-GN-8.G05-Stair | City Accommodation | CA | CA06 | Village Units 1 - 13 | GN | Ground Floor | 8.G05 | 99963 | Student Accommodation | 99939 | Unusable Spaces | 1.95 | Stair | 7 | Residential Accommodation Space Group | 700 | Residential - Specific type not defined |  | Unknown | 0.00 | NO
City Accommodation_CA06-Village Units 1 - 13_Ground Floor_8.G06 _ Bathroom | CA-CA06-GN-8.G06 | CA06-GN-8.G06-Bathroom | City Accommodation | CA | CA06 | Village Units 1 - 13 | GN | Ground Floor | 8.G06 | 99963 | Student Accommodation | 99939 | Unusable Spaces | 2.92 | Bathroom | 7 | Residential Accommodation Space Group | 700 | Residential - Specific type not defined |  | Unknown | 0.00 | NO
City Accommodation_CA06-Village Units 1 - 13_Ground Floor_8.G07 _ Bedroom 2 | CA-CA06-GN-8.G07 | CA06-GN-8.G07-Bedroom 2 | City Accommodation | CA | CA06 | Village Units 1 - 13 | GN | Ground Floor | 8.G07 | 99963 | Student Accommodation | 99939 | Unusable Spaces | 14.08 | Bedroom 2 | 7 | Residential Accommodation Space Group | 700 | Residential - Specific type not defined |  | Unknown | 0.00 | NO
City Accommodation_CA06-Village Units 1 - 13_Ground Floor_8.G07A _ BIR | CA-CA06-GN-8.G07A | CA06-GN-8.G07A-BIR | City Accommodation | CA | CA06 | Village Units 1 - 13 | GN | Ground Floor | 8.G07A | 99963 | Student Accommodation | 99939 | Unusable Spaces | 0.69 | BIR | 7 | Residential Accommodation Space Group | 700 | Residential - Specific type not defined |  | Unknown | 0.00 | NO
City Accommodation_CA06-Village Units 1 - 13_Ground Floor_9.G01 _ Porch | CA-CA06-GN-9.G01 | CA06-GN-9.G01-Porch | City Accommodation | CA | CA06 | Village Units 1 - 13 | GN | Ground Floor | 9.G01 | 99963 | Student Accommodation | 99939 | Unusable Spaces | 1.7 | Porch | 7 | Residential Accommodation Space Group | 700 | Residential - Specific type not defined |  | Unknown | 0.00 | NO
City Accommodation_CA06-Village Units 1 - 13_Ground Floor_9.G02 _ Entry | CA-CA06-GN-9.G02 | CA06-GN-9.G02-Entry | City Accommodation | CA | CA06 | Village Units 1 - 13 | GN | Ground Floor | 9.G02 | 99963 | Student Accommodation | 99939 | Unusable Spaces | 5.48 | Entry | 7 | Residential Accommodation Space Group | 700 | Residential - Specific type not defined |  | Unknown | 0.00 | NO
City Accommodation_CA06-Village Units 1 - 13_Ground Floor_9.G03 _ Bedroom 1 | CA-CA06-GN-9.G03 | CA06-GN-9.G03-Bedroom 1 | City Accommodation | CA | CA06 | Village Units 1 - 13 | GN | Ground Floor | 9.G03 | 99963 | Student Accommodation | 99939 | Unusable Spaces | 9.97 | Bedroom 1 | 7 | Residential Accommodation Space Group | 700 | Residential - Specific type not defined |  | Unknown | 0.00 | NO
City Accommodation_CA06-Village Units 1 - 13_Ground Floor_9.G04 _ Store | CA-CA06-GN-9.G04 | CA06-GN-9.G04-Store | City Accommodation | CA | CA06 | Village Units 1 - 13 | GN | Ground Floor | 9.G04 | 99963 | Student Accommodation | 99939 | Unusable Spaces | 2.28 | Store | 7 | Residential Accommodation Space Group | 700 | Residential - Specific type not defined |  | Unknown | 0.00 | NO
City Accommodation_CA06-Village Units 1 - 13_Ground Floor_9.G05 _ Stair | CA-CA06-GN-9.G05 | CA06-GN-9.G05-Stair | City Accommodation | CA | CA06 | Village Units 1 - 13 | GN | Ground Floor | 9.G05 | 99963 | Student Accommodation | 99939 | Unusable Spaces | 1.95 | Stair | 7 | Residential Accommodation Space Group | 700 | Residential - Specific type not defined |  | Unknown | 0.00 | NO
City Accommodation_CA06-Village Units 1 - 13_Ground Floor_9.G06 _ Bathroom | CA-CA06-GN-9.G06 | CA06-GN-9.G06-Bathroom | City Accommodation | CA | CA06 | Village Units 1 - 13 | GN | Ground Floor | 9.G06 | 99963 | Student Accommodation | 99939 | Unusable Spaces | 2.92 | Bathroom | 7 | Residential Accommodation Space Group | 700 | Residential - Specific type not defined |  | Unknown | 0.00 | NO
City Accommodation_CA06-Village Units 1 - 13_Ground Floor_9.G07 _ Bedroom 2 | CA-CA06-GN-9.G07 | CA06-GN-9.G07-Bedroom 2 | City Accommodation | CA | CA06 | Village Units 1 - 13 | GN | Ground Floor | 9.G07 | 99963 | Student Accommodation | 99939 | Unusable Spaces | 14.08 | Bedroom 2 | 7 | Residential Accommodation Space Group | 700 | Residential - Specific type not defined |  | Unknown | 0.00 | NO
City Accommodation_CA06-Village Units 1 - 13_Ground Floor_9.G07A _ BIR | CA-CA06-GN-9.G07A | CA06-GN-9.G07A-BIR | City Accommodation | CA | CA06 | Village Units 1 - 13 | GN | Ground Floor | 9.G07A | 99963 | Student Accommodation | 99939 | Unusable Spaces | 0.69 | BIR | 7 | Residential Accommodation Space Group | 700 | Residential - Specific type not defined |  | Unknown | 0.00 | NO
City Accommodation_CA07-Village Units 14 - 16_First Floor_14.101 _ Stair | CA-CA07-01-14.101 | CA07-01-14.101-Stair | City Accommodation | CA | CA07 | Village Units 14 - 16 | 01 | First Floor | 14.101 | 99939 | Unusable Spaces | 99939 | Unusable Spaces | 3.57 | Stair | 7 | Residential Accommodation Space Group | 700 | Residential - Specific type not defined |  | Unknown | 0.00 | NO
City Accommodation_CA07-Village Units 14 - 16_First Floor_14.102 _ Corr. | CA-CA07-01-14.102 | CA07-01-14.102-Corr. | City Accommodation | CA | CA07 | Village Units 14 - 16 | 01 | First Floor | 14.102 | 99963 | Student Accommodation | 99939 | Unusable Spaces | 5.18 | Corr. | 7 | Residential Accommodation Space Group | 700 | Residential - Specific type not defined |  | Unknown | 0.00 | NO
City Accommodation_CA07-Village Units 14 - 16_First Floor_14.103 _ Bedroom 3 | CA-CA07-01-14.103 | CA07-01-14.103-Bedroom 3 | City Accommodation | CA | CA07 | Village Units 14 - 16 | 01 | First Floor | 14.103 | 99963 | Student Accommodation | 99939 | Unusable Spaces | 11.63 | Bedroom 3 | 7 | Residential Accommodation Space Group | 700 | Residential - Specific type not defined |  | Unknown | 0.00 | NO
City Accommodation_CA07-Village Units 14 - 16_First Floor_14.104 _ Bathroom | CA-CA07-01-14.104 | CA07-01-14.104-Bathroom | City Accommodation | CA | CA07 | Village Units 14 - 16 | 01 | First Floor | 14.104 | 99963 | Student Accommodation | 99939 | Unusable Spaces | 3.91 | Bathroom | 7 | Residential Accommodation Space Group | 700 | Residential - Specific type not defined |  | Unknown | 0.00 | NO
City Accommodation_CA07-Village Units 14 - 16_First Floor_14.105 _ Stair | CA-CA07-01-14.105 | CA07-01-14.105-Stair | City Accommodation | CA | CA07 | Village Units 14 - 16 | 01 | First Floor | 14.105 | 99963 | Student Accommodation | 99939 | Unusable Spaces | 2.2 | Stair | 7 | Residential Accommodation Space Group | 700 | Residential - Specific type not defined |  | Unknown | 0.00 | NO
City Accommodation_CA07-Village Units 14 - 16_First Floor_14.106 _ Bedroom 4 | CA-CA07-01-14.106 | CA07-01-14.106-Bedroom 4 | City Accommodation | CA | CA07 | Village Units 14 - 16 | 01 | First Floor | 14.106 | 99963 | Student Accommodation | 99939 | Unusable Spaces | 11.97 | Bedroom 4 | 7 | Residential Accommodation Space Group | 700 | Residential - Specific type not defined |  | Unknown | 0.00 | NO
City Accommodation_CA07-Village Units 14 - 16_First Floor_14.106A _ BIR | CA-CA07-01-14.106A | CA07-01-14.106A-BIR | City Accommodation | CA | CA07 | Village Units 14 - 16 | 01 | First Floor | 14.106A | 99963 | Student Accommodation | 99939 | Unusable Spaces | 1.8 | BIR | 7 | Residential Accommodation Space Group | 700 | Residential - Specific type not defined |  | Unknown | 0.00 | NO
City Accommodation_CA07-Village Units 14 - 16_First Floor_15.101 _ Stair | CA-CA07-01-15.101 | CA07-01-15.101-Stair | City Accommodation | CA | CA07 | Village Units 14 - 16 | 01 | First Floor | 15.101 | 99939 | Unusable Spaces | 99939 | Unusable Spaces | 3.57 | Stair | 7 | Residential Accommodation Space Group | 700 | Residential - Specific type not defined |  | Unknown | 0.00 | NO
City Accommodation_CA07-Village Units 14 - 16_First Floor_15.102 _ Corr. | CA-CA07-01-15.102 | CA07-01-15.102-Corr. | City Accommodation | CA | CA07 | Village Units 14 - 16 | 01 | First Floor | 15.102 | 99963 | Student Accommodation | 99939 | Unusable Spaces | 5.18 | Corr. | 7 | Residential Accommodation Space Group | 700 | Residential - Specific type not defined |  | Unknown | 0.00 | NO
City Accommodation_CA07-Village Units 14 - 16_First Floor_15.103 _ Bedroom 3 | CA-CA07-01-15.103 | CA07-01-15.103-Bedroom 3 | City Accommodation | CA | CA07 | Village Units 14 - 16 | 01 | First Floor | 15.103 | 99963 | Student Accommodation | 99939 | Unusable Spaces | 11.63 | Bedroom 3 | 7 | Residential Accommodation Space Group | 700 | Residential - Specific type not defined |  | Unknown | 0.00 | NO
City Accommodation_CA07-Village Units 14 - 16_First Floor_15.104 _ Bathroom | CA-CA07-01-15.104 | CA07-01-15.104-Bathroom | City Accommodation | CA | CA07 | Village Units 14 - 16 | 01 | First Floor | 15.104 | 99963 | Student Accommodation | 99939 | Unusable Spaces | 3.91 | Bathroom | 7 | Residential Accommodation Space Group | 700 | Residential - Specific type not defined |  | Unknown | 0.00 | NO
City Accommodation_CA07-Village Units 14 - 16_First Floor_15.105 _ Stair | CA-CA07-01-15.105 | CA07-01-15.105-Stair | City Accommodation | CA | CA07 | Village Units 14 - 16 | 01 | First Floor | 15.105 | 99963 | Student Accommodation | 99939 | Unusable Spaces | 2.2 | Stair | 7 | Residential Accommodation Space Group | 700 | Residential - Specific type not defined |  | Unknown | 0.00 | NO
City Accommodation_CA07-Village Units 14 - 16_First Floor_15.106 _ Bedroom 4 | CA-CA07-01-15.106 | CA07-01-15.106-Bedroom 4 | City Accommodation | CA | CA07 | Village Units 14 - 16 | 01 | First Floor | 15.106 | 99963 | Student Accommodation | 99939 | Unusable Spaces | 11.97 | Bedroom 4 | 7 | Residential Accommodation Space Group | 700 | Residential - Specific type not defined |  | Unknown | 0.00 | NO
City Accommodation_CA07-Village Units 14 - 16_First Floor_15.106A _ BIR | CA-CA07-01-15.106A | CA07-01-15.106A-BIR | City Accommodation | CA | CA07 | Village Units 14 - 16 | 01 | First Floor | 15.106A | 99963 | Student Accommodation | 99939 | Unusable Spaces | 1.8 | BIR | 7 | Residential Accommodation Space Group | 700 | Residential - Specific type not defined |  | Unknown | 0.00 | NO
City Accommodation_CA07-Village Units 14 - 16_First Floor_16.101 _ Stair | CA-CA07-01-16.101 | CA07-01-16.101-Stair | City Accommodation | CA | CA07 | Village Units 14 - 16 | 01 | First Floor | 16.101 | 99939 | Unusable Spaces | 99939 | Unusable Spaces | 3.57 | Stair | 7 | Residential Accommodation Space Group | 700 | Residential - Specific type not defined |  | Unknown | 0.00 | NO
City Accommodation_CA07-Village Units 14 - 16_First Floor_16.102 _ Corr. | CA-CA07-01-16.102 | CA07-01-16.102-Corr. | City Accommodation | CA | CA07 | Village Units 14 - 16 | 01 | First Floor | 16.102 | 99963 | Student Accommodation | 99939 | Unusable Spaces | 5.18 | Corr. | 7 | Residential Accommodation Space Group | 700 | Residential - Specific type not defined |  | Unknown | 0.00 | NO
City Accommodation_CA07-Village Units 14 - 16_First Floor_16.103 _ Bedroom 3 | CA-CA07-01-16.103 | CA07-01-16.103-Bedroom 3 | City Accommodation | CA | CA07 | Village Units 14 - 16 | 01 | First Floor | 16.103 | 99963 | Student Accommodation | 99939 | Unusable Spaces | 11.63 | Bedroom 3 | 7 | Residential Accommodation Space Group | 700 | Residential - Specific type not defined |  | Unknown | 0.00 | NO
City Accommodation_CA07-Village Units 14 - 16_First Floor_16.104 _ Bathroom | CA-CA07-01-16.104 | CA07-01-16.104-Bathroom | City Accommodation | CA | CA07 | Village Units 14 - 16 | 01 | First Floor | 16.104 | 99963 | Student Accommodation | 99939 | Unusable Spaces | 3.91 | Bathroom | 7 | Residential Accommodation Space Group | 700 | Residential - Specific type not defined |  | Unknown | 0.00 | NO
City Accommodation_CA07-Village Units 14 - 16_First Floor_16.105 _ Stair | CA-CA07-01-16.105 | CA07-01-16.105-Stair | City Accommodation | CA | CA07 | Village Units 14 - 16 | 01 | First Floor | 16.105 | 99963 | Student Accommodation | 99939 | Unusable Spaces | 2.2 | Stair | 7 | Residential Accommodation Space Group | 700 | Residential - Specific type not defined |  | Unknown | 0.00 | NO
City Accommodation_CA07-Village Units 14 - 16_First Floor_16.106 _ Bedroom 4 | CA-CA07-01-16.106 | CA07-01-16.106-Bedroom 4 | City Accommodation | CA | CA07 | Village Units 14 - 16 | 01 | First Floor | 16.106 | 99963 | Student Accommodation | 99939 | Unusable Spaces | 11.97 | Bedroom 4 | 7 | Residential Accommodation Space Group | 700 | Residential - Specific type not defined |  | Unknown | 0.00 | NO
City Accommodation_CA07-Village Units 14 - 16_First Floor_16.106A _ BIR | CA-CA07-01-16.106A | CA07-01-16.106A-BIR | City Accommodation | CA | CA07 | Village Units 14 - 16 | 01 | First Floor | 16.106A | 99963 | Student Accommodation | 99939 | Unusable Spaces | 1.8 | BIR | 7 | Residential Accommodation Space Group | 700 | Residential - Specific type not defined |  | Unknown | 0.00 | NO
City Accommodation_CA07-Village Units 14 - 16_Second Floor_14.201 _ Stair | CA-CA07-02-14.201 | CA07-02-14.201-Stair | City Accommodation | CA | CA07 | Village Units 14 - 16 | 02 | Second Floor | 14.201 | 99963 | Student Accommodation | 99939 | Unusable Spaces | 4.51 | Stair | 7 | Residential Accommodation Space Group | 700 | Residential - Specific type not defined |  | Unknown | 0.00 | NO
City Accommodation_CA07-Village Units 14 - 16_Second Floor_14.202 _ Living | CA-CA07-02-14.202 | CA07-02-14.202-Living | City Accommodation | CA | CA07 | Village Units 14 - 16 | 02 | Second Floor | 14.202 | 99963 | Student Accommodation | 99939 | Unusable Spaces | 13.7 | Living | 7 | Residential Accommodation Space Group | 700 | Residential - Specific type not defined |  | Unknown | 0.00 | NO
City Accommodation_CA07-Village Units 14 - 16_Second Floor_14.203 _ Kitchen / Dining | CA-CA07-02-14.203 | CA07-02-14.203-Kitchen / Dining | City Accommodation | CA | CA07 | Village Units 14 - 16 | 02 | Second Floor | 14.203 | 99963 | Student Accommodation | 99939 | Unusable Spaces | 18.8 | Kitchen / Dining | 7 | Residential Accommodation Space Group | 700 | Residential - Specific type not defined |  | Unknown | 0.00 | NO
City Accommodation_CA07-Village Units 14 - 16_Second Floor_14.204 _ Deck | CA-CA07-02-14.204 | CA07-02-14.204-Deck | City Accommodation | CA | CA07 | Village Units 14 - 16 | 02 | Second Floor | 14.204 | 99963 | Student Accommodation | 99939 | Unusable Spaces | 4.42 | Deck | 7 | Residential Accommodation Space Group | 700 | Residential - Specific type not defined |  | Unknown | 0.00 | NO
City Accommodation_CA07-Village Units 14 - 16_Second Floor_15.201 _ Stair | CA-CA07-02-15.201 | CA07-02-15.201-Stair | City Accommodation | CA | CA07 | Village Units 14 - 16 | 02 | Second Floor | 15.201 | 99963 | Student Accommodation | 99939 | Unusable Spaces | 4.51 | Stair | 7 | Residential Accommodation Space Group | 700 | Residential - Specific type not defined |  | Unknown | 0.00 | NO
City Accommodation_CA07-Village Units 14 - 16_Second Floor_15.202 _ Living | CA-CA07-02-15.202 | CA07-02-15.202-Living | City Accommodation | CA | CA07 | Village Units 14 - 16 | 02 | Second Floor | 15.202 | 99963 | Student Accommodation | 99939 | Unusable Spaces | 13.7 | Living | 7 | Residential Accommodation Space Group | 700 | Residential - Specific type not defined |  | Unknown | 0.00 | NO
City Accommodation_CA07-Village Units 14 - 16_Second Floor_15.203 _ Kitchen / Dining | CA-CA07-02-15.203 | CA07-02-15.203-Kitchen / Dining | City Accommodation | CA | CA07 | Village Units 14 - 16 | 02 | Second Floor | 15.203 | 99963 | Student Accommodation | 99939 | Unusable Spaces | 18.8 | Kitchen / Dining | 7 | Residential Accommodation Space Group | 700 | Residential - Specific type not defined |  | Unknown | 0.00 | NO
City Accommodation_CA07-Village Units 14 - 16_Second Floor_15.204 _ Deck | CA-CA07-02-15.204 | CA07-02-15.204-Deck | City Accommodation | CA | CA07 | Village Units 14 - 16 | 02 | Second Floor | 15.204 | 99963 | Student Accommodation | 99939 | Unusable Spaces | 4.42 | Deck | 7 | Residential Accommodation Space Group | 700 | Residential - Specific type not defined |  | Unknown | 0.00 | NO
City Accommodation_CA07-Village Units 14 - 16_Second Floor_16.201 _ Stair | CA-CA07-02-16.201 | CA07-02-16.201-Stair | City Accommodation | CA | CA07 | Village Units 14 - 16 | 02 | Second Floor | 16.201 | 99963 | Student Accommodation | 99939 | Unusable Spaces | 4.51 | Stair | 7 | Residential Accommodation Space Group | 700 | Residential - Specific type not defined |  | Unknown | 0.00 | NO
City Accommodation_CA07-Village Units 14 - 16_Second Floor_16.202 _ Living | CA-CA07-02-16.202 | CA07-02-16.202-Living | City Accommodation | CA | CA07 | Village Units 14 - 16 | 02 | Second Floor | 16.202 | 99963 | Student Accommodation | 99939 | Unusable Spaces | 13.13 | Living | 7 | Residential Accommodation Space Group | 700 | Residential - Specific type not defined |  | Unknown | 0.00 | NO
City Accommodation_CA07-Village Units 14 - 16_Second Floor_16.203 _ Kitchen / Dining | CA-CA07-02-16.203 | CA07-02-16.203-Kitchen / Dining | City Accommodation | CA | CA07 | Village Units 14 - 16 | 02 | Second Floor | 16.203 | 99963 | Student Accommodation | 99939 | Unusable Spaces | 19.25 | Kitchen / Dining | 7 | Residential Accommodation Space Group | 700 | Residential - Specific type not defined |  | Unknown | 0.00 | NO
City Accommodation_CA07-Village Units 14 - 16_Second Floor_16.204 _ Deck | CA-CA07-02-16.204 | CA07-02-16.204-Deck | City Accommodation | CA | CA07 | Village Units 14 - 16 | 02 | Second Floor | 16.204 | 99963 | Student Accommodation | 99939 | Unusable Spaces | 4.53 | Deck | 7 | Residential Accommodation Space Group | 700 | Residential - Specific type not defined |  | Unknown | 0.00 | NO
City Accommodation_CA07-Village Units 14 - 16_Third Floor_14.301 _ Stair | CA-CA07-03-14.301 | CA07-03-14.301-Stair | City Accommodation | CA | CA07 | Village Units 14 - 16 | 03 | Third Floor | 14.301 | 99963 | Student Accommodation | 99939 | Unusable Spaces | 4.34 | Stair | 7 | Residential Accommodation Space Group | 700 | Residential - Specific type not defined |  | Unknown | 0.00 | NO
City Accommodation_CA07-Village Units 14 - 16_Third Floor_14.302 _ Corr. | CA-CA07-03-14.302 | CA07-03-14.302-Corr. | City Accommodation | CA | CA07 | Village Units 14 - 16 | 03 | Third Floor | 14.302 | 99963 | Student Accommodation | 99939 | Unusable Spaces | 2.23 | Corr. | 7 | Residential Accommodation Space Group | 700 | Residential - Specific type not defined |  | Unknown | 0.00 | NO
City Accommodation_CA07-Village Units 14 - 16_Third Floor_14.302A _ Linen | CA-CA07-03-14.302A | CA07-03-14.302A-Linen | City Accommodation | CA | CA07 | Village Units 14 - 16 | 03 | Third Floor | 14.302A | 99963 | Student Accommodation | 99939 | Unusable Spaces | 0.67 | Linen | 7 | Residential Accommodation Space Group | 700 | Residential - Specific type not defined |  | Unknown | 0.00 | NO
City Accommodation_CA07-Village Units 14 - 16_Third Floor_14.303 _ Roof Deck | CA-CA07-03-14.303 | CA07-03-14.303-Roof Deck | City Accommodation | CA | CA07 | Village Units 14 - 16 | 03 | Third Floor | 14.303 | 99963 | Student Accommodation | 99939 | Unusable Spaces | 9.79 | Roof Deck | 7 | Residential Accommodation Space Group | 700 | Residential - Specific type not defined |  | Unknown | 0.00 | NO
City Accommodation_CA07-Village Units 14 - 16_Third Floor_14.304 _ Bedroom 5 | CA-CA07-03-14.304 | CA07-03-14.304-Bedroom 5 | City Accommodation | CA | CA07 | Village Units 14 - 16 | 03 | Third Floor | 14.304 | 99963 | Student Accommodation | 99939 | Unusable Spaces | 13.62 | Bedroom 5 | 7 | Residential Accommodation Space Group | 700 | Residential - Specific type not defined |  | Unknown | 0.00 | NO
City Accommodation_CA07-Village Units 14 - 16_Third Floor_14.304A _ BIR | CA-CA07-03-14.304A | CA07-03-14.304A-BIR | City Accommodation | CA | CA07 | Village Units 14 - 16 | 03 | Third Floor | 14.304A | 99963 | Student Accommodation | 99939 | Unusable Spaces | 0.84 | BIR | 7 | Residential Accommodation Space Group | 700 | Residential - Specific type not defined |  | Unknown | 0.00 | NO
City Accommodation_CA07-Village Units 14 - 16_Third Floor_14.305 _ Ensuite | CA-CA07-03-14.305 | CA07-03-14.305-Ensuite | City Accommodation | CA | CA07 | Village Units 14 - 16 | 03 | Third Floor | 14.305 | 99963 | Student Accommodation | 99939 | Unusable Spaces | 3.96 | Ensuite | 7 | Residential Accommodation Space Group | 700 | Residential - Specific type not defined |  | Unknown | 0.00 | NO
City Accommodation_CA07-Village Units 14 - 16_Third Floor_15.301 _ Stair | CA-CA07-03-15.301 | CA07-03-15.301-Stair | City Accommodation | CA | CA07 | Village Units 14 - 16 | 03 | Third Floor | 15.301 | 99963 | Student Accommodation | 99939 | Unusable Spaces | 4.34 | Stair | 7 | Residential Accommodation Space Group | 700 | Residential - Specific type not defined |  | Unknown | 0.00 | NO
City Accommodation_CA07-Village Units 14 - 16_Third Floor_15.302 _ Corr. | CA-CA07-03-15.302 | CA07-03-15.302-Corr. | City Accommodation | CA | CA07 | Village Units 14 - 16 | 03 | Third Floor | 15.302 | 99963 | Student Accommodation | 99939 | Unusable Spaces | 2.23 | Corr. | 7 | Residential Accommodation Space Group | 700 | Residential - Specific type not defined |  | Unknown | 0.00 | NO
City Accommodation_CA07-Village Units 14 - 16_Third Floor_15.302A _ Linen | CA-CA07-03-15.302A | CA07-03-15.302A-Linen | City Accommodation | CA | CA07 | Village Units 14 - 16 | 03 | Third Floor | 15.302A | 99963 | Student Accommodation | 99939 | Unusable Spaces | 0.67 | Linen | 7 | Residential Accommodation Space Group | 700 | Residential - Specific type not defined |  | Unknown | 0.00 | NO
City Accommodation_CA07-Village Units 14 - 16_Third Floor_15.303 _ Roof Deck | CA-CA07-03-15.303 | CA07-03-15.303-Roof Deck | City Accommodation | CA | CA07 | Village Units 14 - 16 | 03 | Third Floor | 15.303 | 99963 | Student Accommodation | 99939 | Unusable Spaces | 9.79 | Roof Deck | 7 | Residential Accommodation Space Group | 700 | Residential - Specific type not defined |  | Unknown | 0.00 | NO
City Accommodation_CA07-Village Units 14 - 16_Third Floor_15.304 _ Bedroom 5 | CA-CA07-03-15.304 | CA07-03-15.304-Bedroom 5 | City Accommodation | CA | CA07 | Village Units 14 - 16 | 03 | Third Floor | 15.304 | 99963 | Student Accommodation | 99939 | Unusable Spaces | 13.62 | Bedroom 5 | 7 | Residential Accommodation Space Group | 700 | Residential - Specific type not defined |  | Unknown | 0.00 | NO
City Accommodation_CA07-Village Units 14 - 16_Third Floor_15.304A _ BIR | CA-CA07-03-15.304A | CA07-03-15.304A-BIR | City Accommodation | CA | CA07 | Village Units 14 - 16 | 03 | Third Floor | 15.304A | 99963 | Student Accommodation | 99939 | Unusable Spaces | 0.84 | BIR | 7 | Residential Accommodation Space Group | 700 | Residential - Specific type not defined |  | Unknown | 0.00 | NO
City Accommodation_CA07-Village Units 14 - 16_Third Floor_15.305 _ Ensuite | CA-CA07-03-15.305 | CA07-03-15.305-Ensuite | City Accommodation | CA | CA07 | Village Units 14 - 16 | 03 | Third Floor | 15.305 | 99963 | Student Accommodation | 99939 | Unusable Spaces | 3.96 | Ensuite | 7 | Residential Accommodation Space Group | 700 | Residential - Specific type not defined |  | Unknown | 0.00 | NO
City Accommodation_CA07-Village Units 14 - 16_Third Floor_16.301 _ Stair | CA-CA07-03-16.301 | CA07-03-16.301-Stair | City Accommodation | CA | CA07 | Village Units 14 - 16 | 03 | Third Floor | 16.301 | 99963 | Student Accommodation | 99939 | Unusable Spaces | 4.34 | Stair | 7 | Residential Accommodation Space Group | 700 | Residential - Specific type not defined |  | Unknown | 0.00 | NO
City Accommodation_CA07-Village Units 14 - 16_Third Floor_16.302 _ Corr. | CA-CA07-03-16.302 | CA07-03-16.302-Corr. | City Accommodation | CA | CA07 | Village Units 14 - 16 | 03 | Third Floor | 16.302 | 99963 | Student Accommodation | 99939 | Unusable Spaces | 2.23 | Corr. | 7 | Residential Accommodation Space Group | 700 | Residential - Specific type not defined |  | Unknown | 0.00 | NO
City Accommodation_CA07-Village Units 14 - 16_Third Floor_16.302A _ Linen | CA-CA07-03-16.302A | CA07-03-16.302A-Linen | City Accommodation | CA | CA07 | Village Units 14 - 16 | 03 | Third Floor | 16.302A | 99963 | Student Accommodation | 99939 | Unusable Spaces | 0.67 | Linen | 7 | Residential Accommodation Space Group | 700 | Residential - Specific type not defined |  | Unknown | 0.00 | NO
City Accommodation_CA07-Village Units 14 - 16_Third Floor_16.303 _ Roof Deck | CA-CA07-03-16.303 | CA07-03-16.303-Roof Deck | City Accommodation | CA | CA07 | Village Units 14 - 16 | 03 | Third Floor | 16.303 | 99963 | Student Accommodation | 99939 | Unusable Spaces | 9.79 | Roof Deck | 7 | Residential Accommodation Space Group | 700 | Residential - Specific type not defined |  | Unknown | 0.00 | NO
City Accommodation_CA07-Village Units 14 - 16_Third Floor_16.304 _ Bedroom 5 | CA-CA07-03-16.304 | CA07-03-16.304-Bedroom 5 | City Accommodation | CA | CA07 | Village Units 14 - 16 | 03 | Third Floor | 16.304 | 99963 | Student Accommodation | 99939 | Unusable Spaces | 13.62 | Bedroom 5 | 7 | Residential Accommodation Space Group | 700 | Residential - Specific type not defined |  | Unknown | 0.00 | NO
City Accommodation_CA07-Village Units 14 - 16_Third Floor_16.304A _ BIR | CA-CA07-03-16.304A | CA07-03-16.304A-BIR | City Accommodation | CA | CA07 | Village Units 14 - 16 | 03 | Third Floor | 16.304A | 99963 | Student Accommodation | 99939 | Unusable Spaces | 0.84 | BIR | 7 | Residential Accommodation Space Group | 700 | Residential - Specific type not defined |  | Unknown | 0.00 | NO
City Accommodation_CA07-Village Units 14 - 16_Third Floor_16.305 _ Ensuite | CA-CA07-03-16.305 | CA07-03-16.305-Ensuite | City Accommodation | CA | CA07 | Village Units 14 - 16 | 03 | Third Floor | 16.305 | 99963 | Student Accommodation | 99939 | Unusable Spaces | 3.96 | Ensuite | 7 | Residential Accommodation Space Group | 700 | Residential - Specific type not defined |  | Unknown | 0.00 | NO
City Accommodation_CA07-Village Units 14 - 16_Ground Floor_14.G01 _ Porch | CA-CA07-GN-14.G01 | CA07-GN-14.G01-Porch | City Accommodation | CA | CA07 | Village Units 14 - 16 | GN | Ground Floor | 14.G01 | 99963 | Student Accommodation | 99939 | Unusable Spaces | 2.63 | Porch | 7 | Residential Accommodation Space Group | 700 | Residential - Specific type not defined |  | Unknown | 0.00 | NO
City Accommodation_CA07-Village Units 14 - 16_Ground Floor_14.G02 _ Entry | CA-CA07-GN-14.G02 | CA07-GN-14.G02-Entry | City Accommodation | CA | CA07 | Village Units 14 - 16 | GN | Ground Floor | 14.G02 | 99963 | Student Accommodation | 99939 | Unusable Spaces | 2.68 | Entry | 7 | Residential Accommodation Space Group | 700 | Residential - Specific type not defined |  | Unknown | 0.00 | NO
City Accommodation_CA07-Village Units 14 - 16_Ground Floor_14.G03 _ Bedroom 1 | CA-CA07-GN-14.G03 | CA07-GN-14.G03-Bedroom 1 | City Accommodation | CA | CA07 | Village Units 14 - 16 | GN | Ground Floor | 14.G03 | 99963 | Student Accommodation | 99939 | Unusable Spaces | 8.75 | Bedroom 1 | 7 | Residential Accommodation Space Group | 700 | Residential - Specific type not defined |  | Unknown | 0.00 | NO
City Accommodation_CA07-Village Units 14 - 16_Ground Floor_14.G03A _ BIR | CA-CA07-GN-14.G03A | CA07-GN-14.G03A-BIR | City Accommodation | CA | CA07 | Village Units 14 - 16 | GN | Ground Floor | 14.G03A | 99963 | Student Accommodation | 99939 | Unusable Spaces | 0.54 | BIR | 7 | Residential Accommodation Space Group | 700 | Residential - Specific type not defined |  | Unknown | 0.00 | NO
City Accommodation_CA07-Village Units 14 - 16_Ground Floor_14.G03B _ HWS | CA-CA07-GN-14.G03B | CA07-GN-14.G03B-HWS | City Accommodation | CA | CA07 | Village Units 14 - 16 | GN | Ground Floor | 14.G03B | 99963 | Student Accommodation | 99939 | Unusable Spaces | 1.4 | HWS | 7 | Residential Accommodation Space Group | 700 | Residential - Specific type not defined |  | Unknown | 0.00 | NO
City Accommodation_CA07-Village Units 14 - 16_Ground Floor_14.G04 _ Bathroom | CA-CA07-GN-14.G04 | CA07-GN-14.G04-Bathroom | City Accommodation | CA | CA07 | Village Units 14 - 16 | GN | Ground Floor | 14.G04 | 99963 | Student Accommodation | 99939 | Unusable Spaces | 4.41 | Bathroom | 7 | Residential Accommodation Space Group | 700 | Residential - Specific type not defined |  | Unknown | 0.00 | NO
City Accommodation_CA07-Village Units 14 - 16_Ground Floor_14.G05 _ Bathroom | CA-CA07-GN-14.G05 | CA07-GN-14.G05-Bathroom | City Accommodation | CA | CA07 | Village Units 14 - 16 | GN | Ground Floor | 14.G05 | 99963 | Student Accommodation | 99939 | Unusable Spaces | 4.41 | Bathroom | 7 | Residential Accommodation Space Group | 700 | Residential - Specific type not defined |  | Unknown | 0.00 | NO
City Accommodation_CA07-Village Units 14 - 16_Ground Floor_14.G06 _ Bedroom 2 | CA-CA07-GN-14.G06 | CA07-GN-14.G06-Bedroom 2 | City Accommodation | CA | CA07 | Village Units 14 - 16 | GN | Ground Floor | 14.G06 | 99963 | Student Accommodation | 99939 | Unusable Spaces | 13.3 | Bedroom 2 | 7 | Residential Accommodation Space Group | 700 | Residential - Specific type not defined |  | Unknown | 0.00 | NO
City Accommodation_CA07-Village Units 14 - 16_Ground Floor_14.G06A _ BIR | CA-CA07-GN-14.G06A | CA07-GN-14.G06A-BIR | City Accommodation | CA | CA07 | Village Units 14 - 16 | GN | Ground Floor | 14.G06A | 99963 | Student Accommodation | 99939 | Unusable Spaces | 0.54 | BIR | 7 | Residential Accommodation Space Group | 700 | Residential - Specific type not defined |  | Unknown | 0.00 | NO
City Accommodation_CA07-Village Units 14 - 16_Ground Floor_14.G07 _ Porch | CA-CA07-GN-14.G07 | CA07-GN-14.G07-Porch | City Accommodation | CA | CA07 | Village Units 14 - 16 | GN | Ground Floor | 14.G07 | 99963 | Student Accommodation | 99939 | Unusable Spaces | 1.93 | Porch | 7 | Residential Accommodation Space Group | 700 | Residential - Specific type not defined |  | Unknown | 0.00 | NO
City Accommodation_CA07-Village Units 14 - 16_Ground Floor_15.G01 _ Porch | CA-CA07-GN-15.G01 | CA07-GN-15.G01-Porch | City Accommodation | CA | CA07 | Village Units 14 - 16 | GN | Ground Floor | 15.G01 | 99963 | Student Accommodation | 99939 | Unusable Spaces | 2.63 | Porch | 7 | Residential Accommodation Space Group | 700 | Residential - Specific type not defined |  | Unknown | 0.00 | NO
City Accommodation_CA07-Village Units 14 - 16_Ground Floor_15.G02 _ Entry | CA-CA07-GN-15.G02 | CA07-GN-15.G02-Entry | City Accommodation | CA | CA07 | Village Units 14 - 16 | GN | Ground Floor | 15.G02 | 99963 | Student Accommodation | 99939 | Unusable Spaces | 2.68 | Entry | 7 | Residential Accommodation Space Group | 700 | Residential - Specific type not defined |  | Unknown | 0.00 | NO
City Accommodation_CA07-Village Units 14 - 16_Ground Floor_15.G03 _ Bedroom 1 | CA-CA07-GN-15.G03 | CA07-GN-15.G03-Bedroom 1 | City Accommodation | CA | CA07 | Village Units 14 - 16 | GN | Ground Floor | 15.G03 | 99963 | Student Accommodation | 99939 | Unusable Spaces | 8.75 | Bedroom 1 | 7 | Residential Accommodation Space Group | 700 | Residential - Specific type not defined |  | Unknown | 0.00 | NO
City Accommodation_CA07-Village Units 14 - 16_Ground Floor_15.G03A _ BIR | CA-CA07-GN-15.G03A | CA07-GN-15.G03A-BIR | City Accommodation | CA | CA07 | Village Units 14 - 16 | GN | Ground Floor | 15.G03A | 99963 | Student Accommodation | 99939 | Unusable Spaces | 0.54 | BIR | 7 | Residential Accommodation Space Group | 700 | Residential - Specific type not defined |  | Unknown | 0.00 | NO
City Accommodation_CA07-Village Units 14 - 16_Ground Floor_15.G03B _ HWS | CA-CA07-GN-15.G03B | CA07-GN-15.G03B-HWS | City Accommodation | CA | CA07 | Village Units 14 - 16 | GN | Ground Floor | 15.G03B | 99963 | Student Accommodation | 99939 | Unusable Spaces | 1.4 | HWS | 7 | Residential Accommodation Space Group | 700 | Residential - Specific type not defined |  | Unknown | 0.00 | NO
City Accommodation_CA07-Village Units 14 - 16_Ground Floor_15.G04 _ Bathroom | CA-CA07-GN-15.G04 | CA07-GN-15.G04-Bathroom | City Accommodation | CA | CA07 | Village Units 14 - 16 | GN | Ground Floor | 15.G04 | 99963 | Student Accommodation | 99939 | Unusable Spaces | 4.41 | Bathroom | 7 | Residential Accommodation Space Group | 700 | Residential - Specific type not defined |  | Unknown | 0.00 | NO
City Accommodation_CA07-Village Units 14 - 16_Ground Floor_15.G05 _ Bathroom | CA-CA07-GN-15.G05 | CA07-GN-15.G05-Bathroom | City Accommodation | CA | CA07 | Village Units 14 - 16 | GN | Ground Floor | 15.G05 | 99963 | Student Accommodation | 99939 | Unusable Spaces | 4.41 | Bathroom | 7 | Residential Accommodation Space Group | 700 | Residential - Specific type not defined |  | Unknown | 0.00 | NO
City Accommodation_CA07-Village Units 14 - 16_Ground Floor_15.G06 _ Bedroom 2 | CA-CA07-GN-15.G06 | CA07-GN-15.G06-Bedroom 2 | City Accommodation | CA | CA07 | Village Units 14 - 16 | GN | Ground Floor | 15.G06 | 99963 | Student Accommodation | 99939 | Unusable Spaces | 13.3 | Bedroom 2 | 7 | Residential Accommodation Space Group | 700 | Residential - Specific type not defined |  | Unknown | 0.00 | NO
City Accommodation_CA07-Village Units 14 - 16_Ground Floor_15.G06A _ BIR | CA-CA07-GN-15.G06A | CA07-GN-15.G06A-BIR | City Accommodation | CA | CA07 | Village Units 14 - 16 | GN | Ground Floor | 15.G06A | 99963 | Student Accommodation | 99939 | Unusable Spaces | 0.54 | BIR | 7 | Residential Accommodation Space Group | 700 | Residential - Specific type not defined |  | Unknown | 0.00 | NO
City Accommodation_CA07-Village Units 14 - 16_Ground Floor_15.G07 _ Stair | CA-CA07-GN-15.G07 | CA07-GN-15.G07-Stair | City Accommodation | CA | CA07 | Village Units 14 - 16 | GN | Ground Floor | 15.G07 | 99963 | Student Accommodation | 99939 | Unusable Spaces | 1.93 | Stair | 7 | Residential Accommodation Space Group | 700 | Residential - Specific type not defined |  | Unknown | 0.00 | NO
City Accommodation_CA07-Village Units 14 - 16_Ground Floor_16.G01 _ Porch | CA-CA07-GN-16.G01 | CA07-GN-16.G01-Porch | City Accommodation | CA | CA07 | Village Units 14 - 16 | GN | Ground Floor | 16.G01 | 99963 | Student Accommodation | 99939 | Unusable Spaces | 2.63 | Porch | 7 | Residential Accommodation Space Group | 700 | Residential - Specific type not defined |  | Unknown | 0.00 | NO
City Accommodation_CA07-Village Units 14 - 16_Ground Floor_16.G02 _ Entry | CA-CA07-GN-16.G02 | CA07-GN-16.G02-Entry | City Accommodation | CA | CA07 | Village Units 14 - 16 | GN | Ground Floor | 16.G02 | 99963 | Student Accommodation | 99939 | Unusable Spaces | 2.68 | Entry | 7 | Residential Accommodation Space Group | 700 | Residential - Specific type not defined |  | Unknown | 0.00 | NO
City Accommodation_CA07-Village Units 14 - 16_Ground Floor_16.G03 _ Bedroom 1 | CA-CA07-GN-16.G03 | CA07-GN-16.G03-Bedroom 1 | City Accommodation | CA | CA07 | Village Units 14 - 16 | GN | Ground Floor | 16.G03 | 99963 | Student Accommodation | 99939 | Unusable Spaces | 8.75 | Bedroom 1 | 7 | Residential Accommodation Space Group | 700 | Residential - Specific type not defined |  | Unknown | 0.00 | NO
City Accommodation_CA07-Village Units 14 - 16_Ground Floor_16.G03A _ BIR | CA-CA07-GN-16.G03A | CA07-GN-16.G03A-BIR | City Accommodation | CA | CA07 | Village Units 14 - 16 | GN | Ground Floor | 16.G03A | 99963 | Student Accommodation | 99939 | Unusable Spaces | 0.54 | BIR | 7 | Residential Accommodation Space Group | 700 | Residential - Specific type not defined |  | Unknown | 0.00 | NO
City Accommodation_CA07-Village Units 14 - 16_Ground Floor_16.G03B _ HWS | CA-CA07-GN-16.G03B | CA07-GN-16.G03B-HWS | City Accommodation | CA | CA07 | Village Units 14 - 16 | GN | Ground Floor | 16.G03B | 99963 | Student Accommodation | 99939 | Unusable Spaces | 1.4 | HWS | 7 | Residential Accommodation Space Group | 700 | Residential - Specific type not defined |  | Unknown | 0.00 | NO
City Accommodation_CA07-Village Units 14 - 16_Ground Floor_16.G04 _ Bathroom | CA-CA07-GN-16.G04 | CA07-GN-16.G04-Bathroom | City Accommodation | CA | CA07 | Village Units 14 - 16 | GN | Ground Floor | 16.G04 | 99963 | Student Accommodation | 99939 | Unusable Spaces | 4.41 | Bathroom | 7 | Residential Accommodation Space Group | 700 | Residential - Specific type not defined |  | Unknown | 0.00 | NO
City Accommodation_CA07-Village Units 14 - 16_Ground Floor_16.G05 _ Bathroom | CA-CA07-GN-16.G05 | CA07-GN-16.G05-Bathroom | City Accommodation | CA | CA07 | Village Units 14 - 16 | GN | Ground Floor | 16.G05 | 99963 | Student Accommodation | 99939 | Unusable Spaces | 4.41 | Bathroom | 7 | Residential Accommodation Space Group | 700 | Residential - Specific type not defined |  | Unknown | 0.00 | NO
City Accommodation_CA07-Village Units 14 - 16_Ground Floor_16.G06 _ Bedroom 2 | CA-CA07-GN-16.G06 | CA07-GN-16.G06-Bedroom 2 | City Accommodation | CA | CA07 | Village Units 14 - 16 | GN | Ground Floor | 16.G06 | 99963 | Student Accommodation | 99939 | Unusable Spaces | 13.3 | Bedroom 2 | 7 | Residential Accommodation Space Group | 700 | Residential - Specific type not defined |  | Unknown | 0.00 | NO
City Accommodation_CA07-Village Units 14 - 16_Ground Floor_16.G06A _ BIR | CA-CA07-GN-16.G06A | CA07-GN-16.G06A-BIR | City Accommodation | CA | CA07 | Village Units 14 - 16 | GN | Ground Floor | 16.G06A | 99963 | Student Accommodation | 99939 | Unusable Spaces | 0.54 | BIR | 7 | Residential Accommodation Space Group | 700 | Residential - Specific type not defined |  | Unknown | 0.00 | NO
City Accommodation_CA07-Village Units 14 - 16_Ground Floor_16.G07 _ Stair | CA-CA07-GN-16.G07 | CA07-GN-16.G07-Stair | City Accommodation | CA | CA07 | Village Units 14 - 16 | GN | Ground Floor | 16.G07 | 99963 | Student Accommodation | 99939 | Unusable Spaces | 1.93 | Stair | 7 | Residential Accommodation Space Group | 700 | Residential - Specific type not defined |  | Unknown | 0.00 | NO
City Accommodation_CA08-Village Units 23 - 28_First Floor_23.101 _ Stair | CA-CA08-01-23.101 | CA08-01-23.101-Stair | City Accommodation | CA | CA08 | Village Units 23 - 28 | 01 | First Floor | 23.101 | 99963 | Student Accommodation | 99939 | Unusable Spaces | 3.1 | Stair | 7 | Residential Accommodation Space Group | 700 | Residential - Specific type not defined |  | Unknown | 0.00 | NO
City Accommodation_CA08-Village Units 23 - 28_First Floor_23.102 _ Corr. | CA-CA08-01-23.102 | CA08-01-23.102-Corr. | City Accommodation | CA | CA08 | Village Units 23 - 28 | 01 | First Floor | 23.102 | 99963 | Student Accommodation | 99939 | Unusable Spaces | 4.96 | Corr. | 7 | Residential Accommodation Space Group | 700 | Residential - Specific type not defined |  | Unknown | 0.00 | NO
City Accommodation_CA08-Village Units 23 - 28_First Floor_23.103 _ Bedroom 3 | CA-CA08-01-23.103 | CA08-01-23.103-Bedroom 3 | City Accommodation | CA | CA08 | Village Units 23 - 28 | 01 | First Floor | 23.103 | 99963 | Student Accommodation | 99939 | Unusable Spaces | 11.89 | Bedroom 3 | 7 | Residential Accommodation Space Group | 700 | Residential - Specific type not defined |  | Unknown | 0.00 | NO
City Accommodation_CA08-Village Units 23 - 28_First Floor_23.103A _ BIR | CA-CA08-01-23.103A | CA08-01-23.103A-BIR | City Accommodation | CA | CA08 | Village Units 23 - 28 | 01 | First Floor | 23.103A | 99963 | Student Accommodation | 99939 | Unusable Spaces | 0.98 | BIR | 7 | Residential Accommodation Space Group | 700 | Residential - Specific type not defined |  | Unknown | 0.00 | NO
City Accommodation_CA08-Village Units 23 - 28_First Floor_23.104 _ Bathroom | CA-CA08-01-23.104 | CA08-01-23.104-Bathroom | City Accommodation | CA | CA08 | Village Units 23 - 28 | 01 | First Floor | 23.104 | 99963 | Student Accommodation | 99939 | Unusable Spaces | 3.54 | Bathroom | 7 | Residential Accommodation Space Group | 700 | Residential - Specific type not defined |  | Unknown | 0.00 | NO
City Accommodation_CA08-Village Units 23 - 28_First Floor_23.105 _ Stair | CA-CA08-01-23.105 | CA08-01-23.105-Stair | City Accommodation | CA | CA08 | Village Units 23 - 28 | 01 | First Floor | 23.105 | 99963 | Student Accommodation | 99939 | Unusable Spaces | 1.88 | Stair | 7 | Residential Accommodation Space Group | 700 | Residential - Specific type not defined |  | Unknown | 0.00 | NO
City Accommodation_CA08-Village Units 23 - 28_First Floor_23.106 _ Bedroom 4 | CA-CA08-01-23.106 | CA08-01-23.106-Bedroom 4 | City Accommodation | CA | CA08 | Village Units 23 - 28 | 01 | First Floor | 23.106 | 99963 | Student Accommodation | 99939 | Unusable Spaces | 12.29 | Bedroom 4 | 7 | Residential Accommodation Space Group | 700 | Residential - Specific type not defined |  | Unknown | 0.00 | NO
City Accommodation_CA08-Village Units 23 - 28_First Floor_23.106A _ BIR | CA-CA08-01-23.106A | CA08-01-23.106A-BIR | City Accommodation | CA | CA08 | Village Units 23 - 28 | 01 | First Floor | 23.106A | 99963 | Student Accommodation | 99939 | Unusable Spaces | 1.93 | BIR | 7 | Residential Accommodation Space Group | 700 | Residential - Specific type not defined |  | Unknown | 0.00 | NO
City Accommodation_CA08-Village Units 23 - 28_First Floor_24.101 _ Stair | CA-CA08-01-24.101 | CA08-01-24.101-Stair | City Accommodation | CA | CA08 | Village Units 23 - 28 | 01 | First Floor | 24.101 | 99963 | Student Accommodation | 99939 | Unusable Spaces | 3.1 | Stair | 7 | Residential Accommodation Space Group | 700 | Residential - Specific type not defined |  | Unknown | 0.00 | NO
City Accommodation_CA08-Village Units 23 - 28_First Floor_24.102 _ Corr. | CA-CA08-01-24.102 | CA08-01-24.102-Corr. | City Accommodation | CA | CA08 | Village Units 23 - 28 | 01 | First Floor | 24.102 | 99963 | Student Accommodation | 99939 | Unusable Spaces | 4.96 | Corr. | 7 | Residential Accommodation Space Group | 700 | Residential - Specific type not defined |  | Unknown | 0.00 | NO
City Accommodation_CA08-Village Units 23 - 28_First Floor_24.103 _ Bedroom 4 | CA-CA08-01-24.103 | CA08-01-24.103-Bedroom 4 | City Accommodation | CA | CA08 | Village Units 23 - 28 | 01 | First Floor | 24.103 | 99963 | Student Accommodation | 99939 | Unusable Spaces | 12.19 | Bedroom 4 | 7 | Residential Accommodation Space Group | 700 | Residential - Specific type not defined |  | Unknown | 0.00 | NO
City Accommodation_CA08-Village Units 23 - 28_First Floor_24.103A _ BIR | CA-CA08-01-24.103A | CA08-01-24.103A-BIR | City Accommodation | CA | CA08 | Village Units 23 - 28 | 01 | First Floor | 24.103A | 99963 | Student Accommodation | 99939 | Unusable Spaces | 1.93 | BIR | 7 | Residential Accommodation Space Group | 700 | Residential - Specific type not defined |  | Unknown | 0.00 | NO
City Accommodation_CA08-Village Units 23 - 28_First Floor_24.104 _ Stair | CA-CA08-01-24.104 | CA08-01-24.104-Stair | City Accommodation | CA | CA08 | Village Units 23 - 28 | 01 | First Floor | 24.104 | 99963 | Student Accommodation | 99939 | Unusable Spaces | 1.88 | Stair | 7 | Residential Accommodation Space Group | 700 | Residential - Specific type not defined |  | Unknown | 0.00 | NO
City Accommodation_CA08-Village Units 23 - 28_First Floor_24.105 _ Bathroom | CA-CA08-01-24.105 | CA08-01-24.105-Bathroom | City Accommodation | CA | CA08 | Village Units 23 - 28 | 01 | First Floor | 24.105 | 99963 | Student Accommodation | 99939 | Unusable Spaces | 3.54 | Bathroom | 7 | Residential Accommodation Space Group | 700 | Residential - Specific type not defined |  | Unknown | 0.00 | NO
City Accommodation_CA08-Village Units 23 - 28_First Floor_24.106 _ Bedroom 3 | CA-CA08-01-24.106 | CA08-01-24.106-Bedroom 3 | City Accommodation | CA | CA08 | Village Units 23 - 28 | 01 | First Floor | 24.106 | 99963 | Student Accommodation | 99939 | Unusable Spaces | 11.89 | Bedroom 3 | 7 | Residential Accommodation Space Group | 700 | Residential - Specific type not defined |  | Unknown | 0.00 | NO
City Accommodation_CA08-Village Units 23 - 28_First Floor_24.106A _ BIR | CA-CA08-01-24.106A | CA08-01-24.106A-BIR | City Accommodation | CA | CA08 | Village Units 23 - 28 | 01 | First Floor | 24.106A | 99963 | Student Accommodation | 99939 | Unusable Spaces | 0.97 | BIR | 7 | Residential Accommodation Space Group | 700 | Residential - Specific type not defined |  | Unknown | 0.00 | NO
City Accommodation_CA08-Village Units 23 - 28_First Floor_25.101 _ Stair | CA-CA08-01-25.101 | CA08-01-25.101-Stair | City Accommodation | CA | CA08 | Village Units 23 - 28 | 01 | First Floor | 25.101 | 99963 | Student Accommodation | 99939 | Unusable Spaces | 3.1 | Stair | 7 | Residential Accommodation Space Group | 700 | Residential - Specific type not defined |  | Unknown | 0.00 | NO
City Accommodation_CA08-Village Units 23 - 28_First Floor_25.102 _ Corr. | CA-CA08-01-25.102 | CA08-01-25.102-Corr. | City Accommodation | CA | CA08 | Village Units 23 - 28 | 01 | First Floor | 25.102 | 99963 | Student Accommodation | 99939 | Unusable Spaces | 4.96 | Corr. | 7 | Residential Accommodation Space Group | 700 | Residential - Specific type not defined |  | Unknown | 0.00 | NO
City Accommodation_CA08-Village Units 23 - 28_First Floor_25.103 _ Bedroom 4 | CA-CA08-01-25.103 | CA08-01-25.103-Bedroom 4 | City Accommodation | CA | CA08 | Village Units 23 - 28 | 01 | First Floor | 25.103 | 99963 | Student Accommodation | 99939 | Unusable Spaces | 12.29 | Bedroom 4 | 7 | Residential Accommodation Space Group | 700 | Residential - Specific type not defined |  | Unknown | 0.00 | NO
City Accommodation_CA08-Village Units 23 - 28_First Floor_25.103A _ BIR | CA-CA08-01-25.103A | CA08-01-25.103A-BIR | City Accommodation | CA | CA08 | Village Units 23 - 28 | 01 | First Floor | 25.103A | 99963 | Student Accommodation | 99939 | Unusable Spaces | 1.93 | BIR | 7 | Residential Accommodation Space Group | 700 | Residential - Specific type not defined |  | Unknown | 0.00 | NO
City Accommodation_CA08-Village Units 23 - 28_First Floor_25.104 _ Stair | CA-CA08-01-25.104 | CA08-01-25.104-Stair | City Accommodation | CA | CA08 | Village Units 23 - 28 | 01 | First Floor | 25.104 | 99963 | Student Accommodation | 99939 | Unusable Spaces | 1.88 | Stair | 7 | Residential Accommodation Space Group | 700 | Residential - Specific type not defined |  | Unknown | 0.00 | NO
City Accommodation_CA08-Village Units 23 - 28_First Floor_25.105 _ Bathroom | CA-CA08-01-25.105 | CA08-01-25.105-Bathroom | City Accommodation | CA | CA08 | Village Units 23 - 28 | 01 | First Floor | 25.105 | 99963 | Student Accommodation | 99939 | Unusable Spaces | 3.54 | Bathroom | 7 | Residential Accommodation Space Group | 700 | Residential - Specific type not defined |  | Unknown | 0.00 | NO
City Accommodation_CA08-Village Units 23 - 28_First Floor_25.106 _ Bedroom 3 | CA-CA08-01-25.106 | CA08-01-25.106-Bedroom 3 | City Accommodation | CA | CA08 | Village Units 23 - 28 | 01 | First Floor | 25.106 | 99963 | Student Accommodation | 99939 | Unusable Spaces | 11.89 | Bedroom 3 | 7 | Residential Accommodation Space Group | 700 | Residential - Specific type not defined |  | Unknown | 0.00 | NO
City Accommodation_CA08-Village Units 23 - 28_First Floor_25.106A _ BIR | CA-CA08-01-25.106A | CA08-01-25.106A-BIR | City Accommodation | CA | CA08 | Village Units 23 - 28 | 01 | First Floor | 25.106A | 99963 | Student Accommodation | 99939 | Unusable Spaces | 0.98 | BIR | 7 | Residential Accommodation Space Group | 700 | Residential - Specific type not defined |  | Unknown | 0.00 | NO
City Accommodation_CA08-Village Units 23 - 28_First Floor_26.101 _ Stair | CA-CA08-01-26.101 | CA08-01-26.101-Stair | City Accommodation | CA | CA08 | Village Units 23 - 28 | 01 | First Floor | 26.101 | 99963 | Student Accommodation | 99939 | Unusable Spaces | 3.1 | Stair | 7 | Residential Accommodation Space Group | 700 | Residential - Specific type not defined |  | Unknown | 0.00 | NO
City Accommodation_CA08-Village Units 23 - 28_First Floor_26.102 _ Corr. | CA-CA08-01-26.102 | CA08-01-26.102-Corr. | City Accommodation | CA | CA08 | Village Units 23 - 28 | 01 | First Floor | 26.102 | 99963 | Student Accommodation | 99939 | Unusable Spaces | 4.96 | Corr. | 7 | Residential Accommodation Space Group | 700 | Residential - Specific type not defined |  | Unknown | 0.00 | NO
City Accommodation_CA08-Village Units 23 - 28_First Floor_26.103 _ Bedroom 3 | CA-CA08-01-26.103 | CA08-01-26.103-Bedroom 3 | City Accommodation | CA | CA08 | Village Units 23 - 28 | 01 | First Floor | 26.103 | 99963 | Student Accommodation | 99939 | Unusable Spaces | 11.89 | Bedroom 3 | 7 | Residential Accommodation Space Group | 700 | Residential - Specific type not defined |  | Unknown | 0.00 | NO
City Accommodation_CA08-Village Units 23 - 28_First Floor_26.103A _ BIR | CA-CA08-01-26.103A | CA08-01-26.103A-BIR | City Accommodation | CA | CA08 | Village Units 23 - 28 | 01 | First Floor | 26.103A | 99963 | Student Accommodation | 99939 | Unusable Spaces | 0.98 | BIR | 7 | Residential Accommodation Space Group | 700 | Residential - Specific type not defined |  | Unknown | 0.00 | NO
City Accommodation_CA08-Village Units 23 - 28_First Floor_26.104 _ Bathroom | CA-CA08-01-26.104 | CA08-01-26.104-Bathroom | City Accommodation | CA | CA08 | Village Units 23 - 28 | 01 | First Floor | 26.104 | 99963 | Student Accommodation | 99939 | Unusable Spaces | 3.54 | Bathroom | 7 | Residential Accommodation Space Group | 700 | Residential - Specific type not defined |  | Unknown | 0.00 | NO
City Accommodation_CA08-Village Units 23 - 28_First Floor_26.105 _ Stair | CA-CA08-01-26.105 | CA08-01-26.105-Stair | City Accommodation | CA | CA08 | Village Units 23 - 28 | 01 | First Floor | 26.105 | 99963 | Student Accommodation | 99939 | Unusable Spaces | 1.88 | Stair | 7 | Residential Accommodation Space Group | 700 | Residential - Specific type not defined |  | Unknown | 0.00 | NO
City Accommodation_CA08-Village Units 23 - 28_First Floor_26.106 _ Bedroom 4 | CA-CA08-01-26.106 | CA08-01-26.106-Bedroom 4 | City Accommodation | CA | CA08 | Village Units 23 - 28 | 01 | First Floor | 26.106 | 99963 | Student Accommodation | 99939 | Unusable Spaces | 12.29 | Bedroom 4 | 7 | Residential Accommodation Space Group | 700 | Residential - Specific type not defined |  | Unknown | 0.00 | NO
City Accommodation_CA08-Village Units 23 - 28_First Floor_26.106A _ BIR | CA-CA08-01-26.106A | CA08-01-26.106A-BIR | City Accommodation | CA | CA08 | Village Units 23 - 28 | 01 | First Floor | 26.106A | 99963 | Student Accommodation | 99939 | Unusable Spaces | 1.93 | BIR | 7 | Residential Accommodation Space Group | 700 | Residential - Specific type not defined |  | Unknown | 0.00 | NO
City Accommodation_CA08-Village Units 23 - 28_First Floor_27.101 _ Stair | CA-CA08-01-27.101 | CA08-01-27.101-Stair | City Accommodation | CA | CA08 | Village Units 23 - 28 | 01 | First Floor | 27.101 | 99963 | Student Accommodation | 99939 | Unusable Spaces | 3.1 | Stair | 7 | Residential Accommodation Space Group | 700 | Residential - Specific type not defined |  | Unknown | 0.00 | NO
City Accommodation_CA08-Village Units 23 - 28_First Floor_27.102 _ Corr. | CA-CA08-01-27.102 | CA08-01-27.102-Corr. | City Accommodation | CA | CA08 | Village Units 23 - 28 | 01 | First Floor | 27.102 | 99963 | Student Accommodation | 99939 | Unusable Spaces | 4.96 | Corr. | 7 | Residential Accommodation Space Group | 700 | Residential - Specific type not defined |  | Unknown | 0.00 | NO
City Accommodation_CA08-Village Units 23 - 28_First Floor_27.103 _ Bedroom 3 | CA-CA08-01-27.103 | CA08-01-27.103-Bedroom 3 | City Accommodation | CA | CA08 | Village Units 23 - 28 | 01 | First Floor | 27.103 | 99963 | Student Accommodation | 99939 | Unusable Spaces | 11.89 | Bedroom 3 | 7 | Residential Accommodation Space Group | 700 | Residential - Specific type not defined |  | Unknown | 0.00 | NO
City Accommodation_CA08-Village Units 23 - 28_First Floor_27.103A _ BIR | CA-CA08-01-27.103A | CA08-01-27.103A-BIR | City Accommodation | CA | CA08 | Village Units 23 - 28 | 01 | First Floor | 27.103A | 99963 | Student Accommodation | 99939 | Unusable Spaces | 0.98 | BIR | 7 | Residential Accommodation Space Group | 700 | Residential - Specific type not defined |  | Unknown | 0.00 | NO
City Accommodation_CA08-Village Units 23 - 28_First Floor_27.104 _ Bathroom | CA-CA08-01-27.104 | CA08-01-27.104-Bathroom | City Accommodation | CA | CA08 | Village Units 23 - 28 | 01 | First Floor | 27.104 | 99963 | Student Accommodation | 99939 | Unusable Spaces | 3.54 | Bathroom | 7 | Residential Accommodation Space Group | 700 | Residential - Specific type not defined |  | Unknown | 0.00 | NO
City Accommodation_CA08-Village Units 23 - 28_First Floor_27.105 _ Stair | CA-CA08-01-27.105 | CA08-01-27.105-Stair | City Accommodation | CA | CA08 | Village Units 23 - 28 | 01 | First Floor | 27.105 | 99963 | Student Accommodation | 99939 | Unusable Spaces | 1.88 | Stair | 7 | Residential Accommodation Space Group | 700 | Residential - Specific type not defined |  | Unknown | 0.00 | NO
City Accommodation_CA08-Village Units 23 - 28_First Floor_27.106 _ Bedroom 4 | CA-CA08-01-27.106 | CA08-01-27.106-Bedroom 4 | City Accommodation | CA | CA08 | Village Units 23 - 28 | 01 | First Floor | 27.106 | 99963 | Student Accommodation | 99939 | Unusable Spaces | 12.19 | Bedroom 4 | 7 | Residential Accommodation Space Group | 700 | Residential - Specific type not defined |  | Unknown | 0.00 | NO
City Accommodation_CA08-Village Units 23 - 28_First Floor_27.106A _ BIR | CA-CA08-01-27.106A | CA08-01-27.106A-BIR | City Accommodation | CA | CA08 | Village Units 23 - 28 | 01 | First Floor | 27.106A | 99963 | Student Accommodation | 99939 | Unusable Spaces | 1.93 | BIR | 7 | Residential Accommodation Space Group | 700 | Residential - Specific type not defined |  | Unknown | 0.00 | NO
City Accommodation_CA08-Village Units 23 - 28_First Floor_28.101 _ Stair | CA-CA08-01-28.101 | CA08-01-28.101-Stair | City Accommodation | CA | CA08 | Village Units 23 - 28 | 01 | First Floor | 28.101 | 99963 | Student Accommodation | 99939 | Unusable Spaces | 3.1 | Stair | 7 | Residential Accommodation Space Group | 700 | Residential - Specific type not defined |  | Unknown | 0.00 | NO
City Accommodation_CA08-Village Units 23 - 28_First Floor_28.102 _ Corr. | CA-CA08-01-28.102 | CA08-01-28.102-Corr. | City Accommodation | CA | CA08 | Village Units 23 - 28 | 01 | First Floor | 28.102 | 99963 | Student Accommodation | 99939 | Unusable Spaces | 4.96 | Corr. | 7 | Residential Accommodation Space Group | 700 | Residential - Specific type not defined |  | Unknown | 0.00 | NO
City Accommodation_CA08-Village Units 23 - 28_First Floor_28.103 _ Bedroom 4 | CA-CA08-01-28.103 | CA08-01-28.103-Bedroom 4 | City Accommodation | CA | CA08 | Village Units 23 - 28 | 01 | First Floor | 28.103 | 99963 | Student Accommodation | 99939 | Unusable Spaces | 12.29 | Bedroom 4 | 7 | Residential Accommodation Space Group | 700 | Residential - Specific type not defined |  | Unknown | 0.00 | NO
City Accommodation_CA08-Village Units 23 - 28_First Floor_28.103A _ BIR | CA-CA08-01-28.103A | CA08-01-28.103A-BIR | City Accommodation | CA | CA08 | Village Units 23 - 28 | 01 | First Floor | 28.103A | 99963 | Student Accommodation | 99939 | Unusable Spaces | 1.93 | BIR | 7 | Residential Accommodation Space Group | 700 | Residential - Specific type not defined |  | Unknown | 0.00 | NO
City Accommodation_CA08-Village Units 23 - 28_First Floor_28.104 _ Stair | CA-CA08-01-28.104 | CA08-01-28.104-Stair | City Accommodation | CA | CA08 | Village Units 23 - 28 | 01 | First Floor | 28.104 | 99963 | Student Accommodation | 99939 | Unusable Spaces | 1.88 | Stair | 7 | Residential Accommodation Space Group | 700 | Residential - Specific type not defined |  | Unknown | 0.00 | NO
City Accommodation_CA08-Village Units 23 - 28_First Floor_28.105 _ Bathroom | CA-CA08-01-28.105 | CA08-01-28.105-Bathroom | City Accommodation | CA | CA08 | Village Units 23 - 28 | 01 | First Floor | 28.105 | 99963 | Student Accommodation | 99939 | Unusable Spaces | 3.54 | Bathroom | 7 | Residential Accommodation Space Group | 700 | Residential - Specific type not defined |  | Unknown | 0.00 | NO
City Accommodation_CA08-Village Units 23 - 28_First Floor_28.106 _ Bedroom 3 | CA-CA08-01-28.106 | CA08-01-28.106-Bedroom 3 | City Accommodation | CA | CA08 | Village Units 23 - 28 | 01 | First Floor | 28.106 | 99963 | Student Accommodation | 99939 | Unusable Spaces | 11.89 | Bedroom 3 | 7 | Residential Accommodation Space Group | 700 | Residential - Specific type not defined |  | Unknown | 0.00 | NO
City Accommodation_CA08-Village Units 23 - 28_First Floor_28.106A _ BIR | CA-CA08-01-28.106A | CA08-01-28.106A-BIR | City Accommodation | CA | CA08 | Village Units 23 - 28 | 01 | First Floor | 28.106A | 99963 | Student Accommodation | 99939 | Unusable Spaces | 0.98 | BIR | 7 | Residential Accommodation Space Group | 700 | Residential - Specific type not defined |  | Unknown | 0.00 | NO
City Accommodation_CA08-Village Units 23 - 28_Second Floor_23.201 _ Stair | CA-CA08-02-23.201 | CA08-02-23.201-Stair | City Accommodation | CA | CA08 | Village Units 23 - 28 | 02 | Second Floor | 23.201 | 99963 | Student Accommodation | 99939 | Unusable Spaces | 3.87 | Stair | 7 | Residential Accommodation Space Group | 700 | Residential - Specific type not defined |  | Unknown | 0.00 | NO
City Accommodation_CA08-Village Units 23 - 28_Second Floor_23.202 _ Living | CA-CA08-02-23.202 | CA08-02-23.202-Living | City Accommodation | CA | CA08 | Village Units 23 - 28 | 02 | Second Floor | 23.202 | 99963 | Student Accommodation | 99939 | Unusable Spaces | 13.42 | Living | 7 | Residential Accommodation Space Group | 700 | Residential - Specific type not defined |  | Unknown | 0.00 | NO
City Accommodation_CA08-Village Units 23 - 28_Second Floor_23.203 _ Deck | CA-CA08-02-23.203 | CA08-02-23.203-Deck | City Accommodation | CA | CA08 | Village Units 23 - 28 | 02 | Second Floor | 23.203 | 99963 | Student Accommodation | 99939 | Unusable Spaces | 4.82 | Deck | 7 | Residential Accommodation Space Group | 700 | Residential - Specific type not defined |  | Unknown | 0.00 | NO
City Accommodation_CA08-Village Units 23 - 28_Second Floor_23.204 _ Kitchen | CA-CA08-02-23.204 | CA08-02-23.204-Kitchen | City Accommodation | CA | CA08 | Village Units 23 - 28 | 02 | Second Floor | 23.204 | 99963 | Student Accommodation | 99939 | Unusable Spaces | 19.61 | Kitchen | 7 | Residential Accommodation Space Group | 700 | Residential - Specific type not defined |  | Unknown | 0.00 | NO
City Accommodation_CA08-Village Units 23 - 28_Second Floor_24.201 _ Stair | CA-CA08-02-24.201 | CA08-02-24.201-Stair | City Accommodation | CA | CA08 | Village Units 23 - 28 | 02 | Second Floor | 24.201 | 99963 | Student Accommodation | 99939 | Unusable Spaces | 3.87 | Stair | 7 | Residential Accommodation Space Group | 700 | Residential - Specific type not defined |  | Unknown | 0.00 | NO
City Accommodation_CA08-Village Units 23 - 28_Second Floor_24.202 _ Kitchen | CA-CA08-02-24.202 | CA08-02-24.202-Kitchen | City Accommodation | CA | CA08 | Village Units 23 - 28 | 02 | Second Floor | 24.202 | 99963 | Student Accommodation | 99939 | Unusable Spaces | 19.6 | Kitchen | 7 | Residential Accommodation Space Group | 700 | Residential - Specific type not defined |  | Unknown | 0.00 | NO
City Accommodation_CA08-Village Units 23 - 28_Second Floor_24.203 _ Deck | CA-CA08-02-24.203 | CA08-02-24.203-Deck | City Accommodation | CA | CA08 | Village Units 23 - 28 | 02 | Second Floor | 24.203 | 99963 | Student Accommodation | 99939 | Unusable Spaces | 4.82 | Deck | 7 | Residential Accommodation Space Group | 700 | Residential - Specific type not defined |  | Unknown | 0.00 | NO
City Accommodation_CA08-Village Units 23 - 28_Second Floor_24.204 _ Living | CA-CA08-02-24.204 | CA08-02-24.204-Living | City Accommodation | CA | CA08 | Village Units 23 - 28 | 02 | Second Floor | 24.204 | 99963 | Student Accommodation | 99939 | Unusable Spaces | 13.42 | Living | 7 | Residential Accommodation Space Group | 700 | Residential - Specific type not defined |  | Unknown | 0.00 | NO
City Accommodation_CA08-Village Units 23 - 28_Second Floor_25.201 _ Stair | CA-CA08-02-25.201 | CA08-02-25.201-Stair | City Accommodation | CA | CA08 | Village Units 23 - 28 | 02 | Second Floor | 25.201 | 99963 | Student Accommodation | 99939 | Unusable Spaces | 3.89 | Stair | 7 | Residential Accommodation Space Group | 700 | Residential - Specific type not defined |  | Unknown | 0.00 | NO
City Accommodation_CA08-Village Units 23 - 28_Second Floor_25.202 _ Kitchen | CA-CA08-02-25.202 | CA08-02-25.202-Kitchen | City Accommodation | CA | CA08 | Village Units 23 - 28 | 02 | Second Floor | 25.202 | 99963 | Student Accommodation | 99939 | Unusable Spaces | 19.6 | Kitchen | 7 | Residential Accommodation Space Group | 700 | Residential - Specific type not defined |  | Unknown | 0.00 | NO
City Accommodation_CA08-Village Units 23 - 28_Second Floor_25.203 _ Deck | CA-CA08-02-25.203 | CA08-02-25.203-Deck | City Accommodation | CA | CA08 | Village Units 23 - 28 | 02 | Second Floor | 25.203 | 99963 | Student Accommodation | 99939 | Unusable Spaces | 4.82 | Deck | 7 | Residential Accommodation Space Group | 700 | Residential - Specific type not defined |  | Unknown | 0.00 | NO
City Accommodation_CA08-Village Units 23 - 28_Second Floor_25.204 _ Living | CA-CA08-02-25.204 | CA08-02-25.204-Living | City Accommodation | CA | CA08 | Village Units 23 - 28 | 02 | Second Floor | 25.204 | 99963 | Student Accommodation | 99939 | Unusable Spaces | 13.52 | Living | 7 | Residential Accommodation Space Group | 700 | Residential - Specific type not defined |  | Unknown | 0.00 | NO
City Accommodation_CA08-Village Units 23 - 28_Second Floor_26.201 _ Stair | CA-CA08-02-26.201 | CA08-02-26.201-Stair | City Accommodation | CA | CA08 | Village Units 23 - 28 | 02 | Second Floor | 26.201 | 99963 | Student Accommodation | 99939 | Unusable Spaces | 3.89 | Stair | 7 | Residential Accommodation Space Group | 700 | Residential - Specific type not defined |  | Unknown | 0.00 | NO
City Accommodation_CA08-Village Units 23 - 28_Second Floor_26.202 _ Living | CA-CA08-02-26.202 | CA08-02-26.202-Living | City Accommodation | CA | CA08 | Village Units 23 - 28 | 02 | Second Floor | 26.202 | 99963 | Student Accommodation | 99939 | Unusable Spaces | 13.52 | Living | 7 | Residential Accommodation Space Group | 700 | Residential - Specific type not defined |  | Unknown | 0.00 | NO
City Accommodation_CA08-Village Units 23 - 28_Second Floor_26.203 _ Deck | CA-CA08-02-26.203 | CA08-02-26.203-Deck | City Accommodation | CA | CA08 | Village Units 23 - 28 | 02 | Second Floor | 26.203 | 99963 | Student Accommodation | 99939 | Unusable Spaces | 4.82 | Deck | 7 | Residential Accommodation Space Group | 700 | Residential - Specific type not defined |  | Unknown | 0.00 | NO
City Accommodation_CA08-Village Units 23 - 28_Second Floor_26.204 _ Kitchen | CA-CA08-02-26.204 | CA08-02-26.204-Kitchen | City Accommodation | CA | CA08 | Village Units 23 - 28 | 02 | Second Floor | 26.204 | 99963 | Student Accommodation | 99939 | Unusable Spaces | 19.6 | Kitchen | 7 | Residential Accommodation Space Group | 700 | Residential - Specific type not defined |  | Unknown | 0.00 | NO
City Accommodation_CA08-Village Units 23 - 28_Second Floor_27.201 _ Stair | CA-CA08-02-27.201 | CA08-02-27.201-Stair | City Accommodation | CA | CA08 | Village Units 23 - 28 | 02 | Second Floor | 27.201 | 99963 | Student Accommodation | 99939 | Unusable Spaces | 3.87 | Stair | 7 | Residential Accommodation Space Group | 700 | Residential - Specific type not defined |  | Unknown | 0.00 | NO
City Accommodation_CA08-Village Units 23 - 28_Second Floor_27.202 _ Living | CA-CA08-02-27.202 | CA08-02-27.202-Living | City Accommodation | CA | CA08 | Village Units 23 - 28 | 02 | Second Floor | 27.202 | 99963 | Student Accommodation | 99939 | Unusable Spaces | 13.42 | Living | 7 | Residential Accommodation Space Group | 700 | Residential - Specific type not defined |  | Unknown | 0.00 | NO
City Accommodation_CA08-Village Units 23 - 28_Second Floor_27.203 _ Deck | CA-CA08-02-27.203 | CA08-02-27.203-Deck | City Accommodation | CA | CA08 | Village Units 23 - 28 | 02 | Second Floor | 27.203 | 99963 | Student Accommodation | 99939 | Unusable Spaces | 4.82 | Deck | 7 | Residential Accommodation Space Group | 700 | Residential - Specific type not defined |  | Unknown | 0.00 | NO
City Accommodation_CA08-Village Units 23 - 28_Second Floor_27.204 _ Kitchen | CA-CA08-02-27.204 | CA08-02-27.204-Kitchen | City Accommodation | CA | CA08 | Village Units 23 - 28 | 02 | Second Floor | 27.204 | 99963 | Student Accommodation | 99939 | Unusable Spaces | 19.6 | Kitchen | 7 | Residential Accommodation Space Group | 700 | Residential - Specific type not defined |  | Unknown | 0.00 | NO
City Accommodation_CA08-Village Units 23 - 28_Second Floor_28.201 _ Stair | CA-CA08-02-28.201 | CA08-02-28.201-Stair | City Accommodation | CA | CA08 | Village Units 23 - 28 | 02 | Second Floor | 28.201 | 99963 | Student Accommodation | 99939 | Unusable Spaces | 3.87 | Stair | 7 | Residential Accommodation Space Group | 700 | Residential - Specific type not defined |  | Unknown | 0.00 | NO
City Accommodation_CA08-Village Units 23 - 28_Second Floor_28.202 _ Kitchen | CA-CA08-02-28.202 | CA08-02-28.202-Kitchen | City Accommodation | CA | CA08 | Village Units 23 - 28 | 02 | Second Floor | 28.202 | 99963 | Student Accommodation | 99939 | Unusable Spaces | 19.61 | Kitchen | 7 | Residential Accommodation Space Group | 700 | Residential - Specific type not defined |  | Unknown | 0.00 | NO
City Accommodation_CA08-Village Units 23 - 28_Second Floor_28.203 _ Deck | CA-CA08-02-28.203 | CA08-02-28.203-Deck | City Accommodation | CA | CA08 | Village Units 23 - 28 | 02 | Second Floor | 28.203 | 99963 | Student Accommodation | 99939 | Unusable Spaces | 4.82 | Deck | 7 | Residential Accommodation Space Group | 700 | Residential - Specific type not defined |  | Unknown | 0.00 | NO
City Accommodation_CA08-Village Units 23 - 28_Second Floor_28.204 _ Living | CA-CA08-02-28.204 | CA08-02-28.204-Living | City Accommodation | CA | CA08 | Village Units 23 - 28 | 02 | Second Floor | 28.204 | 99963 | Student Accommodation | 99939 | Unusable Spaces | 13.42 | Living | 7 | Residential Accommodation Space Group | 700 | Residential - Specific type not defined |  | Unknown | 0.00 | NO
City Accommodation_CA08-Village Units 23 - 28_Third Floor_23.301 _ Stair | CA-CA08-03-23.301 | CA08-03-23.301-Stair | City Accommodation | CA | CA08 | Village Units 23 - 28 | 03 | Third Floor | 23.301 | 99963 | Student Accommodation | 99939 | Unusable Spaces | 4.32 | Stair | 7 | Residential Accommodation Space Group | 700 | Residential - Specific type not defined |  | Unknown | 0.00 | NO
City Accommodation_CA08-Village Units 23 - 28_Third Floor_23.302 _ Corr. | CA-CA08-03-23.302 | CA08-03-23.302-Corr. | City Accommodation | CA | CA08 | Village Units 23 - 28 | 03 | Third Floor | 23.302 | 99963 | Student Accommodation | 99939 | Unusable Spaces | 2.38 | Corr. | 7 | Residential Accommodation Space Group | 700 | Residential - Specific type not defined |  | Unknown | 0.00 | NO
City Accommodation_CA08-Village Units 23 - 28_Third Floor_23.302A _ Linen | CA-CA08-03-23.302A | CA08-03-23.302A-Linen | City Accommodation | CA | CA08 | Village Units 23 - 28 | 03 | Third Floor | 23.302A | 99963 | Student Accommodation | 99939 | Unusable Spaces | 0.72 | Linen | 7 | Residential Accommodation Space Group | 700 | Residential - Specific type not defined |  | Unknown | 0.00 | NO
City Accommodation_CA08-Village Units 23 - 28_Third Floor_23.303 _ Bedroom 5 | CA-CA08-03-23.303 | CA08-03-23.303-Bedroom 5 | City Accommodation | CA | CA08 | Village Units 23 - 28 | 03 | Third Floor | 23.303 | 99963 | Student Accommodation | 99939 | Unusable Spaces | 13.56 | Bedroom 5 | 7 | Residential Accommodation Space Group | 700 | Residential - Specific type not defined |  | Unknown | 0.00 | NO
City Accommodation_CA08-Village Units 23 - 28_Third Floor_23.303A _ BIR | CA-CA08-03-23.303A | CA08-03-23.303A-BIR | City Accommodation | CA | CA08 | Village Units 23 - 28 | 03 | Third Floor | 23.303A | 99963 | Student Accommodation | 99939 | Unusable Spaces | 0.82 | BIR | 7 | Residential Accommodation Space Group | 700 | Residential - Specific type not defined |  | Unknown | 0.00 | NO
City Accommodation_CA08-Village Units 23 - 28_Third Floor_23.304 _ Ensuite | CA-CA08-03-23.304 | CA08-03-23.304-Ensuite | City Accommodation | CA | CA08 | Village Units 23 - 28 | 03 | Third Floor | 23.304 | 99963 | Student Accommodation | 99939 | Unusable Spaces | 3.52 | Ensuite | 7 | Residential Accommodation Space Group | 700 | Residential - Specific type not defined |  | Unknown | 0.00 | NO
City Accommodation_CA08-Village Units 23 - 28_Third Floor_23.305 _ Roof Deck | CA-CA08-03-23.305 | CA08-03-23.305-Roof Deck | City Accommodation | CA | CA08 | Village Units 23 - 28 | 03 | Third Floor | 23.305 | 99963 | Student Accommodation | 99939 | Unusable Spaces | 10.09 | Roof Deck | 7 | Residential Accommodation Space Group | 700 | Residential - Specific type not defined |  | Unknown | 0.00 | NO
City Accommodation_CA08-Village Units 23 - 28_Third Floor_24.301 _ Stair | CA-CA08-03-24.301 | CA08-03-24.301-Stair | City Accommodation | CA | CA08 | Village Units 23 - 28 | 03 | Third Floor | 24.301 | 99963 | Student Accommodation | 99939 | Unusable Spaces | 4.32 | Stair | 7 | Residential Accommodation Space Group | 700 | Residential - Specific type not defined |  | Unknown | 0.00 | NO
City Accommodation_CA08-Village Units 23 - 28_Third Floor_24.302 _ Corr. | CA-CA08-03-24.302 | CA08-03-24.302-Corr. | City Accommodation | CA | CA08 | Village Units 23 - 28 | 03 | Third Floor | 24.302 | 99963 | Student Accommodation | 99939 | Unusable Spaces | 2.38 | Corr. | 7 | Residential Accommodation Space Group | 700 | Residential - Specific type not defined |  | Unknown | 0.00 | NO
City Accommodation_CA08-Village Units 23 - 28_Third Floor_24.302A _ Linen | CA-CA08-03-24.302A | CA08-03-24.302A-Linen | City Accommodation | CA | CA08 | Village Units 23 - 28 | 03 | Third Floor | 24.302A | 99963 | Student Accommodation | 99939 | Unusable Spaces | 0.72 | Linen | 7 | Residential Accommodation Space Group | 700 | Residential - Specific type not defined |  | Unknown | 0.00 | NO
City Accommodation_CA08-Village Units 23 - 28_Third Floor_24.303 _ Bedroom 5 | CA-CA08-03-24.303 | CA08-03-24.303-Bedroom 5 | City Accommodation | CA | CA08 | Village Units 23 - 28 | 03 | Third Floor | 24.303 | 99963 | Student Accommodation | 99939 | Unusable Spaces | 13.56 | Bedroom 5 | 7 | Residential Accommodation Space Group | 700 | Residential - Specific type not defined |  | Unknown | 0.00 | NO
City Accommodation_CA08-Village Units 23 - 28_Third Floor_24.303A _ BIR | CA-CA08-03-24.303A | CA08-03-24.303A-BIR | City Accommodation | CA | CA08 | Village Units 23 - 28 | 03 | Third Floor | 24.303A | 99963 | Student Accommodation | 99939 | Unusable Spaces | 0.82 | BIR | 7 | Residential Accommodation Space Group | 700 | Residential - Specific type not defined |  | Unknown | 0.00 | NO
City Accommodation_CA08-Village Units 23 - 28_Third Floor_24.304 _ Bathroom | CA-CA08-03-24.304 | CA08-03-24.304-Bathroom | City Accommodation | CA | CA08 | Village Units 23 - 28 | 03 | Third Floor | 24.304 | 99963 | Student Accommodation | 99939 | Unusable Spaces | 3.52 | Bathroom | 7 | Residential Accommodation Space Group | 700 | Residential - Specific type not defined |  | Unknown | 0.00 | NO
City Accommodation_CA08-Village Units 23 - 28_Third Floor_24.305 _ Roof Deck | CA-CA08-03-24.305 | CA08-03-24.305-Roof Deck | City Accommodation | CA | CA08 | Village Units 23 - 28 | 03 | Third Floor | 24.305 | 99963 | Student Accommodation | 99939 | Unusable Spaces | 10.09 | Roof Deck | 7 | Residential Accommodation Space Group | 700 | Residential - Specific type not defined |  | Unknown | 0.00 | NO
City Accommodation_CA08-Village Units 23 - 28_Third Floor_25.301 _ Stair | CA-CA08-03-25.301 | CA08-03-25.301-Stair | City Accommodation | CA | CA08 | Village Units 23 - 28 | 03 | Third Floor | 25.301 | 99963 | Student Accommodation | 99939 | Unusable Spaces | 4.32 | Stair | 7 | Residential Accommodation Space Group | 700 | Residential - Specific type not defined |  | Unknown | 0.00 | NO
City Accommodation_CA08-Village Units 23 - 28_Third Floor_25.302 _ Corr. | CA-CA08-03-25.302 | CA08-03-25.302-Corr. | City Accommodation | CA | CA08 | Village Units 23 - 28 | 03 | Third Floor | 25.302 | 99963 | Student Accommodation | 99939 | Unusable Spaces | 2.38 | Corr. | 7 | Residential Accommodation Space Group | 700 | Residential - Specific type not defined |  | Unknown | 0.00 | NO
City Accommodation_CA08-Village Units 23 - 28_Third Floor_25.302A _ Linen | CA-CA08-03-25.302A | CA08-03-25.302A-Linen | City Accommodation | CA | CA08 | Village Units 23 - 28 | 03 | Third Floor | 25.302A | 99963 | Student Accommodation | 99939 | Unusable Spaces | 0.72 | Linen | 7 | Residential Accommodation Space Group | 700 | Residential - Specific type not defined |  | Unknown | 0.00 | NO
City Accommodation_CA08-Village Units 23 - 28_Third Floor_25.303 _ Bedroom 5 | CA-CA08-03-25.303 | CA08-03-25.303-Bedroom 5 | City Accommodation | CA | CA08 | Village Units 23 - 28 | 03 | Third Floor | 25.303 | 99963 | Student Accommodation | 99939 | Unusable Spaces | 13.56 | Bedroom 5 | 7 | Residential Accommodation Space Group | 700 | Residential - Specific type not defined |  | Unknown | 0.00 | NO
City Accommodation_CA08-Village Units 23 - 28_Third Floor_25.303A _ BIR | CA-CA08-03-25.303A | CA08-03-25.303A-BIR | City Accommodation | CA | CA08 | Village Units 23 - 28 | 03 | Third Floor | 25.303A | 99963 | Student Accommodation | 99939 | Unusable Spaces | 0.82 | BIR | 7 | Residential Accommodation Space Group | 700 | Residential - Specific type not defined |  | Unknown | 0.00 | NO
City Accommodation_CA08-Village Units 23 - 28_Third Floor_25.304 _ Ensuite | CA-CA08-03-25.304 | CA08-03-25.304-Ensuite | City Accommodation | CA | CA08 | Village Units 23 - 28 | 03 | Third Floor | 25.304 | 99963 | Student Accommodation | 99939 | Unusable Spaces | 3.52 | Ensuite | 7 | Residential Accommodation Space Group | 700 | Residential - Specific type not defined |  | Unknown | 0.00 | NO
City Accommodation_CA08-Village Units 23 - 28_Third Floor_25.305 _ Roof Deck | CA-CA08-03-25.305 | CA08-03-25.305-Roof Deck | City Accommodation | CA | CA08 | Village Units 23 - 28 | 03 | Third Floor | 25.305 | 99963 | Student Accommodation | 99939 | Unusable Spaces | 10.09 | Roof Deck | 7 | Residential Accommodation Space Group | 700 | Residential - Specific type not defined |  | Unknown | 0.00 | NO
City Accommodation_CA08-Village Units 23 - 28_Third Floor_26.301 _ Stair | CA-CA08-03-26.301 | CA08-03-26.301-Stair | City Accommodation | CA | CA08 | Village Units 23 - 28 | 03 | Third Floor | 26.301 | 99963 | Student Accommodation | 99939 | Unusable Spaces | 4.32 | Stair | 7 | Residential Accommodation Space Group | 700 | Residential - Specific type not defined |  | Unknown | 0.00 | NO
City Accommodation_CA08-Village Units 23 - 28_Third Floor_26.302 _ Corr. | CA-CA08-03-26.302 | CA08-03-26.302-Corr. | City Accommodation | CA | CA08 | Village Units 23 - 28 | 03 | Third Floor | 26.302 | 99963 | Student Accommodation | 99939 | Unusable Spaces | 2.38 | Corr. | 7 | Residential Accommodation Space Group | 700 | Residential - Specific type not defined |  | Unknown | 0.00 | NO
City Accommodation_CA08-Village Units 23 - 28_Third Floor_26.302A _ Linen | CA-CA08-03-26.302A | CA08-03-26.302A-Linen | City Accommodation | CA | CA08 | Village Units 23 - 28 | 03 | Third Floor | 26.302A | 99963 | Student Accommodation | 99939 | Unusable Spaces | 0.72 | Linen | 7 | Residential Accommodation Space Group | 700 | Residential - Specific type not defined |  | Unknown | 0.00 | NO
City Accommodation_CA08-Village Units 23 - 28_Third Floor_26.303 _ Bedroom 5 | CA-CA08-03-26.303 | CA08-03-26.303-Bedroom 5 | City Accommodation | CA | CA08 | Village Units 23 - 28 | 03 | Third Floor | 26.303 | 99963 | Student Accommodation | 99939 | Unusable Spaces | 13.56 | Bedroom 5 | 7 | Residential Accommodation Space Group | 700 | Residential - Specific type not defined |  | Unknown | 0.00 | NO
City Accommodation_CA08-Village Units 23 - 28_Third Floor_26.303A _ BIR | CA-CA08-03-26.303A | CA08-03-26.303A-BIR | City Accommodation | CA | CA08 | Village Units 23 - 28 | 03 | Third Floor | 26.303A | 99963 | Student Accommodation | 99939 | Unusable Spaces | 0.82 | BIR | 7 | Residential Accommodation Space Group | 700 | Residential - Specific type not defined |  | Unknown | 0.00 | NO
City Accommodation_CA08-Village Units 23 - 28_Third Floor_26.304 _ Ensuite | CA-CA08-03-26.304 | CA08-03-26.304-Ensuite | City Accommodation | CA | CA08 | Village Units 23 - 28 | 03 | Third Floor | 26.304 | 99963 | Student Accommodation | 99939 | Unusable Spaces | 3.52 | Ensuite | 7 | Residential Accommodation Space Group | 700 | Residential - Specific type not defined |  | Unknown | 0.00 | NO
City Accommodation_CA08-Village Units 23 - 28_Third Floor_26.305 _ Roof Deck | CA-CA08-03-26.305 | CA08-03-26.305-Roof Deck | City Accommodation | CA | CA08 | Village Units 23 - 28 | 03 | Third Floor | 26.305 | 99963 | Student Accommodation | 99939 | Unusable Spaces | 10.09 | Roof Deck | 7 | Residential Accommodation Space Group | 700 | Residential - Specific type not defined |  | Unknown | 0.00 | NO
City Accommodation_CA08-Village Units 23 - 28_Third Floor_27.301 _ Stair | CA-CA08-03-27.301 | CA08-03-27.301-Stair | City Accommodation | CA | CA08 | Village Units 23 - 28 | 03 | Third Floor | 27.301 | 99963 | Student Accommodation | 99939 | Unusable Spaces | 4.32 | Stair | 7 | Residential Accommodation Space Group | 700 | Residential - Specific type not defined |  | Unknown | 0.00 | NO
City Accommodation_CA08-Village Units 23 - 28_Third Floor_27.302 _ Corr. | CA-CA08-03-27.302 | CA08-03-27.302-Corr. | City Accommodation | CA | CA08 | Village Units 23 - 28 | 03 | Third Floor | 27.302 | 99963 | Student Accommodation | 99939 | Unusable Spaces | 2.38 | Corr. | 7 | Residential Accommodation Space Group | 700 | Residential - Specific type not defined |  | Unknown | 0.00 | NO
City Accommodation_CA08-Village Units 23 - 28_Third Floor_27.302A _ Linen | CA-CA08-03-27.302A | CA08-03-27.302A-Linen | City Accommodation | CA | CA08 | Village Units 23 - 28 | 03 | Third Floor | 27.302A | 99963 | Student Accommodation | 99939 | Unusable Spaces | 0.72 | Linen | 7 | Residential Accommodation Space Group | 700 | Residential - Specific type not defined |  | Unknown | 0.00 | NO
City Accommodation_CA08-Village Units 23 - 28_Third Floor_27.303 _ Bedroom 5 | CA-CA08-03-27.303 | CA08-03-27.303-Bedroom 5 | City Accommodation | CA | CA08 | Village Units 23 - 28 | 03 | Third Floor | 27.303 | 99963 | Student Accommodation | 99939 | Unusable Spaces | 13.56 | Bedroom 5 | 7 | Residential Accommodation Space Group | 700 | Residential - Specific type not defined |  | Unknown | 0.00 | NO
City Accommodation_CA08-Village Units 23 - 28_Third Floor_27.303A _ BIR | CA-CA08-03-27.303A | CA08-03-27.303A-BIR | City Accommodation | CA | CA08 | Village Units 23 - 28 | 03 | Third Floor | 27.303A | 99963 | Student Accommodation | 99939 | Unusable Spaces | 0.82 | BIR | 7 | Residential Accommodation Space Group | 700 | Residential - Specific type not defined |  | Unknown | 0.00 | NO
City Accommodation_CA08-Village Units 23 - 28_Third Floor_27.304 _ Ensuite | CA-CA08-03-27.304 | CA08-03-27.304-Ensuite | City Accommodation | CA | CA08 | Village Units 23 - 28 | 03 | Third Floor | 27.304 | 99963 | Student Accommodation | 99939 | Unusable Spaces | 3.52 | Ensuite | 7 | Residential Accommodation Space Group | 700 | Residential - Specific type not defined |  | Unknown | 0.00 | NO
City Accommodation_CA08-Village Units 23 - 28_Third Floor_27.305 _ Roof Deck | CA-CA08-03-27.305 | CA08-03-27.305-Roof Deck | City Accommodation | CA | CA08 | Village Units 23 - 28 | 03 | Third Floor | 27.305 | 99963 | Student Accommodation | 99939 | Unusable Spaces | 10.09 | Roof Deck | 7 | Residential Accommodation Space Group | 700 | Residential - Specific type not defined |  | Unknown | 0.00 | NO
City Accommodation_CA08-Village Units 23 - 28_Third Floor_28.301 _ Stair | CA-CA08-03-28.301 | CA08-03-28.301-Stair | City Accommodation | CA | CA08 | Village Units 23 - 28 | 03 | Third Floor | 28.301 | 99963 | Student Accommodation | 99939 | Unusable Spaces | 4.32 | Stair | 7 | Residential Accommodation Space Group | 700 | Residential - Specific type not defined |  | Unknown | 0.00 | NO
City Accommodation_CA08-Village Units 23 - 28_Third Floor_28.302 _ Corr. | CA-CA08-03-28.302 | CA08-03-28.302-Corr. | City Accommodation | CA | CA08 | Village Units 23 - 28 | 03 | Third Floor | 28.302 | 99963 | Student Accommodation | 99939 | Unusable Spaces | 2.38 | Corr. | 7 | Residential Accommodation Space Group | 700 | Residential - Specific type not defined |  | Unknown | 0.00 | NO
City Accommodation_CA08-Village Units 23 - 28_Third Floor_28.302A _ Linen | CA-CA08-03-28.302A | CA08-03-28.302A-Linen | City Accommodation | CA | CA08 | Village Units 23 - 28 | 03 | Third Floor | 28.302A | 99963 | Student Accommodation | 99939 | Unusable Spaces | 0.72 | Linen | 7 | Residential Accommodation Space Group | 700 | Residential - Specific type not defined |  | Unknown | 0.00 | NO
City Accommodation_CA08-Village Units 23 - 28_Third Floor_28.303 _ Bedroom 5 | CA-CA08-03-28.303 | CA08-03-28.303-Bedroom 5 | City Accommodation | CA | CA08 | Village Units 23 - 28 | 03 | Third Floor | 28.303 | 99963 | Student Accommodation | 99939 | Unusable Spaces | 13.56 | Bedroom 5 | 7 | Residential Accommodation Space Group | 700 | Residential - Specific type not defined |  | Unknown | 0.00 | NO
City Accommodation_CA08-Village Units 23 - 28_Third Floor_28.303A _ BIR | CA-CA08-03-28.303A | CA08-03-28.303A-BIR | City Accommodation | CA | CA08 | Village Units 23 - 28 | 03 | Third Floor | 28.303A | 99963 | Student Accommodation | 99939 | Unusable Spaces | 0.82 | BIR | 7 | Residential Accommodation Space Group | 700 | Residential - Specific type not defined |  | Unknown | 0.00 | NO
City Accommodation_CA08-Village Units 23 - 28_Third Floor_28.304 _ Ensuite | CA-CA08-03-28.304 | CA08-03-28.304-Ensuite | City Accommodation | CA | CA08 | Village Units 23 - 28 | 03 | Third Floor | 28.304 | 99963 | Student Accommodation | 99939 | Unusable Spaces | 3.52 | Ensuite | 7 | Residential Accommodation Space Group | 700 | Residential - Specific type not defined |  | Unknown | 0.00 | NO
City Accommodation_CA08-Village Units 23 - 28_Third Floor_28.305 _ Roof Deck | CA-CA08-03-28.305 | CA08-03-28.305-Roof Deck | City Accommodation | CA | CA08 | Village Units 23 - 28 | 03 | Third Floor | 28.305 | 99963 | Student Accommodation | 99939 | Unusable Spaces | 10.09 | Roof Deck | 7 | Residential Accommodation Space Group | 700 | Residential - Specific type not defined |  | Unknown | 0.00 | NO
City Accommodation_CA08-Village Units 23 - 28_Ground Floor_23.G01 _ Porch | CA-CA08-GN-23.G01 | CA08-GN-23.G01-Porch | City Accommodation | CA | CA08 | Village Units 23 - 28 | GN | Ground Floor | 23.G01 | 99963 | Student Accommodation | 99939 | Unusable Spaces | 2.19 | Porch | 7 | Residential Accommodation Space Group | 700 | Residential - Specific type not defined |  | Unknown | 0.00 | NO
City Accommodation_CA08-Village Units 23 - 28_Ground Floor_23.G02 _ Entry | CA-CA08-GN-23.G02 | CA08-GN-23.G02-Entry | City Accommodation | CA | CA08 | Village Units 23 - 28 | GN | Ground Floor | 23.G02 | 99963 | Student Accommodation | 99939 | Unusable Spaces | 3.2 | Entry | 7 | Residential Accommodation Space Group | 700 | Residential - Specific type not defined |  | Unknown | 0.00 | NO
City Accommodation_CA08-Village Units 23 - 28_Ground Floor_23.G03 _ Bedroom 1 | CA-CA08-GN-23.G03 | CA08-GN-23.G03-Bedroom 1 | City Accommodation | CA | CA08 | Village Units 23 - 28 | GN | Ground Floor | 23.G03 | 99963 | Student Accommodation | 99939 | Unusable Spaces | 10.62 | Bedroom 1 | 7 | Residential Accommodation Space Group | 700 | Residential - Specific type not defined |  | Unknown | 0.00 | NO
City Accommodation_CA08-Village Units 23 - 28_Ground Floor_23.G03A _ BIR | CA-CA08-GN-23.G03A | CA08-GN-23.G03A-BIR | City Accommodation | CA | CA08 | Village Units 23 - 28 | GN | Ground Floor | 23.G03A | 99963 | Student Accommodation | 99939 | Unusable Spaces | 0.62 | BIR | 7 | Residential Accommodation Space Group | 700 | Residential - Specific type not defined |  | Unknown | 0.00 | NO
City Accommodation_CA08-Village Units 23 - 28_Ground Floor_23.G04 _ HWS | CA-CA08-GN-23.G04 | CA08-GN-23.G04-HWS | City Accommodation | CA | CA08 | Village Units 23 - 28 | GN | Ground Floor | 23.G04 | 99963 | Student Accommodation | 99939 | Unusable Spaces | 1.04 | HWS | 7 | Residential Accommodation Space Group | 700 | Residential - Specific type not defined |  | Unknown | 0.00 | NO
City Accommodation_CA08-Village Units 23 - 28_Ground Floor_23.G05 _ Ensuite | CA-CA08-GN-23.G05 | CA08-GN-23.G05-Ensuite | City Accommodation | CA | CA08 | Village Units 23 - 28 | GN | Ground Floor | 23.G05 | 99963 | Student Accommodation | 99939 | Unusable Spaces | 3.86 | Ensuite | 7 | Residential Accommodation Space Group | 700 | Residential - Specific type not defined |  | Unknown | 0.00 | NO
City Accommodation_CA08-Village Units 23 - 28_Ground Floor_23.G06 _ Stair | CA-CA08-GN-23.G06 | CA08-GN-23.G06-Stair | City Accommodation | CA | CA08 | Village Units 23 - 28 | GN | Ground Floor | 23.G06 | 99963 | Student Accommodation | 99939 | Unusable Spaces | 2.22 | Stair | 7 | Residential Accommodation Space Group | 700 | Residential - Specific type not defined |  | Unknown | 0.00 | NO
City Accommodation_CA08-Village Units 23 - 28_Ground Floor_23.G07 _ Bedroom 2 | CA-CA08-GN-23.G07 | CA08-GN-23.G07-Bedroom 2 | City Accommodation | CA | CA08 | Village Units 23 - 28 | GN | Ground Floor | 23.G07 | 99963 | Student Accommodation | 99939 | Unusable Spaces | 13.73 | Bedroom 2 | 7 | Residential Accommodation Space Group | 700 | Residential - Specific type not defined |  | Unknown | 0.00 | NO
City Accommodation_CA08-Village Units 23 - 28_Ground Floor_23.G07A _ BIR | CA-CA08-GN-23.G07A | CA08-GN-23.G07A-BIR | City Accommodation | CA | CA08 | Village Units 23 - 28 | GN | Ground Floor | 23.G07A | 99963 | Student Accommodation | 99939 | Unusable Spaces | 0.62 | BIR | 7 | Residential Accommodation Space Group | 700 | Residential - Specific type not defined |  | Unknown | 0.00 | NO
City Accommodation_CA08-Village Units 23 - 28_Ground Floor_23.G08 _ Ensuite | CA-CA08-GN-23.G08 | CA08-GN-23.G08-Ensuite | City Accommodation | CA | CA08 | Village Units 23 - 28 | GN | Ground Floor | 23.G08 | 99963 | Student Accommodation | 99939 | Unusable Spaces | 3.56 | Ensuite | 7 | Residential Accommodation Space Group | 700 | Residential - Specific type not defined |  | Unknown | 0.00 | NO
City Accommodation_CA08-Village Units 23 - 28_Ground Floor_24.G01 _ Porch | CA-CA08-GN-24.G01 | CA08-GN-24.G01-Porch | City Accommodation | CA | CA08 | Village Units 23 - 28 | GN | Ground Floor | 24.G01 | 99939 | Unusable Spaces | 99939 | Unusable Spaces | 2.19 | Porch | 7 | Residential Accommodation Space Group | 700 | Residential - Specific type not defined |  | Unknown | 0.00 | NO
City Accommodation_CA08-Village Units 23 - 28_Ground Floor_24.G02 _ Entry | CA-CA08-GN-24.G02 | CA08-GN-24.G02-Entry | City Accommodation | CA | CA08 | Village Units 23 - 28 | GN | Ground Floor | 24.G02 | 99963 | Student Accommodation | 99939 | Unusable Spaces | 3.2 | Entry | 7 | Residential Accommodation Space Group | 700 | Residential - Specific type not defined |  | Unknown | 0.00 | NO
City Accommodation_CA08-Village Units 23 - 28_Ground Floor_24.G03 _ Bedroom 2 | CA-CA08-GN-24.G03 | CA08-GN-24.G03-Bedroom 2 | City Accommodation | CA | CA08 | Village Units 23 - 28 | GN | Ground Floor | 24.G03 | 99963 | Student Accommodation | 99939 | Unusable Spaces | 13.73 | Bedroom 2 | 7 | Residential Accommodation Space Group | 700 | Residential - Specific type not defined |  | Unknown | 0.00 | NO
City Accommodation_CA08-Village Units 23 - 28_Ground Floor_24.G03A _ BIR | CA-CA08-GN-24.G03A | CA08-GN-24.G03A-BIR | City Accommodation | CA | CA08 | Village Units 23 - 28 | GN | Ground Floor | 24.G03A | 99963 | Student Accommodation | 99939 | Unusable Spaces | 0.62 | BIR | 7 | Residential Accommodation Space Group | 700 | Residential - Specific type not defined |  | Unknown | 0.00 | NO
City Accommodation_CA08-Village Units 23 - 28_Ground Floor_24.G04 _ Ensuite | CA-CA08-GN-24.G04 | CA08-GN-24.G04-Ensuite | City Accommodation | CA | CA08 | Village Units 23 - 28 | GN | Ground Floor | 24.G04 | 99963 | Student Accommodation | 99939 | Unusable Spaces | 3.57 | Ensuite | 7 | Residential Accommodation Space Group | 700 | Residential - Specific type not defined |  | Unknown | 0.00 | NO
City Accommodation_CA08-Village Units 23 - 28_Ground Floor_24.G05 _ Stair | CA-CA08-GN-24.G05 | CA08-GN-24.G05-Stair | City Accommodation | CA | CA08 | Village Units 23 - 28 | GN | Ground Floor | 24.G05 | 99963 | Student Accommodation | 99939 | Unusable Spaces | 2.22 | Stair | 7 | Residential Accommodation Space Group | 700 | Residential - Specific type not defined |  | Unknown | 0.00 | NO
City Accommodation_CA08-Village Units 23 - 28_Ground Floor_24.G06 _ Bedroom 1 | CA-CA08-GN-24.G06 | CA08-GN-24.G06-Bedroom 1 | City Accommodation | CA | CA08 | Village Units 23 - 28 | GN | Ground Floor | 24.G06 | 99963 | Student Accommodation | 99939 | Unusable Spaces | 10.62 | Bedroom 1 | 7 | Residential Accommodation Space Group | 700 | Residential - Specific type not defined |  | Unknown | 0.00 | NO
City Accommodation_CA08-Village Units 23 - 28_Ground Floor_24.G06A _ BIR | CA-CA08-GN-24.G06A | CA08-GN-24.G06A-BIR | City Accommodation | CA | CA08 | Village Units 23 - 28 | GN | Ground Floor | 24.G06A | 99963 | Student Accommodation | 99939 | Unusable Spaces | 0.62 | BIR | 7 | Residential Accommodation Space Group | 700 | Residential - Specific type not defined |  | Unknown | 0.00 | NO
City Accommodation_CA08-Village Units 23 - 28_Ground Floor_24.G07 _ Ensuite | CA-CA08-GN-24.G07 | CA08-GN-24.G07-Ensuite | City Accommodation | CA | CA08 | Village Units 23 - 28 | GN | Ground Floor | 24.G07 | 99963 | Student Accommodation | 99939 | Unusable Spaces | 3.86 | Ensuite | 7 | Residential Accommodation Space Group | 700 | Residential - Specific type not defined |  | Unknown | 0.00 | NO
City Accommodation_CA08-Village Units 23 - 28_Ground Floor_24.G08 _ HWS | CA-CA08-GN-24.G08 | CA08-GN-24.G08-HWS | City Accommodation | CA | CA08 | Village Units 23 - 28 | GN | Ground Floor | 24.G08 | 99963 | Student Accommodation | 99939 | Unusable Spaces | 1.04 | HWS | 7 | Residential Accommodation Space Group | 700 | Residential - Specific type not defined |  | Unknown | 0.00 | NO
City Accommodation_CA08-Village Units 23 - 28_Ground Floor_25.G01 _ Porch | CA-CA08-GN-25.G01 | CA08-GN-25.G01-Porch | City Accommodation | CA | CA08 | Village Units 23 - 28 | GN | Ground Floor | 25.G01 | 99963 | Student Accommodation | 99939 | Unusable Spaces | 2.19 | Porch | 7 | Residential Accommodation Space Group | 700 | Residential - Specific type not defined |  | Unknown | 0.00 | NO
City Accommodation_CA08-Village Units 23 - 28_Ground Floor_25.G02 _ Entry | CA-CA08-GN-25.G02 | CA08-GN-25.G02-Entry | City Accommodation | CA | CA08 | Village Units 23 - 28 | GN | Ground Floor | 25.G02 | 99963 | Student Accommodation | 99939 | Unusable Spaces | 3.2 | Entry | 7 | Residential Accommodation Space Group | 700 | Residential - Specific type not defined |  | Unknown | 0.00 | NO
City Accommodation_CA08-Village Units 23 - 28_Ground Floor_25.G03 _ Bedroom 2 | CA-CA08-GN-25.G03 | CA08-GN-25.G03-Bedroom 2 | City Accommodation | CA | CA08 | Village Units 23 - 28 | GN | Ground Floor | 25.G03 | 99963 | Student Accommodation | 99939 | Unusable Spaces | 13.71 | Bedroom 2 | 7 | Residential Accommodation Space Group | 700 | Residential - Specific type not defined |  | Unknown | 0.00 | NO
City Accommodation_CA08-Village Units 23 - 28_Ground Floor_25.G03A _ BIR | CA-CA08-GN-25.G03A | CA08-GN-25.G03A-BIR | City Accommodation | CA | CA08 | Village Units 23 - 28 | GN | Ground Floor | 25.G03A | 99963 | Student Accommodation | 99939 | Unusable Spaces | 0.62 | BIR | 7 | Residential Accommodation Space Group | 700 | Residential - Specific type not defined |  | Unknown | 0.00 | NO
City Accommodation_CA08-Village Units 23 - 28_Ground Floor_25.G04 _ Ensuite | CA-CA08-GN-25.G04 | CA08-GN-25.G04-Ensuite | City Accommodation | CA | CA08 | Village Units 23 - 28 | GN | Ground Floor | 25.G04 | 99963 | Student Accommodation | 99939 | Unusable Spaces | 3.57 | Ensuite | 7 | Residential Accommodation Space Group | 700 | Residential - Specific type not defined |  | Unknown | 0.00 | NO
City Accommodation_CA08-Village Units 23 - 28_Ground Floor_25.G05 _ Stair | CA-CA08-GN-25.G05 | CA08-GN-25.G05-Stair | City Accommodation | CA | CA08 | Village Units 23 - 28 | GN | Ground Floor | 25.G05 | 99963 | Student Accommodation | 99939 | Unusable Spaces | 2.22 | Stair | 7 | Residential Accommodation Space Group | 700 | Residential - Specific type not defined |  | Unknown | 0.00 | NO
City Accommodation_CA08-Village Units 23 - 28_Ground Floor_25.G06 _ Bedroom 1 | CA-CA08-GN-25.G06 | CA08-GN-25.G06-Bedroom 1 | City Accommodation | CA | CA08 | Village Units 23 - 28 | GN | Ground Floor | 25.G06 | 99963 | Student Accommodation | 99939 | Unusable Spaces | 10.62 | Bedroom 1 | 7 | Residential Accommodation Space Group | 700 | Residential - Specific type not defined |  | Unknown | 0.00 | NO
City Accommodation_CA08-Village Units 23 - 28_Ground Floor_25.G06A _ BIR | CA-CA08-GN-25.G06A | CA08-GN-25.G06A-BIR | City Accommodation | CA | CA08 | Village Units 23 - 28 | GN | Ground Floor | 25.G06A | 99963 | Student Accommodation | 99939 | Unusable Spaces | 0.62 | BIR | 7 | Residential Accommodation Space Group | 700 | Residential - Specific type not defined |  | Unknown | 0.00 | NO
City Accommodation_CA08-Village Units 23 - 28_Ground Floor_25.G07 _ Ensuite | CA-CA08-GN-25.G07 | CA08-GN-25.G07-Ensuite | City Accommodation | CA | CA08 | Village Units 23 - 28 | GN | Ground Floor | 25.G07 | 99963 | Student Accommodation | 99939 | Unusable Spaces | 3.86 | Ensuite | 7 | Residential Accommodation Space Group | 700 | Residential - Specific type not defined |  | Unknown | 0.00 | NO
City Accommodation_CA08-Village Units 23 - 28_Ground Floor_25.G08 _ HWS | CA-CA08-GN-25.G08 | CA08-GN-25.G08-HWS | City Accommodation | CA | CA08 | Village Units 23 - 28 | GN | Ground Floor | 25.G08 | 99963 | Student Accommodation | 99939 | Unusable Spaces | 1.04 | HWS | 7 | Residential Accommodation Space Group | 700 | Residential - Specific type not defined |  | Unknown | 0.00 | NO
City Accommodation_CA08-Village Units 23 - 28_Ground Floor_26.G01 _ Porch | CA-CA08-GN-26.G01 | CA08-GN-26.G01-Porch | City Accommodation | CA | CA08 | Village Units 23 - 28 | GN | Ground Floor | 26.G01 | 99963 | Student Accommodation | 99939 | Unusable Spaces | 2.19 | Porch | 7 | Residential Accommodation Space Group | 700 | Residential - Specific type not defined |  | Unknown | 0.00 | NO
City Accommodation_CA08-Village Units 23 - 28_Ground Floor_26.G02 _ Entry | CA-CA08-GN-26.G02 | CA08-GN-26.G02-Entry | City Accommodation | CA | CA08 | Village Units 23 - 28 | GN | Ground Floor | 26.G02 | 99963 | Student Accommodation | 99939 | Unusable Spaces | 3.2 | Entry | 7 | Residential Accommodation Space Group | 700 | Residential - Specific type not defined |  | Unknown | 0.00 | NO
City Accommodation_CA08-Village Units 23 - 28_Ground Floor_26.G03 _ Bedroom 1 | CA-CA08-GN-26.G03 | CA08-GN-26.G03-Bedroom 1 | City Accommodation | CA | CA08 | Village Units 23 - 28 | GN | Ground Floor | 26.G03 | 99963 | Student Accommodation | 99939 | Unusable Spaces | 10.62 | Bedroom 1 | 7 | Residential Accommodation Space Group | 700 | Residential - Specific type not defined |  | Unknown | 0.00 | NO
City Accommodation_CA08-Village Units 23 - 28_Ground Floor_26.G03A _ BIR | CA-CA08-GN-26.G03A | CA08-GN-26.G03A-BIR | City Accommodation | CA | CA08 | Village Units 23 - 28 | GN | Ground Floor | 26.G03A | 99963 | Student Accommodation | 99939 | Unusable Spaces | 0.62 | BIR | 7 | Residential Accommodation Space Group | 700 | Residential - Specific type not defined |  | Unknown | 0.00 | NO
City Accommodation_CA08-Village Units 23 - 28_Ground Floor_26.G04 _ HWS | CA-CA08-GN-26.G04 | CA08-GN-26.G04-HWS | City Accommodation | CA | CA08 | Village Units 23 - 28 | GN | Ground Floor | 26.G04 | 99963 | Student Accommodation | 99939 | Unusable Spaces | 1.04 | HWS | 7 | Residential Accommodation Space Group | 700 | Residential - Specific type not defined |  | Unknown | 0.00 | NO
City Accommodation_CA08-Village Units 23 - 28_Ground Floor_26.G05 _ Ensuite | CA-CA08-GN-26.G05 | CA08-GN-26.G05-Ensuite | City Accommodation | CA | CA08 | Village Units 23 - 28 | GN | Ground Floor | 26.G05 | 99963 | Student Accommodation | 99939 | Unusable Spaces | 3.86 | Ensuite | 7 | Residential Accommodation Space Group | 700 | Residential - Specific type not defined |  | Unknown | 0.00 | NO
City Accommodation_CA08-Village Units 23 - 28_Ground Floor_26.G06 _ Stair | CA-CA08-GN-26.G06 | CA08-GN-26.G06-Stair | City Accommodation | CA | CA08 | Village Units 23 - 28 | GN | Ground Floor | 26.G06 | 99963 | Student Accommodation | 99939 | Unusable Spaces | 2.22 | Stair | 7 | Residential Accommodation Space Group | 700 | Residential - Specific type not defined |  | Unknown | 0.00 | NO
City Accommodation_CA08-Village Units 23 - 28_Ground Floor_26.G07 _ Bedroom 2 | CA-CA08-GN-26.G07 | CA08-GN-26.G07-Bedroom 2 | City Accommodation | CA | CA08 | Village Units 23 - 28 | GN | Ground Floor | 26.G07 | 99963 | Student Accommodation | 99939 | Unusable Spaces | 13.71 | Bedroom 2 | 7 | Residential Accommodation Space Group | 700 | Residential - Specific type not defined |  | Unknown | 0.00 | NO
City Accommodation_CA08-Village Units 23 - 28_Ground Floor_26.G07A _ BIR | CA-CA08-GN-26.G07A | CA08-GN-26.G07A-BIR | City Accommodation | CA | CA08 | Village Units 23 - 28 | GN | Ground Floor | 26.G07A | 99963 | Student Accommodation | 99939 | Unusable Spaces | 0.62 | BIR | 7 | Residential Accommodation Space Group | 700 | Residential - Specific type not defined |  | Unknown | 0.00 | NO
City Accommodation_CA08-Village Units 23 - 28_Ground Floor_26.G08 _ Ensuite | CA-CA08-GN-26.G08 | CA08-GN-26.G08-Ensuite | City Accommodation | CA | CA08 | Village Units 23 - 28 | GN | Ground Floor | 26.G08 | 99963 | Student Accommodation | 99939 | Unusable Spaces | 3.56 | Ensuite | 7 | Residential Accommodation Space Group | 700 | Residential - Specific type not defined |  | Unknown | 0.00 | NO
City Accommodation_CA08-Village Units 23 - 28_Ground Floor_27.G01 _ Porch | CA-CA08-GN-27.G01 | CA08-GN-27.G01-Porch | City Accommodation | CA | CA08 | Village Units 23 - 28 | GN | Ground Floor | 27.G01 | 99963 | Student Accommodation | 99939 | Unusable Spaces | 2.19 | Porch | 7 | Residential Accommodation Space Group | 700 | Residential - Specific type not defined |  | Unknown | 0.00 | NO
City Accommodation_CA08-Village Units 23 - 28_Ground Floor_27.G02 _ Entry | CA-CA08-GN-27.G02 | CA08-GN-27.G02-Entry | City Accommodation | CA | CA08 | Village Units 23 - 28 | GN | Ground Floor | 27.G02 | 99963 | Student Accommodation | 99939 | Unusable Spaces | 3.2 | Entry | 7 | Residential Accommodation Space Group | 700 | Residential - Specific type not defined |  | Unknown | 0.00 | NO
City Accommodation_CA08-Village Units 23 - 28_Ground Floor_27.G03 _ Bedroom 1 | CA-CA08-GN-27.G03 | CA08-GN-27.G03-Bedroom 1 | City Accommodation | CA | CA08 | Village Units 23 - 28 | GN | Ground Floor | 27.G03 | 99963 | Student Accommodation | 99939 | Unusable Spaces | 10.62 | Bedroom 1 | 7 | Residential Accommodation Space Group | 700 | Residential - Specific type not defined |  | Unknown | 0.00 | NO
City Accommodation_CA08-Village Units 23 - 28_Ground Floor_27.G03A _ BIR | CA-CA08-GN-27.G03A | CA08-GN-27.G03A-BIR | City Accommodation | CA | CA08 | Village Units 23 - 28 | GN | Ground Floor | 27.G03A | 99963 | Student Accommodation | 99939 | Unusable Spaces | 0.62 | BIR | 7 | Residential Accommodation Space Group | 700 | Residential - Specific type not defined |  | Unknown | 0.00 | NO
City Accommodation_CA08-Village Units 23 - 28_Ground Floor_27.G04 _ HWS | CA-CA08-GN-27.G04 | CA08-GN-27.G04-HWS | City Accommodation | CA | CA08 | Village Units 23 - 28 | GN | Ground Floor | 27.G04 | 99963 | Student Accommodation | 99939 | Unusable Spaces | 1.04 | HWS | 7 | Residential Accommodation Space Group | 700 | Residential - Specific type not defined |  | Unknown | 0.00 | NO
City Accommodation_CA08-Village Units 23 - 28_Ground Floor_27.G05 _ Ensuite | CA-CA08-GN-27.G05 | CA08-GN-27.G05-Ensuite | City Accommodation | CA | CA08 | Village Units 23 - 28 | GN | Ground Floor | 27.G05 | 99963 | Student Accommodation | 99939 | Unusable Spaces | 3.86 | Ensuite | 7 | Residential Accommodation Space Group | 700 | Residential - Specific type not defined |  | Unknown | 0.00 | NO
City Accommodation_CA08-Village Units 23 - 28_Ground Floor_27.G06 _ Stair | CA-CA08-GN-27.G06 | CA08-GN-27.G06-Stair | City Accommodation | CA | CA08 | Village Units 23 - 28 | GN | Ground Floor | 27.G06 | 99963 | Student Accommodation | 99939 | Unusable Spaces | 2.22 | Stair | 7 | Residential Accommodation Space Group | 700 | Residential - Specific type not defined |  | Unknown | 0.00 | NO
City Accommodation_CA08-Village Units 23 - 28_Ground Floor_27.G07 _ Bedroom 2 | CA-CA08-GN-27.G07 | CA08-GN-27.G07-Bedroom 2 | City Accommodation | CA | CA08 | Village Units 23 - 28 | GN | Ground Floor | 27.G07 | 99963 | Student Accommodation | 99939 | Unusable Spaces | 13.73 | Bedroom 2 | 7 | Residential Accommodation Space Group | 700 | Residential - Specific type not defined |  | Unknown | 0.00 | NO
City Accommodation_CA08-Village Units 23 - 28_Ground Floor_27.G07A _ BIR | CA-CA08-GN-27.G07A | CA08-GN-27.G07A-BIR | City Accommodation | CA | CA08 | Village Units 23 - 28 | GN | Ground Floor | 27.G07A | 99963 | Student Accommodation | 99939 | Unusable Spaces | 0.62 | BIR | 7 | Residential Accommodation Space Group | 700 | Residential - Specific type not defined |  | Unknown | 0.00 | NO
City Accommodation_CA08-Village Units 23 - 28_Ground Floor_27.G08 _ Ensuite | CA-CA08-GN-27.G08 | CA08-GN-27.G08-Ensuite | City Accommodation | CA | CA08 | Village Units 23 - 28 | GN | Ground Floor | 27.G08 | 99963 | Student Accommodation | 99939 | Unusable Spaces | 3.56 | Ensuite | 7 | Residential Accommodation Space Group | 700 | Residential - Specific type not defined |  | Unknown | 0.00 | NO
City Accommodation_CA08-Village Units 23 - 28_Ground Floor_28.G01 _ Porch | CA-CA08-GN-28.G01 | CA08-GN-28.G01-Porch | City Accommodation | CA | CA08 | Village Units 23 - 28 | GN | Ground Floor | 28.G01 | 99963 | Student Accommodation | 99939 | Unusable Spaces | 2.19 | Porch | 7 | Residential Accommodation Space Group | 700 | Residential - Specific type not defined |  | Unknown | 0.00 | NO
City Accommodation_CA08-Village Units 23 - 28_Ground Floor_28.G02 _ Entry | CA-CA08-GN-28.G02 | CA08-GN-28.G02-Entry | City Accommodation | CA | CA08 | Village Units 23 - 28 | GN | Ground Floor | 28.G02 | 99963 | Student Accommodation | 99939 | Unusable Spaces | 3.2 | Entry | 7 | Residential Accommodation Space Group | 700 | Residential - Specific type not defined |  | Unknown | 0.00 | NO
City Accommodation_CA08-Village Units 23 - 28_Ground Floor_28.G03 _ Bedroom 2 | CA-CA08-GN-28.G03 | CA08-GN-28.G03-Bedroom 2 | City Accommodation | CA | CA08 | Village Units 23 - 28 | GN | Ground Floor | 28.G03 | 99963 | Student Accommodation | 99939 | Unusable Spaces | 13.71 | Bedroom 2 | 7 | Residential Accommodation Space Group | 700 | Residential - Specific type not defined |  | Unknown | 0.00 | NO
City Accommodation_CA08-Village Units 23 - 28_Ground Floor_28.G03A _ BIR | CA-CA08-GN-28.G03A | CA08-GN-28.G03A-BIR | City Accommodation | CA | CA08 | Village Units 23 - 28 | GN | Ground Floor | 28.G03A | 99963 | Student Accommodation | 99939 | Unusable Spaces | 0.62 | BIR | 7 | Residential Accommodation Space Group | 700 | Residential - Specific type not defined |  | Unknown | 0.00 | NO
City Accommodation_CA08-Village Units 23 - 28_Ground Floor_28.G04 _ Ensuite | CA-CA08-GN-28.G04 | CA08-GN-28.G04-Ensuite | City Accommodation | CA | CA08 | Village Units 23 - 28 | GN | Ground Floor | 28.G04 | 99963 | Student Accommodation | 99939 | Unusable Spaces | 3.56 | Ensuite | 7 | Residential Accommodation Space Group | 700 | Residential - Specific type not defined |  | Unknown | 0.00 | NO
City Accommodation_CA08-Village Units 23 - 28_Ground Floor_28.G05 _ Stair | CA-CA08-GN-28.G05 | CA08-GN-28.G05-Stair | City Accommodation | CA | CA08 | Village Units 23 - 28 | GN | Ground Floor | 28.G05 | 99963 | Student Accommodation | 99939 | Unusable Spaces | 2.22 | Stair | 7 | Residential Accommodation Space Group | 700 | Residential - Specific type not defined |  | Unknown | 0.00 | NO
City Accommodation_CA08-Village Units 23 - 28_Ground Floor_28.G06 _ Bedroom 1 | CA-CA08-GN-28.G06 | CA08-GN-28.G06-Bedroom 1 | City Accommodation | CA | CA08 | Village Units 23 - 28 | GN | Ground Floor | 28.G06 | 99963 | Student Accommodation | 99939 | Unusable Spaces | 10.62 | Bedroom 1 | 7 | Residential Accommodation Space Group | 700 | Residential - Specific type not defined |  | Unknown | 0.00 | NO
City Accommodation_CA08-Village Units 23 - 28_Ground Floor_28.G06A _ BIR | CA-CA08-GN-28.G06A | CA08-GN-28.G06A-BIR | City Accommodation | CA | CA08 | Village Units 23 - 28 | GN | Ground Floor | 28.G06A | 99963 | Student Accommodation | 99939 | Unusable Spaces | 0.62 | BIR | 7 | Residential Accommodation Space Group | 700 | Residential - Specific type not defined |  | Unknown | 0.00 | NO
City Accommodation_CA08-Village Units 23 - 28_Ground Floor_28.G07 _ Ensuite | CA-CA08-GN-28.G07 | CA08-GN-28.G07-Ensuite | City Accommodation | CA | CA08 | Village Units 23 - 28 | GN | Ground Floor | 28.G07 | 99963 | Student Accommodation | 99939 | Unusable Spaces | 3.86 | Ensuite | 7 | Residential Accommodation Space Group | 700 | Residential - Specific type not defined |  | Unknown | 0.00 | NO
City Accommodation_CA08-Village Units 23 - 28_Ground Floor_28.G08 _ HWS | CA-CA08-GN-28.G08 | CA08-GN-28.G08-HWS | City Accommodation | CA | CA08 | Village Units 23 - 28 | GN | Ground Floor | 28.G08 | 99963 | Student Accommodation | 99939 | Unusable Spaces | 1.04 | HWS | 7 | Residential Accommodation Space Group | 700 | Residential - Specific type not defined |  | Unknown | 0.00 | NO
City Accommodation_CA09-Village Units 17 - 22_First Floor_17.101 _ Stair | CA-CA09-01-17.101 | CA09-01-17.101-Stair | City Accommodation | CA | CA09 | Village Units 17 - 22 | 01 | First Floor | 17.101 | 99963 | Student Accommodation | 99939 | Unusable Spaces | 3.1 | Stair | 7 | Residential Accommodation Space Group | 700 | Residential - Specific type not defined |  | Unknown | 0.00 | NO
City Accommodation_CA09-Village Units 17 - 22_First Floor_17.102 _ Corr. | CA-CA09-01-17.102 | CA09-01-17.102-Corr. | City Accommodation | CA | CA09 | Village Units 17 - 22 | 01 | First Floor | 17.102 | 99963 | Student Accommodation | 99939 | Unusable Spaces | 4.96 | Corr. | 7 | Residential Accommodation Space Group | 700 | Residential - Specific type not defined |  | Unknown | 0.00 | NO
City Accommodation_CA09-Village Units 17 - 22_First Floor_17.103 _ Bedroom 3 | CA-CA09-01-17.103 | CA09-01-17.103-Bedroom 3 | City Accommodation | CA | CA09 | Village Units 17 - 22 | 01 | First Floor | 17.103 | 99963 | Student Accommodation | 99939 | Unusable Spaces | 11.89 | Bedroom 3 | 7 | Residential Accommodation Space Group | 700 | Residential - Specific type not defined |  | Unknown | 0.00 | NO
City Accommodation_CA09-Village Units 17 - 22_First Floor_17.103A _ BIR | CA-CA09-01-17.103A | CA09-01-17.103A-BIR | City Accommodation | CA | CA09 | Village Units 17 - 22 | 01 | First Floor | 17.103A | 99963 | Student Accommodation | 99939 | Unusable Spaces | 0.98 | BIR | 7 | Residential Accommodation Space Group | 700 | Residential - Specific type not defined |  | Unknown | 0.00 | NO
City Accommodation_CA09-Village Units 17 - 22_First Floor_17.104 _ Bathroom | CA-CA09-01-17.104 | CA09-01-17.104-Bathroom | City Accommodation | CA | CA09 | Village Units 17 - 22 | 01 | First Floor | 17.104 | 99963 | Student Accommodation | 99939 | Unusable Spaces | 3.54 | Bathroom | 7 | Residential Accommodation Space Group | 700 | Residential - Specific type not defined |  | Unknown | 0.00 | NO
City Accommodation_CA09-Village Units 17 - 22_First Floor_17.105 _ Stair | CA-CA09-01-17.105 | CA09-01-17.105-Stair | City Accommodation | CA | CA09 | Village Units 17 - 22 | 01 | First Floor | 17.105 | 99963 | Student Accommodation | 99939 | Unusable Spaces | 1.88 | Stair | 7 | Residential Accommodation Space Group | 700 | Residential - Specific type not defined |  | Unknown | 0.00 | NO
City Accommodation_CA09-Village Units 17 - 22_First Floor_17.106 _ Bedroom 4 | CA-CA09-01-17.106 | CA09-01-17.106-Bedroom 4 | City Accommodation | CA | CA09 | Village Units 17 - 22 | 01 | First Floor | 17.106 | 99963 | Student Accommodation | 99939 | Unusable Spaces | 12.29 | Bedroom 4 | 7 | Residential Accommodation Space Group | 700 | Residential - Specific type not defined |  | Unknown | 0.00 | NO
City Accommodation_CA09-Village Units 17 - 22_First Floor_17.106A _ BIR | CA-CA09-01-17.106A | CA09-01-17.106A-BIR | City Accommodation | CA | CA09 | Village Units 17 - 22 | 01 | First Floor | 17.106A | 99963 | Student Accommodation | 99939 | Unusable Spaces | 1.93 | BIR | 7 | Residential Accommodation Space Group | 700 | Residential - Specific type not defined |  | Unknown | 0.00 | NO
City Accommodation_CA09-Village Units 17 - 22_First Floor_18.101 _ Stair | CA-CA09-01-18.101 | CA09-01-18.101-Stair | City Accommodation | CA | CA09 | Village Units 17 - 22 | 01 | First Floor | 18.101 | 99963 | Student Accommodation | 99939 | Unusable Spaces | 3.1 | Stair | 7 | Residential Accommodation Space Group | 700 | Residential - Specific type not defined |  | Unknown | 0.00 | NO
City Accommodation_CA09-Village Units 17 - 22_First Floor_18.102 _ Corr. | CA-CA09-01-18.102 | CA09-01-18.102-Corr. | City Accommodation | CA | CA09 | Village Units 17 - 22 | 01 | First Floor | 18.102 | 99963 | Student Accommodation | 99939 | Unusable Spaces | 4.96 | Corr. | 7 | Residential Accommodation Space Group | 700 | Residential - Specific type not defined |  | Unknown | 0.00 | NO
City Accommodation_CA09-Village Units 17 - 22_First Floor_18.103 _ Bedroom 4 | CA-CA09-01-18.103 | CA09-01-18.103-Bedroom 4 | City Accommodation | CA | CA09 | Village Units 17 - 22 | 01 | First Floor | 18.103 | 99963 | Student Accommodation | 99939 | Unusable Spaces | 12.19 | Bedroom 4 | 7 | Residential Accommodation Space Group | 700 | Residential - Specific type not defined |  | Unknown | 0.00 | NO
City Accommodation_CA09-Village Units 17 - 22_First Floor_18.103A _ BIR | CA-CA09-01-18.103A | CA09-01-18.103A-BIR | City Accommodation | CA | CA09 | Village Units 17 - 22 | 01 | First Floor | 18.103A | 99963 | Student Accommodation | 99939 | Unusable Spaces | 1.93 | BIR | 7 | Residential Accommodation Space Group | 700 | Residential - Specific type not defined |  | Unknown | 0.00 | NO
City Accommodation_CA09-Village Units 17 - 22_First Floor_18.104 _ Stair | CA-CA09-01-18.104 | CA09-01-18.104-Stair | City Accommodation | CA | CA09 | Village Units 17 - 22 | 01 | First Floor | 18.104 | 99963 | Student Accommodation | 99939 | Unusable Spaces | 1.88 | Stair | 7 | Residential Accommodation Space Group | 700 | Residential - Specific type not defined |  | Unknown | 0.00 | NO
City Accommodation_CA09-Village Units 17 - 22_First Floor_18.105 _ Bathroom | CA-CA09-01-18.105 | CA09-01-18.105-Bathroom | City Accommodation | CA | CA09 | Village Units 17 - 22 | 01 | First Floor | 18.105 | 99963 | Student Accommodation | 99939 | Unusable Spaces | 3.53 | Bathroom | 7 | Residential Accommodation Space Group | 700 | Residential - Specific type not defined |  | Unknown | 0.00 | NO
City Accommodation_CA09-Village Units 17 - 22_First Floor_18.106 _ Bedroom 3 | CA-CA09-01-18.106 | CA09-01-18.106-Bedroom 3 | City Accommodation | CA | CA09 | Village Units 17 - 22 | 01 | First Floor | 18.106 | 99963 | Student Accommodation | 99939 | Unusable Spaces | 11.89 | Bedroom 3 | 7 | Residential Accommodation Space Group | 700 | Residential - Specific type not defined |  | Unknown | 0.00 | NO
City Accommodation_CA09-Village Units 17 - 22_First Floor_18.106A _ BIR | CA-CA09-01-18.106A | CA09-01-18.106A-BIR | City Accommodation | CA | CA09 | Village Units 17 - 22 | 01 | First Floor | 18.106A | 99963 | Student Accommodation | 99939 | Unusable Spaces | 0.98 | BIR | 7 | Residential Accommodation Space Group | 700 | Residential - Specific type not defined |  | Unknown | 0.00 | NO
City Accommodation_CA09-Village Units 17 - 22_First Floor_19.101 _ Stair | CA-CA09-01-19.101 | CA09-01-19.101-Stair | City Accommodation | CA | CA09 | Village Units 17 - 22 | 01 | First Floor | 19.101 | 99963 | Student Accommodation | 99939 | Unusable Spaces | 3.1 | Stair | 7 | Residential Accommodation Space Group | 700 | Residential - Specific type not defined |  | Unknown | 0.00 | NO
City Accommodation_CA09-Village Units 17 - 22_First Floor_19.102 _ Corr. | CA-CA09-01-19.102 | CA09-01-19.102-Corr. | City Accommodation | CA | CA09 | Village Units 17 - 22 | 01 | First Floor | 19.102 | 99963 | Student Accommodation | 99939 | Unusable Spaces | 4.96 | Corr. | 7 | Residential Accommodation Space Group | 700 | Residential - Specific type not defined |  | Unknown | 0.00 | NO
City Accommodation_CA09-Village Units 17 - 22_First Floor_19.103 _ Bedroom 4 | CA-CA09-01-19.103 | CA09-01-19.103-Bedroom 4 | City Accommodation | CA | CA09 | Village Units 17 - 22 | 01 | First Floor | 19.103 | 99963 | Student Accommodation | 99939 | Unusable Spaces | 12.29 | Bedroom 4 | 7 | Residential Accommodation Space Group | 700 | Residential - Specific type not defined |  | Unknown | 0.00 | NO
City Accommodation_CA09-Village Units 17 - 22_First Floor_19.103A _ BIR | CA-CA09-01-19.103A | CA09-01-19.103A-BIR | City Accommodation | CA | CA09 | Village Units 17 - 22 | 01 | First Floor | 19.103A | 99963 | Student Accommodation | 99939 | Unusable Spaces | 1.93 | BIR | 7 | Residential Accommodation Space Group | 700 | Residential - Specific type not defined |  | Unknown | 0.00 | NO
City Accommodation_CA09-Village Units 17 - 22_First Floor_19.104 _ Stair | CA-CA09-01-19.104 | CA09-01-19.104-Stair | City Accommodation | CA | CA09 | Village Units 17 - 22 | 01 | First Floor | 19.104 | 99963 | Student Accommodation | 99939 | Unusable Spaces | 1.88 | Stair | 7 | Residential Accommodation Space Group | 700 | Residential - Specific type not defined |  | Unknown | 0.00 | NO
City Accommodation_CA09-Village Units 17 - 22_First Floor_19.105 _ Bathroom | CA-CA09-01-19.105 | CA09-01-19.105-Bathroom | City Accommodation | CA | CA09 | Village Units 17 - 22 | 01 | First Floor | 19.105 | 99963 | Student Accommodation | 99939 | Unusable Spaces | 3.54 | Bathroom | 7 | Residential Accommodation Space Group | 700 | Residential - Specific type not defined |  | Unknown | 0.00 | NO
City Accommodation_CA09-Village Units 17 - 22_First Floor_19.106 _ Bedroom 3 | CA-CA09-01-19.106 | CA09-01-19.106-Bedroom 3 | City Accommodation | CA | CA09 | Village Units 17 - 22 | 01 | First Floor | 19.106 | 99963 | Student Accommodation | 99939 | Unusable Spaces | 11.89 | Bedroom 3 | 7 | Residential Accommodation Space Group | 700 | Residential - Specific type not defined |  | Unknown | 0.00 | NO
City Accommodation_CA09-Village Units 17 - 22_First Floor_19.106A _ BIR | CA-CA09-01-19.106A | CA09-01-19.106A-BIR | City Accommodation | CA | CA09 | Village Units 17 - 22 | 01 | First Floor | 19.106A | 99963 | Student Accommodation | 99939 | Unusable Spaces | 0.98 | BIR | 7 | Residential Accommodation Space Group | 700 | Residential - Specific type not defined |  | Unknown | 0.00 | NO
City Accommodation_CA09-Village Units 17 - 22_First Floor_20.101 _ Stair | CA-CA09-01-20.101 | CA09-01-20.101-Stair | City Accommodation | CA | CA09 | Village Units 17 - 22 | 01 | First Floor | 20.101 | 99963 | Student Accommodation | 99939 | Unusable Spaces | 3.1 | Stair | 7 | Residential Accommodation Space Group | 700 | Residential - Specific type not defined |  | Unknown | 0.00 | NO
City Accommodation_CA09-Village Units 17 - 22_First Floor_20.102 _ Corr. | CA-CA09-01-20.102 | CA09-01-20.102-Corr. | City Accommodation | CA | CA09 | Village Units 17 - 22 | 01 | First Floor | 20.102 | 99963 | Student Accommodation | 99939 | Unusable Spaces | 4.96 | Corr. | 7 | Residential Accommodation Space Group | 700 | Residential - Specific type not defined |  | Unknown | 0.00 | NO
City Accommodation_CA09-Village Units 17 - 22_First Floor_20.103 _ Bedroom 3 | CA-CA09-01-20.103 | CA09-01-20.103-Bedroom 3 | City Accommodation | CA | CA09 | Village Units 17 - 22 | 01 | First Floor | 20.103 | 99963 | Student Accommodation | 99939 | Unusable Spaces | 11.89 | Bedroom 3 | 7 | Residential Accommodation Space Group | 700 | Residential - Specific type not defined |  | Unknown | 0.00 | NO
City Accommodation_CA09-Village Units 17 - 22_First Floor_20.103A _ BIR | CA-CA09-01-20.103A | CA09-01-20.103A-BIR | City Accommodation | CA | CA09 | Village Units 17 - 22 | 01 | First Floor | 20.103A | 99963 | Student Accommodation | 99939 | Unusable Spaces | 0.98 | BIR | 7 | Residential Accommodation Space Group | 700 | Residential - Specific type not defined |  | Unknown | 0.00 | NO
City Accommodation_CA09-Village Units 17 - 22_First Floor_20.104 _ Bathroom | CA-CA09-01-20.104 | CA09-01-20.104-Bathroom | City Accommodation | CA | CA09 | Village Units 17 - 22 | 01 | First Floor | 20.104 | 99963 | Student Accommodation | 99939 | Unusable Spaces | 3.54 | Bathroom | 7 | Residential Accommodation Space Group | 700 | Residential - Specific type not defined |  | Unknown | 0.00 | NO
City Accommodation_CA09-Village Units 17 - 22_First Floor_20.105 _ Stair | CA-CA09-01-20.105 | CA09-01-20.105-Stair | City Accommodation | CA | CA09 | Village Units 17 - 22 | 01 | First Floor | 20.105 | 99963 | Student Accommodation | 99939 | Unusable Spaces | 1.88 | Stair | 7 | Residential Accommodation Space Group | 700 | Residential - Specific type not defined |  | Unknown | 0.00 | NO
City Accommodation_CA09-Village Units 17 - 22_First Floor_20.106 _ Bedroom 4 | CA-CA09-01-20.106 | CA09-01-20.106-Bedroom 4 | City Accommodation | CA | CA09 | Village Units 17 - 22 | 01 | First Floor | 20.106 | 99963 | Student Accommodation | 99939 | Unusable Spaces | 12.29 | Bedroom 4 | 7 | Residential Accommodation Space Group | 700 | Residential - Specific type not defined |  | Unknown | 0.00 | NO
City Accommodation_CA09-Village Units 17 - 22_First Floor_20.106A _ BIR | CA-CA09-01-20.106A | CA09-01-20.106A-BIR | City Accommodation | CA | CA09 | Village Units 17 - 22 | 01 | First Floor | 20.106A | 99963 | Student Accommodation | 99939 | Unusable Spaces | 1.93 | BIR | 7 | Residential Accommodation Space Group | 700 | Residential - Specific type not defined |  | Unknown | 0.00 | NO
City Accommodation_CA09-Village Units 17 - 22_First Floor_21.101 _ Stair | CA-CA09-01-21.101 | CA09-01-21.101-Stair | City Accommodation | CA | CA09 | Village Units 17 - 22 | 01 | First Floor | 21.101 | 99963 | Student Accommodation | 99939 | Unusable Spaces | 3.1 | Stair | 7 | Residential Accommodation Space Group | 700 | Residential - Specific type not defined |  | Unknown | 0.00 | NO
City Accommodation_CA09-Village Units 17 - 22_First Floor_21.102 _ Corr. | CA-CA09-01-21.102 | CA09-01-21.102-Corr. | City Accommodation | CA | CA09 | Village Units 17 - 22 | 01 | First Floor | 21.102 | 99963 | Student Accommodation | 99939 | Unusable Spaces | 4.96 | Corr. | 7 | Residential Accommodation Space Group | 700 | Residential - Specific type not defined |  | Unknown | 0.00 | NO
City Accommodation_CA09-Village Units 17 - 22_First Floor_21.103 _ Bedroom 3 | CA-CA09-01-21.103 | CA09-01-21.103-Bedroom 3 | City Accommodation | CA | CA09 | Village Units 17 - 22 | 01 | First Floor | 21.103 | 99963 | Student Accommodation | 99939 | Unusable Spaces | 11.89 | Bedroom 3 | 7 | Residential Accommodation Space Group | 700 | Residential - Specific type not defined |  | Unknown | 0.00 | NO
City Accommodation_CA09-Village Units 17 - 22_First Floor_21.103A _ BIR | CA-CA09-01-21.103A | CA09-01-21.103A-BIR | City Accommodation | CA | CA09 | Village Units 17 - 22 | 01 | First Floor | 21.103A | 99963 | Student Accommodation | 99939 | Unusable Spaces | 0.98 | BIR | 7 | Residential Accommodation Space Group | 700 | Residential - Specific type not defined |  | Unknown | 0.00 | NO
City Accommodation_CA09-Village Units 17 - 22_First Floor_21.104 _ Bathroom | CA-CA09-01-21.104 | CA09-01-21.104-Bathroom | City Accommodation | CA | CA09 | Village Units 17 - 22 | 01 | First Floor | 21.104 | 99963 | Student Accommodation | 99939 | Unusable Spaces | 3.53 | Bathroom | 7 | Residential Accommodation Space Group | 700 | Residential - Specific type not defined |  | Unknown | 0.00 | NO
City Accommodation_CA09-Village Units 17 - 22_First Floor_21.105 _ Stair | CA-CA09-01-21.105 | CA09-01-21.105-Stair | City Accommodation | CA | CA09 | Village Units 17 - 22 | 01 | First Floor | 21.105 | 99963 | Student Accommodation | 99939 | Unusable Spaces | 1.88 | Stair | 7 | Residential Accommodation Space Group | 700 | Residential - Specific type not defined |  | Unknown | 0.00 | NO
City Accommodation_CA09-Village Units 17 - 22_First Floor_21.106 _ Bedroom 4 | CA-CA09-01-21.106 | CA09-01-21.106-Bedroom 4 | City Accommodation | CA | CA09 | Village Units 17 - 22 | 01 | First Floor | 21.106 | 99963 | Student Accommodation | 99939 | Unusable Spaces | 12.19 | Bedroom 4 | 7 | Residential Accommodation Space Group | 700 | Residential - Specific type not defined |  | Unknown | 0.00 | NO
City Accommodation_CA09-Village Units 17 - 22_First Floor_21.106A _ BIR | CA-CA09-01-21.106A | CA09-01-21.106A-BIR | City Accommodation | CA | CA09 | Village Units 17 - 22 | 01 | First Floor | 21.106A | 99963 | Student Accommodation | 99939 | Unusable Spaces | 1.93 | BIR | 7 | Residential Accommodation Space Group | 700 | Residential - Specific type not defined |  | Unknown | 0.00 | NO
City Accommodation_CA09-Village Units 17 - 22_First Floor_22.101 _ Stair | CA-CA09-01-22.101 | CA09-01-22.101-Stair | City Accommodation | CA | CA09 | Village Units 17 - 22 | 01 | First Floor | 22.101 | 99963 | Student Accommodation | 99939 | Unusable Spaces | 3.1 | Stair | 7 | Residential Accommodation Space Group | 700 | Residential - Specific type not defined |  | Unknown | 0.00 | NO
City Accommodation_CA09-Village Units 17 - 22_First Floor_22.102 _ Corr. | CA-CA09-01-22.102 | CA09-01-22.102-Corr. | City Accommodation | CA | CA09 | Village Units 17 - 22 | 01 | First Floor | 22.102 | 99963 | Student Accommodation | 99939 | Unusable Spaces | 4.96 | Corr. | 7 | Residential Accommodation Space Group | 700 | Residential - Specific type not defined |  | Unknown | 0.00 | NO
City Accommodation_CA09-Village Units 17 - 22_First Floor_22.103 _ Bedroom 4 | CA-CA09-01-22.103 | CA09-01-22.103-Bedroom 4 | City Accommodation | CA | CA09 | Village Units 17 - 22 | 01 | First Floor | 22.103 | 99963 | Student Accommodation | 99939 | Unusable Spaces | 12.29 | Bedroom 4 | 7 | Residential Accommodation Space Group | 700 | Residential - Specific type not defined |  | Unknown | 0.00 | NO
City Accommodation_CA09-Village Units 17 - 22_First Floor_22.103A _ BIR | CA-CA09-01-22.103A | CA09-01-22.103A-BIR | City Accommodation | CA | CA09 | Village Units 17 - 22 | 01 | First Floor | 22.103A | 99963 | Student Accommodation | 99939 | Unusable Spaces | 1.93 | BIR | 7 | Residential Accommodation Space Group | 700 | Residential - Specific type not defined |  | Unknown | 0.00 | NO
City Accommodation_CA09-Village Units 17 - 22_First Floor_22.104 _ Stair | CA-CA09-01-22.104 | CA09-01-22.104-Stair | City Accommodation | CA | CA09 | Village Units 17 - 22 | 01 | First Floor | 22.104 | 99963 | Student Accommodation | 99939 | Unusable Spaces | 1.88 | Stair | 7 | Residential Accommodation Space Group | 700 | Residential - Specific type not defined |  | Unknown | 0.00 | NO
City Accommodation_CA09-Village Units 17 - 22_First Floor_22.105 _ Bathroom | CA-CA09-01-22.105 | CA09-01-22.105-Bathroom | City Accommodation | CA | CA09 | Village Units 17 - 22 | 01 | First Floor | 22.105 | 99963 | Student Accommodation | 99939 | Unusable Spaces | 3.54 | Bathroom | 7 | Residential Accommodation Space Group | 700 | Residential - Specific type not defined |  | Unknown | 0.00 | NO
City Accommodation_CA09-Village Units 17 - 22_First Floor_22.106 _ Bedroom 3 | CA-CA09-01-22.106 | CA09-01-22.106-Bedroom 3 | City Accommodation | CA | CA09 | Village Units 17 - 22 | 01 | First Floor | 22.106 | 99963 | Student Accommodation | 99939 | Unusable Spaces | 11.89 | Bedroom 3 | 7 | Residential Accommodation Space Group | 700 | Residential - Specific type not defined |  | Unknown | 0.00 | NO
City Accommodation_CA09-Village Units 17 - 22_First Floor_22.106A _ BIR | CA-CA09-01-22.106A | CA09-01-22.106A-BIR | City Accommodation | CA | CA09 | Village Units 17 - 22 | 01 | First Floor | 22.106A | 99963 | Student Accommodation | 99939 | Unusable Spaces | 0.97 | BIR | 7 | Residential Accommodation Space Group | 700 | Residential - Specific type not defined |  | Unknown | 0.00 | NO
City Accommodation_CA09-Village Units 17 - 22_Second Floor_17.201 _ Stair | CA-CA09-02-17.201 | CA09-02-17.201-Stair | City Accommodation | CA | CA09 | Village Units 17 - 22 | 02 | Second Floor | 17.201 | 99963 | Student Accommodation | 99939 | Unusable Spaces | 3.87 | Stair | 7 | Residential Accommodation Space Group | 700 | Residential - Specific type not defined |  | Unknown | 0.00 | NO
City Accommodation_CA09-Village Units 17 - 22_Second Floor_17.202 _ Living | CA-CA09-02-17.202 | CA09-02-17.202-Living | City Accommodation | CA | CA09 | Village Units 17 - 22 | 02 | Second Floor | 17.202 | 99963 | Student Accommodation | 99939 | Unusable Spaces | 13.42 | Living | 7 | Residential Accommodation Space Group | 700 | Residential - Specific type not defined |  | Unknown | 0.00 | NO
City Accommodation_CA09-Village Units 17 - 22_Second Floor_17.203 _ Deck | CA-CA09-02-17.203 | CA09-02-17.203-Deck | City Accommodation | CA | CA09 | Village Units 17 - 22 | 02 | Second Floor | 17.203 | 99963 | Student Accommodation | 99939 | Unusable Spaces | 4.82 | Deck | 7 | Residential Accommodation Space Group | 700 | Residential - Specific type not defined |  | Unknown | 0.00 | NO
City Accommodation_CA09-Village Units 17 - 22_Second Floor_17.204 _ Kitchen | CA-CA09-02-17.204 | CA09-02-17.204-Kitchen | City Accommodation | CA | CA09 | Village Units 17 - 22 | 02 | Second Floor | 17.204 | 99963 | Student Accommodation | 99939 | Unusable Spaces | 19.61 | Kitchen | 7 | Residential Accommodation Space Group | 700 | Residential - Specific type not defined |  | Unknown | 0.00 | NO
City Accommodation_CA09-Village Units 17 - 22_Second Floor_18.201 _ Stair | CA-CA09-02-18.201 | CA09-02-18.201-Stair | City Accommodation | CA | CA09 | Village Units 17 - 22 | 02 | Second Floor | 18.201 | 99963 | Student Accommodation | 99939 | Unusable Spaces | 3.87 | Stair | 7 | Residential Accommodation Space Group | 700 | Residential - Specific type not defined |  | Unknown | 0.00 | NO
City Accommodation_CA09-Village Units 17 - 22_Second Floor_18.202 _ Kitchen | CA-CA09-02-18.202 | CA09-02-18.202-Kitchen | City Accommodation | CA | CA09 | Village Units 17 - 22 | 02 | Second Floor | 18.202 | 99963 | Student Accommodation | 99939 | Unusable Spaces | 19.6 | Kitchen | 7 | Residential Accommodation Space Group | 700 | Residential - Specific type not defined |  | Unknown | 0.00 | NO
City Accommodation_CA09-Village Units 17 - 22_Second Floor_18.203 _ Deck | CA-CA09-02-18.203 | CA09-02-18.203-Deck | City Accommodation | CA | CA09 | Village Units 17 - 22 | 02 | Second Floor | 18.203 | 99963 | Student Accommodation | 99939 | Unusable Spaces | 4.82 | Deck | 7 | Residential Accommodation Space Group | 700 | Residential - Specific type not defined |  | Unknown | 0.00 | NO
City Accommodation_CA09-Village Units 17 - 22_Second Floor_18.204 _ Living | CA-CA09-02-18.204 | CA09-02-18.204-Living | City Accommodation | CA | CA09 | Village Units 17 - 22 | 02 | Second Floor | 18.204 | 99963 | Student Accommodation | 99939 | Unusable Spaces | 13.42 | Living | 7 | Residential Accommodation Space Group | 700 | Residential - Specific type not defined |  | Unknown | 0.00 | NO
City Accommodation_CA09-Village Units 17 - 22_Second Floor_19.201 _ Stair | CA-CA09-02-19.201 | CA09-02-19.201-Stair | City Accommodation | CA | CA09 | Village Units 17 - 22 | 02 | Second Floor | 19.201 | 99963 | Student Accommodation | 99939 | Unusable Spaces | 3.89 | Stair | 7 | Residential Accommodation Space Group | 700 | Residential - Specific type not defined |  | Unknown | 0.00 | NO
City Accommodation_CA09-Village Units 17 - 22_Second Floor_19.202 _ Kitchen | CA-CA09-02-19.202 | CA09-02-19.202-Kitchen | City Accommodation | CA | CA09 | Village Units 17 - 22 | 02 | Second Floor | 19.202 | 99963 | Student Accommodation | 99939 | Unusable Spaces | 19.6 | Kitchen | 7 | Residential Accommodation Space Group | 700 | Residential - Specific type not defined |  | Unknown | 0.00 | NO
City Accommodation_CA09-Village Units 17 - 22_Second Floor_19.203 _ Deck | CA-CA09-02-19.203 | CA09-02-19.203-Deck | City Accommodation | CA | CA09 | Village Units 17 - 22 | 02 | Second Floor | 19.203 | 99963 | Student Accommodation | 99939 | Unusable Spaces | 4.82 | Deck | 7 | Residential Accommodation Space Group | 700 | Residential - Specific type not defined |  | Unknown | 0.00 | NO
City Accommodation_CA09-Village Units 17 - 22_Second Floor_19.204 _ Living | CA-CA09-02-19.204 | CA09-02-19.204-Living | City Accommodation | CA | CA09 | Village Units 17 - 22 | 02 | Second Floor | 19.204 | 99963 | Student Accommodation | 99939 | Unusable Spaces | 13.52 | Living | 7 | Residential Accommodation Space Group | 700 | Residential - Specific type not defined |  | Unknown | 0.00 | NO
City Accommodation_CA09-Village Units 17 - 22_Second Floor_20.201 _ Stair | CA-CA09-02-20.201 | CA09-02-20.201-Stair | City Accommodation | CA | CA09 | Village Units 17 - 22 | 02 | Second Floor | 20.201 | 99963 | Student Accommodation | 99939 | Unusable Spaces | 3.89 | Stair | 7 | Residential Accommodation Space Group | 700 | Residential - Specific type not defined |  | Unknown | 0.00 | NO
City Accommodation_CA09-Village Units 17 - 22_Second Floor_20.202 _ Living | CA-CA09-02-20.202 | CA09-02-20.202-Living | City Accommodation | CA | CA09 | Village Units 17 - 22 | 02 | Second Floor | 20.202 | 99963 | Student Accommodation | 99939 | Unusable Spaces | 13.52 | Living | 7 | Residential Accommodation Space Group | 700 | Residential - Specific type not defined |  | Unknown | 0.00 | NO
City Accommodation_CA09-Village Units 17 - 22_Second Floor_20.203 _ Deck | CA-CA09-02-20.203 | CA09-02-20.203-Deck | City Accommodation | CA | CA09 | Village Units 17 - 22 | 02 | Second Floor | 20.203 | 99963 | Student Accommodation | 99939 | Unusable Spaces | 4.82 | Deck | 7 | Residential Accommodation Space Group | 700 | Residential - Specific type not defined |  | Unknown | 0.00 | NO
City Accommodation_CA09-Village Units 17 - 22_Second Floor_20.204 _ Kitchen | CA-CA09-02-20.204 | CA09-02-20.204-Kitchen | City Accommodation | CA | CA09 | Village Units 17 - 22 | 02 | Second Floor | 20.204 | 99963 | Student Accommodation | 99939 | Unusable Spaces | 19.6 | Kitchen | 7 | Residential Accommodation Space Group | 700 | Residential - Specific type not defined |  | Unknown | 0.00 | NO
City Accommodation_CA09-Village Units 17 - 22_Second Floor_21.201 _ Stair | CA-CA09-02-21.201 | CA09-02-21.201-Stair | City Accommodation | CA | CA09 | Village Units 17 - 22 | 02 | Second Floor | 21.201 | 99963 | Student Accommodation | 99939 | Unusable Spaces | 3.87 | Stair | 7 | Residential Accommodation Space Group | 700 | Residential - Specific type not defined |  | Unknown | 0.00 | NO
City Accommodation_CA09-Village Units 17 - 22_Second Floor_21.202 _ Living | CA-CA09-02-21.202 | CA09-02-21.202-Living | City Accommodation | CA | CA09 | Village Units 17 - 22 | 02 | Second Floor | 21.202 | 99963 | Student Accommodation | 99939 | Unusable Spaces | 13.42 | Living | 7 | Residential Accommodation Space Group | 700 | Residential - Specific type not defined |  | Unknown | 0.00 | NO
City Accommodation_CA09-Village Units 17 - 22_Second Floor_21.203 _ Deck | CA-CA09-02-21.203 | CA09-02-21.203-Deck | City Accommodation | CA | CA09 | Village Units 17 - 22 | 02 | Second Floor | 21.203 | 99963 | Student Accommodation | 99939 | Unusable Spaces | 4.82 | Deck | 7 | Residential Accommodation Space Group | 700 | Residential - Specific type not defined |  | Unknown | 0.00 | NO
City Accommodation_CA09-Village Units 17 - 22_Second Floor_21.204 _ Kitchen | CA-CA09-02-21.204 | CA09-02-21.204-Kitchen | City Accommodation | CA | CA09 | Village Units 17 - 22 | 02 | Second Floor | 21.204 | 99963 | Student Accommodation | 99939 | Unusable Spaces | 19.6 | Kitchen | 7 | Residential Accommodation Space Group | 700 | Residential - Specific type not defined |  | Unknown | 0.00 | NO
City Accommodation_CA09-Village Units 17 - 22_Second Floor_22.201 _ Stair | CA-CA09-02-22.201 | CA09-02-22.201-Stair | City Accommodation | CA | CA09 | Village Units 17 - 22 | 02 | Second Floor | 22.201 | 99963 | Student Accommodation | 99939 | Unusable Spaces | 3.87 | Stair | 7 | Residential Accommodation Space Group | 700 | Residential - Specific type not defined |  | Unknown | 0.00 | NO
City Accommodation_CA09-Village Units 17 - 22_Second Floor_22.202 _ Living | CA-CA09-02-22.202 | CA09-02-22.202-Living | City Accommodation | CA | CA09 | Village Units 17 - 22 | 02 | Second Floor | 22.202 | 99963 | Student Accommodation | 99939 | Unusable Spaces | 19.61 | Living | 7 | Residential Accommodation Space Group | 700 | Residential - Specific type not defined |  | Unknown | 0.00 | NO
City Accommodation_CA09-Village Units 17 - 22_Second Floor_22.203 _ Deck | CA-CA09-02-22.203 | CA09-02-22.203-Deck | City Accommodation | CA | CA09 | Village Units 17 - 22 | 02 | Second Floor | 22.203 | 99963 | Student Accommodation | 99939 | Unusable Spaces | 4.82 | Deck | 7 | Residential Accommodation Space Group | 700 | Residential - Specific type not defined |  | Unknown | 0.00 | NO
City Accommodation_CA09-Village Units 17 - 22_Second Floor_22.204 _ Kitchen | CA-CA09-02-22.204 | CA09-02-22.204-Kitchen | City Accommodation | CA | CA09 | Village Units 17 - 22 | 02 | Second Floor | 22.204 | 99963 | Student Accommodation | 99939 | Unusable Spaces | 13.42 | Kitchen | 7 | Residential Accommodation Space Group | 700 | Residential - Specific type not defined |  | Unknown | 0.00 | NO
City Accommodation_CA09-Village Units 17 - 22_Third Floor_17.301 _ Stair | CA-CA09-03-17.301 | CA09-03-17.301-Stair | City Accommodation | CA | CA09 | Village Units 17 - 22 | 03 | Third Floor | 17.301 | 99963 | Student Accommodation | 99939 | Unusable Spaces | 4.32 | Stair | 7 | Residential Accommodation Space Group | 700 | Residential - Specific type not defined |  | Unknown | 0.00 | NO
City Accommodation_CA09-Village Units 17 - 22_Third Floor_17.302 _ Corr. | CA-CA09-03-17.302 | CA09-03-17.302-Corr. | City Accommodation | CA | CA09 | Village Units 17 - 22 | 03 | Third Floor | 17.302 | 99963 | Student Accommodation | 99939 | Unusable Spaces | 2.38 | Corr. | 7 | Residential Accommodation Space Group | 700 | Residential - Specific type not defined |  | Unknown | 0.00 | NO
City Accommodation_CA09-Village Units 17 - 22_Third Floor_17.302A _ Linen | CA-CA09-03-17.302A | CA09-03-17.302A-Linen | City Accommodation | CA | CA09 | Village Units 17 - 22 | 03 | Third Floor | 17.302A | 99963 | Student Accommodation | 99939 | Unusable Spaces | 0.72 | Linen | 7 | Residential Accommodation Space Group | 700 | Residential - Specific type not defined |  | Unknown | 0.00 | NO
City Accommodation_CA09-Village Units 17 - 22_Third Floor_17.303 _ Bedroom 5 | CA-CA09-03-17.303 | CA09-03-17.303-Bedroom 5 | City Accommodation | CA | CA09 | Village Units 17 - 22 | 03 | Third Floor | 17.303 | 99963 | Student Accommodation | 99939 | Unusable Spaces | 13.56 | Bedroom 5 | 7 | Residential Accommodation Space Group | 700 | Residential - Specific type not defined |  | Unknown | 0.00 | NO
City Accommodation_CA09-Village Units 17 - 22_Third Floor_17.303A _ BIR | CA-CA09-03-17.303A | CA09-03-17.303A-BIR | City Accommodation | CA | CA09 | Village Units 17 - 22 | 03 | Third Floor | 17.303A | 99963 | Student Accommodation | 99939 | Unusable Spaces | 0.82 | BIR | 7 | Residential Accommodation Space Group | 700 | Residential - Specific type not defined |  | Unknown | 0.00 | NO
City Accommodation_CA09-Village Units 17 - 22_Third Floor_17.304 _ Ensuite | CA-CA09-03-17.304 | CA09-03-17.304-Ensuite | City Accommodation | CA | CA09 | Village Units 17 - 22 | 03 | Third Floor | 17.304 | 99963 | Student Accommodation | 99939 | Unusable Spaces | 3.52 | Ensuite | 7 | Residential Accommodation Space Group | 700 | Residential - Specific type not defined |  | Unknown | 0.00 | NO
City Accommodation_CA09-Village Units 17 - 22_Third Floor_17.305 _ Roof Deck | CA-CA09-03-17.305 | CA09-03-17.305-Roof Deck | City Accommodation | CA | CA09 | Village Units 17 - 22 | 03 | Third Floor | 17.305 | 99963 | Student Accommodation | 99939 | Unusable Spaces | 10.09 | Roof Deck | 7 | Residential Accommodation Space Group | 700 | Residential - Specific type not defined |  | Unknown | 0.00 | NO
City Accommodation_CA09-Village Units 17 - 22_Third Floor_18.301 _ Stair | CA-CA09-03-18.301 | CA09-03-18.301-Stair | City Accommodation | CA | CA09 | Village Units 17 - 22 | 03 | Third Floor | 18.301 | 99963 | Student Accommodation | 99939 | Unusable Spaces | 4.32 | Stair | 7 | Residential Accommodation Space Group | 700 | Residential - Specific type not defined |  | Unknown | 0.00 | NO
City Accommodation_CA09-Village Units 17 - 22_Third Floor_18.302 _ Corr. | CA-CA09-03-18.302 | CA09-03-18.302-Corr. | City Accommodation | CA | CA09 | Village Units 17 - 22 | 03 | Third Floor | 18.302 | 99963 | Student Accommodation | 99939 | Unusable Spaces | 2.38 | Corr. | 7 | Residential Accommodation Space Group | 700 | Residential - Specific type not defined |  | Unknown | 0.00 | NO
City Accommodation_CA09-Village Units 17 - 22_Third Floor_18.302A _ Linen | CA-CA09-03-18.302A | CA09-03-18.302A-Linen | City Accommodation | CA | CA09 | Village Units 17 - 22 | 03 | Third Floor | 18.302A | 99963 | Student Accommodation | 99939 | Unusable Spaces | 0.72 | Linen | 7 | Residential Accommodation Space Group | 700 | Residential - Specific type not defined |  | Unknown | 0.00 | NO
City Accommodation_CA09-Village Units 17 - 22_Third Floor_18.303 _ Bedroom 5 | CA-CA09-03-18.303 | CA09-03-18.303-Bedroom 5 | City Accommodation | CA | CA09 | Village Units 17 - 22 | 03 | Third Floor | 18.303 | 99963 | Student Accommodation | 99939 | Unusable Spaces | 13.56 | Bedroom 5 | 7 | Residential Accommodation Space Group | 700 | Residential - Specific type not defined |  | Unknown | 0.00 | NO
City Accommodation_CA09-Village Units 17 - 22_Third Floor_18.303A _ BIR | CA-CA09-03-18.303A | CA09-03-18.303A-BIR | City Accommodation | CA | CA09 | Village Units 17 - 22 | 03 | Third Floor | 18.303A | 99963 | Student Accommodation | 99939 | Unusable Spaces | 0.82 | BIR | 7 | Residential Accommodation Space Group | 700 | Residential - Specific type not defined |  | Unknown | 0.00 | NO
City Accommodation_CA09-Village Units 17 - 22_Third Floor_18.304 _ Ensuite | CA-CA09-03-18.304 | CA09-03-18.304-Ensuite | City Accommodation | CA | CA09 | Village Units 17 - 22 | 03 | Third Floor | 18.304 | 99963 | Student Accommodation | 99939 | Unusable Spaces | 3.52 | Ensuite | 7 | Residential Accommodation Space Group | 700 | Residential - Specific type not defined |  | Unknown | 0.00 | NO
City Accommodation_CA09-Village Units 17 - 22_Third Floor_18.305 _ Roof Deck | CA-CA09-03-18.305 | CA09-03-18.305-Roof Deck | City Accommodation | CA | CA09 | Village Units 17 - 22 | 03 | Third Floor | 18.305 | 99963 | Student Accommodation | 99939 | Unusable Spaces | 10.09 | Roof Deck | 7 | Residential Accommodation Space Group | 700 | Residential - Specific type not defined |  | Unknown | 0.00 | NO
City Accommodation_CA09-Village Units 17 - 22_Third Floor_19.301 _ Stair | CA-CA09-03-19.301 | CA09-03-19.301-Stair | City Accommodation | CA | CA09 | Village Units 17 - 22 | 03 | Third Floor | 19.301 | 99963 | Student Accommodation | 99939 | Unusable Spaces | 4.32 | Stair | 7 | Residential Accommodation Space Group | 700 | Residential - Specific type not defined |  | Unknown | 0.00 | NO
City Accommodation_CA09-Village Units 17 - 22_Third Floor_19.302 _ Corr. | CA-CA09-03-19.302 | CA09-03-19.302-Corr. | City Accommodation | CA | CA09 | Village Units 17 - 22 | 03 | Third Floor | 19.302 | 99963 | Student Accommodation | 99939 | Unusable Spaces | 2.38 | Corr. | 7 | Residential Accommodation Space Group | 700 | Residential - Specific type not defined |  | Unknown | 0.00 | NO
City Accommodation_CA09-Village Units 17 - 22_Third Floor_19.302S _ Linen | CA-CA09-03-19.302S | CA09-03-19.302S-Linen | City Accommodation | CA | CA09 | Village Units 17 - 22 | 03 | Third Floor | 19.302S | 99963 | Student Accommodation | 99939 | Unusable Spaces | 0.72 | Linen | 7 | Residential Accommodation Space Group | 700 | Residential - Specific type not defined |  | Unknown | 0.00 | NO
City Accommodation_CA09-Village Units 17 - 22_Third Floor_19.303 _ Bedroom 5 | CA-CA09-03-19.303 | CA09-03-19.303-Bedroom 5 | City Accommodation | CA | CA09 | Village Units 17 - 22 | 03 | Third Floor | 19.303 | 99963 | Student Accommodation | 99939 | Unusable Spaces | 13.56 | Bedroom 5 | 7 | Residential Accommodation Space Group | 700 | Residential - Specific type not defined |  | Unknown | 0.00 | NO
City Accommodation_CA09-Village Units 17 - 22_Third Floor_19.303A _ BIR | CA-CA09-03-19.303A | CA09-03-19.303A-BIR | City Accommodation | CA | CA09 | Village Units 17 - 22 | 03 | Third Floor | 19.303A | 99963 | Student Accommodation | 99939 | Unusable Spaces | 0.82 | BIR | 7 | Residential Accommodation Space Group | 700 | Residential - Specific type not defined |  | Unknown | 0.00 | NO
City Accommodation_CA09-Village Units 17 - 22_Third Floor_19.304 _ Ensuite | CA-CA09-03-19.304 | CA09-03-19.304-Ensuite | City Accommodation | CA | CA09 | Village Units 17 - 22 | 03 | Third Floor | 19.304 | 99963 | Student Accommodation | 99939 | Unusable Spaces | 3.52 | Ensuite | 7 | Residential Accommodation Space Group | 700 | Residential - Specific type not defined |  | Unknown | 0.00 | NO
City Accommodation_CA09-Village Units 17 - 22_Third Floor_19.305 _ Roof Deck | CA-CA09-03-19.305 | CA09-03-19.305-Roof Deck | City Accommodation | CA | CA09 | Village Units 17 - 22 | 03 | Third Floor | 19.305 | 99963 | Student Accommodation | 99939 | Unusable Spaces | 10.09 | Roof Deck | 7 | Residential Accommodation Space Group | 700 | Residential - Specific type not defined |  | Unknown | 0.00 | NO
City Accommodation_CA09-Village Units 17 - 22_Third Floor_20.301 _ Stair | CA-CA09-03-20.301 | CA09-03-20.301-Stair | City Accommodation | CA | CA09 | Village Units 17 - 22 | 03 | Third Floor | 20.301 | 99963 | Student Accommodation | 99939 | Unusable Spaces | 4.32 | Stair | 7 | Residential Accommodation Space Group | 700 | Residential - Specific type not defined |  | Unknown | 0.00 | NO
City Accommodation_CA09-Village Units 17 - 22_Third Floor_20.302 _ Corr. | CA-CA09-03-20.302 | CA09-03-20.302-Corr. | City Accommodation | CA | CA09 | Village Units 17 - 22 | 03 | Third Floor | 20.302 | 99963 | Student Accommodation | 99939 | Unusable Spaces | 2.38 | Corr. | 7 | Residential Accommodation Space Group | 700 | Residential - Specific type not defined |  | Unknown | 0.00 | NO
City Accommodation_CA09-Village Units 17 - 22_Third Floor_20.302A _ Linen | CA-CA09-03-20.302A | CA09-03-20.302A-Linen | City Accommodation | CA | CA09 | Village Units 17 - 22 | 03 | Third Floor | 20.302A | 99963 | Student Accommodation | 99939 | Unusable Spaces | 0.72 | Linen | 7 | Residential Accommodation Space Group | 700 | Residential - Specific type not defined |  | Unknown | 0.00 | NO
City Accommodation_CA09-Village Units 17 - 22_Third Floor_20.303 _ Bedroom 5 | CA-CA09-03-20.303 | CA09-03-20.303-Bedroom 5 | City Accommodation | CA | CA09 | Village Units 17 - 22 | 03 | Third Floor | 20.303 | 99963 | Student Accommodation | 99939 | Unusable Spaces | 13.56 | Bedroom 5 | 7 | Residential Accommodation Space Group | 700 | Residential - Specific type not defined |  | Unknown | 0.00 | NO
City Accommodation_CA09-Village Units 17 - 22_Third Floor_20.303A _ BIR | CA-CA09-03-20.303A | CA09-03-20.303A-BIR | City Accommodation | CA | CA09 | Village Units 17 - 22 | 03 | Third Floor | 20.303A | 99963 | Student Accommodation | 99939 | Unusable Spaces | 0.82 | BIR | 7 | Residential Accommodation Space Group | 700 | Residential - Specific type not defined |  | Unknown | 0.00 | NO
City Accommodation_CA09-Village Units 17 - 22_Third Floor_20.304 _ Ensuite | CA-CA09-03-20.304 | CA09-03-20.304-Ensuite | City Accommodation | CA | CA09 | Village Units 17 - 22 | 03 | Third Floor | 20.304 | 99963 | Student Accommodation | 99939 | Unusable Spaces | 3.52 | Ensuite | 7 | Residential Accommodation Space Group | 700 | Residential - Specific type not defined |  | Unknown | 0.00 | NO
City Accommodation_CA09-Village Units 17 - 22_Third Floor_20.305 _ Roof Deck | CA-CA09-03-20.305 | CA09-03-20.305-Roof Deck | City Accommodation | CA | CA09 | Village Units 17 - 22 | 03 | Third Floor | 20.305 | 99963 | Student Accommodation | 99939 | Unusable Spaces | 10.09 | Roof Deck | 7 | Residential Accommodation Space Group | 700 | Residential - Specific type not defined |  | Unknown | 0.00 | NO
City Accommodation_CA09-Village Units 17 - 22_Third Floor_21.301 _ Stair | CA-CA09-03-21.301 | CA09-03-21.301-Stair | City Accommodation | CA | CA09 | Village Units 17 - 22 | 03 | Third Floor | 21.301 | 99963 | Student Accommodation | 99939 | Unusable Spaces | 4.32 | Stair | 7 | Residential Accommodation Space Group | 700 | Residential - Specific type not defined |  | Unknown | 0.00 | NO
City Accommodation_CA09-Village Units 17 - 22_Third Floor_21.302 _ Corr. | CA-CA09-03-21.302 | CA09-03-21.302-Corr. | City Accommodation | CA | CA09 | Village Units 17 - 22 | 03 | Third Floor | 21.302 | 99963 | Student Accommodation | 99939 | Unusable Spaces | 2.38 | Corr. | 7 | Residential Accommodation Space Group | 700 | Residential - Specific type not defined |  | Unknown | 0.00 | NO
City Accommodation_CA09-Village Units 17 - 22_Third Floor_21.302A _ Linen | CA-CA09-03-21.302A | CA09-03-21.302A-Linen | City Accommodation | CA | CA09 | Village Units 17 - 22 | 03 | Third Floor | 21.302A | 99963 | Student Accommodation | 99939 | Unusable Spaces | 0.72 | Linen | 7 | Residential Accommodation Space Group | 700 | Residential - Specific type not defined |  | Unknown | 0.00 | NO
City Accommodation_CA09-Village Units 17 - 22_Third Floor_21.303 _ Bedroom 5 | CA-CA09-03-21.303 | CA09-03-21.303-Bedroom 5 | City Accommodation | CA | CA09 | Village Units 17 - 22 | 03 | Third Floor | 21.303 | 99963 | Student Accommodation | 99939 | Unusable Spaces | 13.56 | Bedroom 5 | 7 | Residential Accommodation Space Group | 700 | Residential - Specific type not defined |  | Unknown | 0.00 | NO
City Accommodation_CA09-Village Units 17 - 22_Third Floor_21.303A _ BIR | CA-CA09-03-21.303A | CA09-03-21.303A-BIR | City Accommodation | CA | CA09 | Village Units 17 - 22 | 03 | Third Floor | 21.303A | 99963 | Student Accommodation | 99939 | Unusable Spaces | 0.82 | BIR | 7 | Residential Accommodation Space Group | 700 | Residential - Specific type not defined |  | Unknown | 0.00 | NO
City Accommodation_CA09-Village Units 17 - 22_Third Floor_21.304 _ Ensuite | CA-CA09-03-21.304 | CA09-03-21.304-Ensuite | City Accommodation | CA | CA09 | Village Units 17 - 22 | 03 | Third Floor | 21.304 | 99963 | Student Accommodation | 99939 | Unusable Spaces | 3.52 | Ensuite | 7 | Residential Accommodation Space Group | 700 | Residential - Specific type not defined |  | Unknown | 0.00 | NO
City Accommodation_CA09-Village Units 17 - 22_Third Floor_21.305 _ Roof Deck | CA-CA09-03-21.305 | CA09-03-21.305-Roof Deck | City Accommodation | CA | CA09 | Village Units 17 - 22 | 03 | Third Floor | 21.305 | 99963 | Student Accommodation | 99939 | Unusable Spaces | 10.09 | Roof Deck | 7 | Residential Accommodation Space Group | 700 | Residential - Specific type not defined |  | Unknown | 0.00 | NO
City Accommodation_CA09-Village Units 17 - 22_Third Floor_22.301 _ Stair | CA-CA09-03-22.301 | CA09-03-22.301-Stair | City Accommodation | CA | CA09 | Village Units 17 - 22 | 03 | Third Floor | 22.301 | 99963 | Student Accommodation | 99939 | Unusable Spaces | 4.32 | Stair | 7 | Residential Accommodation Space Group | 700 | Residential - Specific type not defined |  | Unknown | 0.00 | NO
City Accommodation_CA09-Village Units 17 - 22_Third Floor_22.302 _ Corr. | CA-CA09-03-22.302 | CA09-03-22.302-Corr. | City Accommodation | CA | CA09 | Village Units 17 - 22 | 03 | Third Floor | 22.302 | 99963 | Student Accommodation | 99939 | Unusable Spaces | 2.38 | Corr. | 7 | Residential Accommodation Space Group | 700 | Residential - Specific type not defined |  | Unknown | 0.00 | NO
City Accommodation_CA09-Village Units 17 - 22_Third Floor_22.302A _ Linen | CA-CA09-03-22.302A | CA09-03-22.302A-Linen | City Accommodation | CA | CA09 | Village Units 17 - 22 | 03 | Third Floor | 22.302A | 99963 | Student Accommodation | 99939 | Unusable Spaces | 0.72 | Linen | 7 | Residential Accommodation Space Group | 700 | Residential - Specific type not defined |  | Unknown | 0.00 | NO
City Accommodation_CA09-Village Units 17 - 22_Third Floor_22.303 _ Bedroom 5 | CA-CA09-03-22.303 | CA09-03-22.303-Bedroom 5 | City Accommodation | CA | CA09 | Village Units 17 - 22 | 03 | Third Floor | 22.303 | 99963 | Student Accommodation | 99939 | Unusable Spaces | 13.56 | Bedroom 5 | 7 | Residential Accommodation Space Group | 700 | Residential - Specific type not defined |  | Unknown | 0.00 | NO
City Accommodation_CA09-Village Units 17 - 22_Third Floor_22.303A _ BIR | CA-CA09-03-22.303A | CA09-03-22.303A-BIR | City Accommodation | CA | CA09 | Village Units 17 - 22 | 03 | Third Floor | 22.303A | 99963 | Student Accommodation | 99939 | Unusable Spaces | 0.82 | BIR | 7 | Residential Accommodation Space Group | 700 | Residential - Specific type not defined |  | Unknown | 0.00 | NO
City Accommodation_CA09-Village Units 17 - 22_Third Floor_22.304 _ Ensuite | CA-CA09-03-22.304 | CA09-03-22.304-Ensuite | City Accommodation | CA | CA09 | Village Units 17 - 22 | 03 | Third Floor | 22.304 | 99963 | Student Accommodation | 99939 | Unusable Spaces | 3.52 | Ensuite | 7 | Residential Accommodation Space Group | 700 | Residential - Specific type not defined |  | Unknown | 0.00 | NO
City Accommodation_CA09-Village Units 17 - 22_Third Floor_22.305 _ Roof Deck | CA-CA09-03-22.305 | CA09-03-22.305-Roof Deck | City Accommodation | CA | CA09 | Village Units 17 - 22 | 03 | Third Floor | 22.305 | 99963 | Student Accommodation | 99939 | Unusable Spaces | 10.09 | Roof Deck | 7 | Residential Accommodation Space Group | 700 | Residential - Specific type not defined |  | Unknown | 0.00 | NO
City Accommodation_CA09-Village Units 17 - 22_Ground Floor_17.G01 _ Porch | CA-CA09-GN-17.G01 | CA09-GN-17.G01-Porch | City Accommodation | CA | CA09 | Village Units 17 - 22 | GN | Ground Floor | 17.G01 | 99963 | Student Accommodation | 99939 | Unusable Spaces | 2.19 | Porch | 7 | Residential Accommodation Space Group | 700 | Residential - Specific type not defined |  | Unknown | 0.00 | NO
City Accommodation_CA09-Village Units 17 - 22_Ground Floor_17.G02 _ Entry | CA-CA09-GN-17.G02 | CA09-GN-17.G02-Entry | City Accommodation | CA | CA09 | Village Units 17 - 22 | GN | Ground Floor | 17.G02 | 99963 | Student Accommodation | 99939 | Unusable Spaces | 3.2 | Entry | 7 | Residential Accommodation Space Group | 700 | Residential - Specific type not defined |  | Unknown | 0.00 | NO
City Accommodation_CA09-Village Units 17 - 22_Ground Floor_17.G03 _ Bedroom 1 | CA-CA09-GN-17.G03 | CA09-GN-17.G03-Bedroom 1 | City Accommodation | CA | CA09 | Village Units 17 - 22 | GN | Ground Floor | 17.G03 | 99963 | Student Accommodation | 99939 | Unusable Spaces | 10.62 | Bedroom 1 | 7 | Residential Accommodation Space Group | 700 | Residential - Specific type not defined |  | Unknown | 0.00 | NO
City Accommodation_CA09-Village Units 17 - 22_Ground Floor_17.G03A _ BIR | CA-CA09-GN-17.G03A | CA09-GN-17.G03A-BIR | City Accommodation | CA | CA09 | Village Units 17 - 22 | GN | Ground Floor | 17.G03A | 99963 | Student Accommodation | 99939 | Unusable Spaces | 0.62 | BIR | 7 | Residential Accommodation Space Group | 700 | Residential - Specific type not defined |  | Unknown | 0.00 | NO
City Accommodation_CA09-Village Units 17 - 22_Ground Floor_17.G04 _ HWS | CA-CA09-GN-17.G04 | CA09-GN-17.G04-HWS | City Accommodation | CA | CA09 | Village Units 17 - 22 | GN | Ground Floor | 17.G04 | 99963 | Student Accommodation | 99939 | Unusable Spaces | 1.03 | HWS | 7 | Residential Accommodation Space Group | 700 | Residential - Specific type not defined |  | Unknown | 0.00 | NO
City Accommodation_CA09-Village Units 17 - 22_Ground Floor_17.G05 _ Ensuite | CA-CA09-GN-17.G05 | CA09-GN-17.G05-Ensuite | City Accommodation | CA | CA09 | Village Units 17 - 22 | GN | Ground Floor | 17.G05 | 99963 | Student Accommodation | 99939 | Unusable Spaces | 3.86 | Ensuite | 7 | Residential Accommodation Space Group | 700 | Residential - Specific type not defined |  | Unknown | 0.00 | NO
City Accommodation_CA09-Village Units 17 - 22_Ground Floor_17.G06 _ Stair | CA-CA09-GN-17.G06 | CA09-GN-17.G06-Stair | City Accommodation | CA | CA09 | Village Units 17 - 22 | GN | Ground Floor | 17.G06 | 99963 | Student Accommodation | 99939 | Unusable Spaces | 2.22 | Stair | 7 | Residential Accommodation Space Group | 700 | Residential - Specific type not defined |  | Unknown | 0.00 | NO
City Accommodation_CA09-Village Units 17 - 22_Ground Floor_17.G07 _ Bedroom 2 | CA-CA09-GN-17.G07 | CA09-GN-17.G07-Bedroom 2 | City Accommodation | CA | CA09 | Village Units 17 - 22 | GN | Ground Floor | 17.G07 | 99963 | Student Accommodation | 99939 | Unusable Spaces | 13.73 | Bedroom 2 | 7 | Residential Accommodation Space Group | 700 | Residential - Specific type not defined |  | Unknown | 0.00 | NO
City Accommodation_CA09-Village Units 17 - 22_Ground Floor_17.G07A _ BIR | CA-CA09-GN-17.G07A | CA09-GN-17.G07A-BIR | City Accommodation | CA | CA09 | Village Units 17 - 22 | GN | Ground Floor | 17.G07A | 99963 | Student Accommodation | 99939 | Unusable Spaces | 0.62 | BIR | 7 | Residential Accommodation Space Group | 700 | Residential - Specific type not defined |  | Unknown | 0.00 | NO
City Accommodation_CA09-Village Units 17 - 22_Ground Floor_17.G08 _ Ensuite | CA-CA09-GN-17.G08 | CA09-GN-17.G08-Ensuite | City Accommodation | CA | CA09 | Village Units 17 - 22 | GN | Ground Floor | 17.G08 | 99963 | Student Accommodation | 99939 | Unusable Spaces | 3.57 | Ensuite | 7 | Residential Accommodation Space Group | 700 | Residential - Specific type not defined |  | Unknown | 0.00 | NO
City Accommodation_CA09-Village Units 17 - 22_Ground Floor_18.G01 _ Porch | CA-CA09-GN-18.G01 | CA09-GN-18.G01-Porch | City Accommodation | CA | CA09 | Village Units 17 - 22 | GN | Ground Floor | 18.G01 | 99963 | Student Accommodation | 99939 | Unusable Spaces | 2.19 | Porch | 7 | Residential Accommodation Space Group | 700 | Residential - Specific type not defined |  | Unknown | 0.00 | NO
City Accommodation_CA09-Village Units 17 - 22_Ground Floor_18.G02 _ Entry | CA-CA09-GN-18.G02 | CA09-GN-18.G02-Entry | City Accommodation | CA | CA09 | Village Units 17 - 22 | GN | Ground Floor | 18.G02 | 99963 | Student Accommodation | 99939 | Unusable Spaces | 3.2 | Entry | 7 | Residential Accommodation Space Group | 700 | Residential - Specific type not defined |  | Unknown | 0.00 | NO
City Accommodation_CA09-Village Units 17 - 22_Ground Floor_18.G03 _ Bedroom 2 | CA-CA09-GN-18.G03 | CA09-GN-18.G03-Bedroom 2 | City Accommodation | CA | CA09 | Village Units 17 - 22 | GN | Ground Floor | 18.G03 | 99963 | Student Accommodation | 99939 | Unusable Spaces | 13.73 | Bedroom 2 | 7 | Residential Accommodation Space Group | 700 | Residential - Specific type not defined |  | Unknown | 0.00 | NO
City Accommodation_CA09-Village Units 17 - 22_Ground Floor_18.G03A _ BIR | CA-CA09-GN-18.G03A | CA09-GN-18.G03A-BIR | City Accommodation | CA | CA09 | Village Units 17 - 22 | GN | Ground Floor | 18.G03A | 99963 | Student Accommodation | 99939 | Unusable Spaces | 0.62 | BIR | 7 | Residential Accommodation Space Group | 700 | Residential - Specific type not defined |  | Unknown | 0.00 | NO
City Accommodation_CA09-Village Units 17 - 22_Ground Floor_18.G04 _ Ensuite | CA-CA09-GN-18.G04 | CA09-GN-18.G04-Ensuite | City Accommodation | CA | CA09 | Village Units 17 - 22 | GN | Ground Floor | 18.G04 | 99963 | Student Accommodation | 99939 | Unusable Spaces | 3.57 | Ensuite | 7 | Residential Accommodation Space Group | 700 | Residential - Specific type not defined |  | Unknown | 0.00 | NO
City Accommodation_CA09-Village Units 17 - 22_Ground Floor_18.G05 _ Stair | CA-CA09-GN-18.G05 | CA09-GN-18.G05-Stair | City Accommodation | CA | CA09 | Village Units 17 - 22 | GN | Ground Floor | 18.G05 | 99963 | Student Accommodation | 99939 | Unusable Spaces | 2.22 | Stair | 7 | Residential Accommodation Space Group | 700 | Residential - Specific type not defined |  | Unknown | 0.00 | NO
City Accommodation_CA09-Village Units 17 - 22_Ground Floor_18.G06 _ Bedroom 1 | CA-CA09-GN-18.G06 | CA09-GN-18.G06-Bedroom 1 | City Accommodation | CA | CA09 | Village Units 17 - 22 | GN | Ground Floor | 18.G06 | 99963 | Student Accommodation | 99939 | Unusable Spaces | 10.62 | Bedroom 1 | 7 | Residential Accommodation Space Group | 700 | Residential - Specific type not defined |  | Unknown | 0.00 | NO
City Accommodation_CA09-Village Units 17 - 22_Ground Floor_18.G06A _ BIR | CA-CA09-GN-18.G06A | CA09-GN-18.G06A-BIR | City Accommodation | CA | CA09 | Village Units 17 - 22 | GN | Ground Floor | 18.G06A | 99963 | Student Accommodation | 99939 | Unusable Spaces | 0.62 | BIR | 7 | Residential Accommodation Space Group | 700 | Residential - Specific type not defined |  | Unknown | 0.00 | NO
City Accommodation_CA09-Village Units 17 - 22_Ground Floor_18.G07 _ Ensuite | CA-CA09-GN-18.G07 | CA09-GN-18.G07-Ensuite | City Accommodation | CA | CA09 | Village Units 17 - 22 | GN | Ground Floor | 18.G07 | 99963 | Student Accommodation | 99939 | Unusable Spaces | 3.86 | Ensuite | 7 | Residential Accommodation Space Group | 700 | Residential - Specific type not defined |  | Unknown | 0.00 | NO
City Accommodation_CA09-Village Units 17 - 22_Ground Floor_18.G08 _ HWS | CA-CA09-GN-18.G08 | CA09-GN-18.G08-HWS | City Accommodation | CA | CA09 | Village Units 17 - 22 | GN | Ground Floor | 18.G08 | 99963 | Student Accommodation | 99939 | Unusable Spaces | 1.03 | HWS | 7 | Residential Accommodation Space Group | 700 | Residential - Specific type not defined |  | Unknown | 0.00 | NO
City Accommodation_CA09-Village Units 17 - 22_Ground Floor_19.G01 _ Porch | CA-CA09-GN-19.G01 | CA09-GN-19.G01-Porch | City Accommodation | CA | CA09 | Village Units 17 - 22 | GN | Ground Floor | 19.G01 | 99963 | Student Accommodation | 99939 | Unusable Spaces | 2.19 | Porch | 7 | Residential Accommodation Space Group | 700 | Residential - Specific type not defined |  | Unknown | 0.00 | NO
City Accommodation_CA09-Village Units 17 - 22_Ground Floor_19.G02 _ Entry | CA-CA09-GN-19.G02 | CA09-GN-19.G02-Entry | City Accommodation | CA | CA09 | Village Units 17 - 22 | GN | Ground Floor | 19.G02 | 99963 | Student Accommodation | 99939 | Unusable Spaces | 3.2 | Entry | 7 | Residential Accommodation Space Group | 700 | Residential - Specific type not defined |  | Unknown | 0.00 | NO
City Accommodation_CA09-Village Units 17 - 22_Ground Floor_19.G03 _ Bedroom 2 | CA-CA09-GN-19.G03 | CA09-GN-19.G03-Bedroom 2 | City Accommodation | CA | CA09 | Village Units 17 - 22 | GN | Ground Floor | 19.G03 | 99963 | Student Accommodation | 99939 | Unusable Spaces | 13.73 | Bedroom 2 | 7 | Residential Accommodation Space Group | 700 | Residential - Specific type not defined |  | Unknown | 0.00 | NO
City Accommodation_CA09-Village Units 17 - 22_Ground Floor_19.G03A _ BIR | CA-CA09-GN-19.G03A | CA09-GN-19.G03A-BIR | City Accommodation | CA | CA09 | Village Units 17 - 22 | GN | Ground Floor | 19.G03A | 99963 | Student Accommodation | 99939 | Unusable Spaces | 0.62 | BIR | 7 | Residential Accommodation Space Group | 700 | Residential - Specific type not defined |  | Unknown | 0.00 | NO
City Accommodation_CA09-Village Units 17 - 22_Ground Floor_19.G04 _ Ensuite | CA-CA09-GN-19.G04 | CA09-GN-19.G04-Ensuite | City Accommodation | CA | CA09 | Village Units 17 - 22 | GN | Ground Floor | 19.G04 | 99963 | Student Accommodation | 99939 | Unusable Spaces | 3.57 | Ensuite | 7 | Residential Accommodation Space Group | 700 | Residential - Specific type not defined |  | Unknown | 0.00 | NO
City Accommodation_CA09-Village Units 17 - 22_Ground Floor_19.G05 _ Stair | CA-CA09-GN-19.G05 | CA09-GN-19.G05-Stair | City Accommodation | CA | CA09 | Village Units 17 - 22 | GN | Ground Floor | 19.G05 | 99963 | Student Accommodation | 99939 | Unusable Spaces | 2.22 | Stair | 7 | Residential Accommodation Space Group | 700 | Residential - Specific type not defined |  | Unknown | 0.00 | NO
City Accommodation_CA09-Village Units 17 - 22_Ground Floor_19.G06 _ Bedroom 1 | CA-CA09-GN-19.G06 | CA09-GN-19.G06-Bedroom 1 | City Accommodation | CA | CA09 | Village Units 17 - 22 | GN | Ground Floor | 19.G06 | 99963 | Student Accommodation | 99939 | Unusable Spaces | 10.62 | Bedroom 1 | 7 | Residential Accommodation Space Group | 700 | Residential - Specific type not defined |  | Unknown | 0.00 | NO
City Accommodation_CA09-Village Units 17 - 22_Ground Floor_19.G06A _ BIR | CA-CA09-GN-19.G06A | CA09-GN-19.G06A-BIR | City Accommodation | CA | CA09 | Village Units 17 - 22 | GN | Ground Floor | 19.G06A | 99963 | Student Accommodation | 99939 | Unusable Spaces | 0.62 | BIR | 7 | Residential Accommodation Space Group | 700 | Residential - Specific type not defined |  | Unknown | 0.00 | NO
City Accommodation_CA09-Village Units 17 - 22_Ground Floor_19.G07 _ Ensuite | CA-CA09-GN-19.G07 | CA09-GN-19.G07-Ensuite | City Accommodation | CA | CA09 | Village Units 17 - 22 | GN | Ground Floor | 19.G07 | 99963 | Student Accommodation | 99939 | Unusable Spaces | 3.86 | Ensuite | 7 | Residential Accommodation Space Group | 700 | Residential - Specific type not defined |  | Unknown | 0.00 | NO
City Accommodation_CA09-Village Units 17 - 22_Ground Floor_19.G08 _ HWS | CA-CA09-GN-19.G08 | CA09-GN-19.G08-HWS | City Accommodation | CA | CA09 | Village Units 17 - 22 | GN | Ground Floor | 19.G08 | 99963 | Student Accommodation | 99939 | Unusable Spaces | 1.04 | HWS | 7 | Residential Accommodation Space Group | 700 | Residential - Specific type not defined |  | Unknown | 0.00 | NO
City Accommodation_CA09-Village Units 17 - 22_Ground Floor_20.G01 _ Porch | CA-CA09-GN-20.G01 | CA09-GN-20.G01-Porch | City Accommodation | CA | CA09 | Village Units 17 - 22 | GN | Ground Floor | 20.G01 | 99963 | Student Accommodation | 99939 | Unusable Spaces | 2.19 | Porch | 7 | Residential Accommodation Space Group | 700 | Residential - Specific type not defined |  | Unknown | 0.00 | NO
City Accommodation_CA09-Village Units 17 - 22_Ground Floor_20.G02 _ Entry | CA-CA09-GN-20.G02 | CA09-GN-20.G02-Entry | City Accommodation | CA | CA09 | Village Units 17 - 22 | GN | Ground Floor | 20.G02 | 99963 | Student Accommodation | 99939 | Unusable Spaces | 3.2 | Entry | 7 | Residential Accommodation Space Group | 700 | Residential - Specific type not defined |  | Unknown | 0.00 | NO
City Accommodation_CA09-Village Units 17 - 22_Ground Floor_20.G03 _ Bedroom 1 | CA-CA09-GN-20.G03 | CA09-GN-20.G03-Bedroom 1 | City Accommodation | CA | CA09 | Village Units 17 - 22 | GN | Ground Floor | 20.G03 | 99963 | Student Accommodation | 99939 | Unusable Spaces | 10.62 | Bedroom 1 | 7 | Residential Accommodation Space Group | 700 | Residential - Specific type not defined |  | Unknown | 0.00 | NO
City Accommodation_CA09-Village Units 17 - 22_Ground Floor_20.G03A _ BIR | CA-CA09-GN-20.G03A | CA09-GN-20.G03A-BIR | City Accommodation | CA | CA09 | Village Units 17 - 22 | GN | Ground Floor | 20.G03A | 99963 | Student Accommodation | 99939 | Unusable Spaces | 0.62 | BIR | 7 | Residential Accommodation Space Group | 700 | Residential - Specific type not defined |  | Unknown | 0.00 | NO
City Accommodation_CA09-Village Units 17 - 22_Ground Floor_20.G04 _ HWS | CA-CA09-GN-20.G04 | CA09-GN-20.G04-HWS | City Accommodation | CA | CA09 | Village Units 17 - 22 | GN | Ground Floor | 20.G04 | 99963 | Student Accommodation | 99939 | Unusable Spaces | 1.04 | HWS | 7 | Residential Accommodation Space Group | 700 | Residential - Specific type not defined |  | Unknown | 0.00 | NO
City Accommodation_CA09-Village Units 17 - 22_Ground Floor_20.G05 _ Ensuite | CA-CA09-GN-20.G05 | CA09-GN-20.G05-Ensuite | City Accommodation | CA | CA09 | Village Units 17 - 22 | GN | Ground Floor | 20.G05 | 99963 | Student Accommodation | 99939 | Unusable Spaces | 3.86 | Ensuite | 7 | Residential Accommodation Space Group | 700 | Residential - Specific type not defined |  | Unknown | 0.00 | NO
City Accommodation_CA09-Village Units 17 - 22_Ground Floor_20.G06 _ Stair | CA-CA09-GN-20.G06 | CA09-GN-20.G06-Stair | City Accommodation | CA | CA09 | Village Units 17 - 22 | GN | Ground Floor | 20.G06 | 99963 | Student Accommodation | 99939 | Unusable Spaces | 2.22 | Stair | 7 | Residential Accommodation Space Group | 700 | Residential - Specific type not defined |  | Unknown | 0.00 | NO
City Accommodation_CA09-Village Units 17 - 22_Ground Floor_20.G07 _ Bedroom 2 | CA-CA09-GN-20.G07 | CA09-GN-20.G07-Bedroom 2 | City Accommodation | CA | CA09 | Village Units 17 - 22 | GN | Ground Floor | 20.G07 | 99963 | Student Accommodation | 99939 | Unusable Spaces | 13.73 | Bedroom 2 | 7 | Residential Accommodation Space Group | 700 | Residential - Specific type not defined |  | Unknown | 0.00 | NO
City Accommodation_CA09-Village Units 17 - 22_Ground Floor_20.G07A _ BIR | CA-CA09-GN-20.G07A | CA09-GN-20.G07A-BIR | City Accommodation | CA | CA09 | Village Units 17 - 22 | GN | Ground Floor | 20.G07A | 99963 | Student Accommodation | 99939 | Unusable Spaces | 0.62 | BIR | 7 | Residential Accommodation Space Group | 700 | Residential - Specific type not defined |  | Unknown | 0.00 | NO
City Accommodation_CA09-Village Units 17 - 22_Ground Floor_20.G08 _ Ensuite | CA-CA09-GN-20.G08 | CA09-GN-20.G08-Ensuite | City Accommodation | CA | CA09 | Village Units 17 - 22 | GN | Ground Floor | 20.G08 | 99963 | Student Accommodation | 99939 | Unusable Spaces | 3.57 | Ensuite | 7 | Residential Accommodation Space Group | 700 | Residential - Specific type not defined |  | Unknown | 0.00 | NO
City Accommodation_CA09-Village Units 17 - 22_Ground Floor_21.G01 _ Porch | CA-CA09-GN-21.G01 | CA09-GN-21.G01-Porch | City Accommodation | CA | CA09 | Village Units 17 - 22 | GN | Ground Floor | 21.G01 | 99963 | Student Accommodation | 99939 | Unusable Spaces | 2.19 | Porch | 7 | Residential Accommodation Space Group | 700 | Residential - Specific type not defined |  | Unknown | 0.00 | NO
City Accommodation_CA09-Village Units 17 - 22_Ground Floor_21.G02 _ Entry | CA-CA09-GN-21.G02 | CA09-GN-21.G02-Entry | City Accommodation | CA | CA09 | Village Units 17 - 22 | GN | Ground Floor | 21.G02 | 99963 | Student Accommodation | 99939 | Unusable Spaces | 3.2 | Entry | 7 | Residential Accommodation Space Group | 700 | Residential - Specific type not defined |  | Unknown | 0.00 | NO
City Accommodation_CA09-Village Units 17 - 22_Ground Floor_21.G03 _ Bedroom 1 | CA-CA09-GN-21.G03 | CA09-GN-21.G03-Bedroom 1 | City Accommodation | CA | CA09 | Village Units 17 - 22 | GN | Ground Floor | 21.G03 | 99963 | Student Accommodation | 99939 | Unusable Spaces | 10.62 | Bedroom 1 | 7 | Residential Accommodation Space Group | 700 | Residential - Specific type not defined |  | Unknown | 0.00 | NO
City Accommodation_CA09-Village Units 17 - 22_Ground Floor_21.G03A _ BIR | CA-CA09-GN-21.G03A | CA09-GN-21.G03A-BIR | City Accommodation | CA | CA09 | Village Units 17 - 22 | GN | Ground Floor | 21.G03A | 99963 | Student Accommodation | 99939 | Unusable Spaces | 0.62 | BIR | 7 | Residential Accommodation Space Group | 700 | Residential - Specific type not defined |  | Unknown | 0.00 | NO
City Accommodation_CA09-Village Units 17 - 22_Ground Floor_21.G04 _ HWS | CA-CA09-GN-21.G04 | CA09-GN-21.G04-HWS | City Accommodation | CA | CA09 | Village Units 17 - 22 | GN | Ground Floor | 21.G04 | 99963 | Student Accommodation | 99939 | Unusable Spaces | 1.04 | HWS | 7 | Residential Accommodation Space Group | 700 | Residential - Specific type not defined |  | Unknown | 0.00 | NO
City Accommodation_CA09-Village Units 17 - 22_Ground Floor_21.G05 _ Ensuite | CA-CA09-GN-21.G05 | CA09-GN-21.G05-Ensuite | City Accommodation | CA | CA09 | Village Units 17 - 22 | GN | Ground Floor | 21.G05 | 99963 | Student Accommodation | 99939 | Unusable Spaces | 3.86 | Ensuite | 7 | Residential Accommodation Space Group | 700 | Residential - Specific type not defined |  | Unknown | 0.00 | NO
City Accommodation_CA09-Village Units 17 - 22_Ground Floor_21.G06 _ Stair | CA-CA09-GN-21.G06 | CA09-GN-21.G06-Stair | City Accommodation | CA | CA09 | Village Units 17 - 22 | GN | Ground Floor | 21.G06 | 99963 | Student Accommodation | 99939 | Unusable Spaces | 2.22 | Stair | 7 | Residential Accommodation Space Group | 700 | Residential - Specific type not defined |  | Unknown | 0.00 | NO
City Accommodation_CA09-Village Units 17 - 22_Ground Floor_21.G07 _ Bedroom 2 | CA-CA09-GN-21.G07 | CA09-GN-21.G07-Bedroom 2 | City Accommodation | CA | CA09 | Village Units 17 - 22 | GN | Ground Floor | 21.G07 | 99963 | Student Accommodation | 99939 | Unusable Spaces | 13.73 | Bedroom 2 | 7 | Residential Accommodation Space Group | 700 | Residential - Specific type not defined |  | Unknown | 0.00 | NO
City Accommodation_CA09-Village Units 17 - 22_Ground Floor_21.G07A _ BIR | CA-CA09-GN-21.G07A | CA09-GN-21.G07A-BIR | City Accommodation | CA | CA09 | Village Units 17 - 22 | GN | Ground Floor | 21.G07A | 99963 | Student Accommodation | 99939 | Unusable Spaces | 0.62 | BIR | 7 | Residential Accommodation Space Group | 700 | Residential - Specific type not defined |  | Unknown | 0.00 | NO
City Accommodation_CA09-Village Units 17 - 22_Ground Floor_21.G08 _ Ensuite | CA-CA09-GN-21.G08 | CA09-GN-21.G08-Ensuite | City Accommodation | CA | CA09 | Village Units 17 - 22 | GN | Ground Floor | 21.G08 | 99963 | Student Accommodation | 99939 | Unusable Spaces | 3.57 | Ensuite | 7 | Residential Accommodation Space Group | 700 | Residential - Specific type not defined |  | Unknown | 0.00 | NO
City Accommodation_CA09-Village Units 17 - 22_Ground Floor_22.G01 _ Porch | CA-CA09-GN-22.G01 | CA09-GN-22.G01-Porch | City Accommodation | CA | CA09 | Village Units 17 - 22 | GN | Ground Floor | 22.G01 | 99963 | Student Accommodation | 99939 | Unusable Spaces | 2.19 | Porch | 7 | Residential Accommodation Space Group | 700 | Residential - Specific type not defined |  | Unknown | 0.00 | NO
City Accommodation_CA09-Village Units 17 - 22_Ground Floor_22.G02 _ Entry | CA-CA09-GN-22.G02 | CA09-GN-22.G02-Entry | City Accommodation | CA | CA09 | Village Units 17 - 22 | GN | Ground Floor | 22.G02 | 99963 | Student Accommodation | 99939 | Unusable Spaces | 3.2 | Entry | 7 | Residential Accommodation Space Group | 700 | Residential - Specific type not defined |  | Unknown | 0.00 | NO
City Accommodation_CA09-Village Units 17 - 22_Ground Floor_22.G03 _ Bedroom 2 | CA-CA09-GN-22.G03 | CA09-GN-22.G03-Bedroom 2 | City Accommodation | CA | CA09 | Village Units 17 - 22 | GN | Ground Floor | 22.G03 | 99963 | Student Accommodation | 99939 | Unusable Spaces | 13.73 | Bedroom 2 | 7 | Residential Accommodation Space Group | 700 | Residential - Specific type not defined |  | Unknown | 0.00 | NO
City Accommodation_CA09-Village Units 17 - 22_Ground Floor_22.G03A _ BIR | CA-CA09-GN-22.G03A | CA09-GN-22.G03A-BIR | City Accommodation | CA | CA09 | Village Units 17 - 22 | GN | Ground Floor | 22.G03A | 99963 | Student Accommodation | 99939 | Unusable Spaces | 0.62 | BIR | 7 | Residential Accommodation Space Group | 700 | Residential - Specific type not defined |  | Unknown | 0.00 | NO
City Accommodation_CA09-Village Units 17 - 22_Ground Floor_22.G04 _ Ensuite | CA-CA09-GN-22.G04 | CA09-GN-22.G04-Ensuite | City Accommodation | CA | CA09 | Village Units 17 - 22 | GN | Ground Floor | 22.G04 | 99963 | Student Accommodation | 99939 | Unusable Spaces | 3.57 | Ensuite | 7 | Residential Accommodation Space Group | 700 | Residential - Specific type not defined |  | Unknown | 0.00 | NO
City Accommodation_CA09-Village Units 17 - 22_Ground Floor_22.G05 _ Stair | CA-CA09-GN-22.G05 | CA09-GN-22.G05-Stair | City Accommodation | CA | CA09 | Village Units 17 - 22 | GN | Ground Floor | 22.G05 | 99963 | Student Accommodation | 99939 | Unusable Spaces | 2.22 | Stair | 7 | Residential Accommodation Space Group | 700 | Residential - Specific type not defined |  | Unknown | 0.00 | NO
City Accommodation_CA09-Village Units 17 - 22_Ground Floor_22.G06 _ Bedroom 1 | CA-CA09-GN-22.G06 | CA09-GN-22.G06-Bedroom 1 | City Accommodation | CA | CA09 | Village Units 17 - 22 | GN | Ground Floor | 22.G06 | 99963 | Student Accommodation | 99939 | Unusable Spaces | 10.62 | Bedroom 1 | 7 | Residential Accommodation Space Group | 700 | Residential - Specific type not defined |  | Unknown | 0.00 | NO
City Accommodation_CA09-Village Units 17 - 22_Ground Floor_22.G06A _ BIR | CA-CA09-GN-22.G06A | CA09-GN-22.G06A-BIR | City Accommodation | CA | CA09 | Village Units 17 - 22 | GN | Ground Floor | 22.G06A | 99963 | Student Accommodation | 99939 | Unusable Spaces | 0.62 | BIR | 7 | Residential Accommodation Space Group | 700 | Residential - Specific type not defined |  | Unknown | 0.00 | NO
City Accommodation_CA09-Village Units 17 - 22_Ground Floor_22.G07 _ Ensuite | CA-CA09-GN-22.G07 | CA09-GN-22.G07-Ensuite | City Accommodation | CA | CA09 | Village Units 17 - 22 | GN | Ground Floor | 22.G07 | 99963 | Student Accommodation | 99939 | Unusable Spaces | 3.86 | Ensuite | 7 | Residential Accommodation Space Group | 700 | Residential - Specific type not defined |  | Unknown | 0.00 | NO
City Accommodation_CA09-Village Units 17 - 22_Ground Floor_22.G08 _ HWS | CA-CA09-GN-22.G08 | CA09-GN-22.G08-HWS | City Accommodation | CA | CA09 | Village Units 17 - 22 | GN | Ground Floor | 22.G08 | 99963 | Student Accommodation | 99939 | Unusable Spaces | 1.04 | HWS | 7 | Residential Accommodation Space Group | 700 | Residential - Specific type not defined |  | Unknown | 0.00 | NO
City Accommodation_CA10-Village Units 29 - 33_First Floor_29.101 _ Stair | CA-CA10-01-29.101 | CA10-01-29.101-Stair | City Accommodation | CA | CA10 | Village Units 29 - 33 | 01 | First Floor | 29.101 | 99963 | Student Accommodation | 99939 | Unusable Spaces | 3.1 | Stair | 7 | Residential Accommodation Space Group | 700 | Residential - Specific type not defined |  | Unknown | 0.00 | NO
City Accommodation_CA10-Village Units 29 - 33_First Floor_29.102 _ Corr. | CA-CA10-01-29.102 | CA10-01-29.102-Corr. | City Accommodation | CA | CA10 | Village Units 29 - 33 | 01 | First Floor | 29.102 | 99963 | Student Accommodation | 99939 | Unusable Spaces | 4.96 | Corr. | 7 | Residential Accommodation Space Group | 700 | Residential - Specific type not defined |  | Unknown | 0.00 | NO
City Accommodation_CA10-Village Units 29 - 33_First Floor_29.103 _ Bedroom 3 | CA-CA10-01-29.103 | CA10-01-29.103-Bedroom 3 | City Accommodation | CA | CA10 | Village Units 29 - 33 | 01 | First Floor | 29.103 | 99963 | Student Accommodation | 99939 | Unusable Spaces | 11.89 | Bedroom 3 | 7 | Residential Accommodation Space Group | 700 | Residential - Specific type not defined |  | Unknown | 0.00 | NO
City Accommodation_CA10-Village Units 29 - 33_First Floor_29.103A _ BIR | CA-CA10-01-29.103A | CA10-01-29.103A-BIR | City Accommodation | CA | CA10 | Village Units 29 - 33 | 01 | First Floor | 29.103A | 99963 | Student Accommodation | 99939 | Unusable Spaces | 0.97 | BIR | 7 | Residential Accommodation Space Group | 700 | Residential - Specific type not defined |  | Unknown | 0.00 | NO
City Accommodation_CA10-Village Units 29 - 33_First Floor_29.104 _ Bathroom | CA-CA10-01-29.104 | CA10-01-29.104-Bathroom | City Accommodation | CA | CA10 | Village Units 29 - 33 | 01 | First Floor | 29.104 | 99963 | Student Accommodation | 99939 | Unusable Spaces | 3.54 | Bathroom | 7 | Residential Accommodation Space Group | 700 | Residential - Specific type not defined |  | Unknown | 0.00 | NO
City Accommodation_CA10-Village Units 29 - 33_First Floor_29.105 _ Stair | CA-CA10-01-29.105 | CA10-01-29.105-Stair | City Accommodation | CA | CA10 | Village Units 29 - 33 | 01 | First Floor | 29.105 | 99963 | Student Accommodation | 99939 | Unusable Spaces | 1.88 | Stair | 7 | Residential Accommodation Space Group | 700 | Residential - Specific type not defined |  | Unknown | 0.00 | NO
City Accommodation_CA10-Village Units 29 - 33_First Floor_29.106 _ Bedroom 4 | CA-CA10-01-29.106 | CA10-01-29.106-Bedroom 4 | City Accommodation | CA | CA10 | Village Units 29 - 33 | 01 | First Floor | 29.106 | 99963 | Student Accommodation | 99939 | Unusable Spaces | 12.96 | Bedroom 4 | 7 | Residential Accommodation Space Group | 700 | Residential - Specific type not defined |  | Unknown | 0.00 | NO
City Accommodation_CA10-Village Units 29 - 33_First Floor_29.106A _ BIR | CA-CA10-01-29.106A | CA10-01-29.106A-BIR | City Accommodation | CA | CA10 | Village Units 29 - 33 | 01 | First Floor | 29.106A | 99963 | Student Accommodation | 99939 | Unusable Spaces | 1.56 | BIR | 7 | Residential Accommodation Space Group | 700 | Residential - Specific type not defined |  | Unknown | 0.00 | NO
City Accommodation_CA10-Village Units 29 - 33_First Floor_30.101 _ Stair | CA-CA10-01-30.101 | CA10-01-30.101-Stair | City Accommodation | CA | CA10 | Village Units 29 - 33 | 01 | First Floor | 30.101 | 99963 | Student Accommodation | 99939 | Unusable Spaces | 3.1 | Stair | 7 | Residential Accommodation Space Group | 700 | Residential - Specific type not defined |  | Unknown | 0.00 | NO
City Accommodation_CA10-Village Units 29 - 33_First Floor_30.102 _ Corr. | CA-CA10-01-30.102 | CA10-01-30.102-Corr. | City Accommodation | CA | CA10 | Village Units 29 - 33 | 01 | First Floor | 30.102 | 99963 | Student Accommodation | 99939 | Unusable Spaces | 4.96 | Corr. | 7 | Residential Accommodation Space Group | 700 | Residential - Specific type not defined |  | Unknown | 0.00 | NO
City Accommodation_CA10-Village Units 29 - 33_First Floor_30.103 _ Bedroom 4 | CA-CA10-01-30.103 | CA10-01-30.103-Bedroom 4 | City Accommodation | CA | CA10 | Village Units 29 - 33 | 01 | First Floor | 30.103 | 99963 | Student Accommodation | 99939 | Unusable Spaces | 12.96 | Bedroom 4 | 7 | Residential Accommodation Space Group | 700 | Residential - Specific type not defined |  | Unknown | 0.00 | NO
City Accommodation_CA10-Village Units 29 - 33_First Floor_30.103A _ BIR | CA-CA10-01-30.103A | CA10-01-30.103A-BIR | City Accommodation | CA | CA10 | Village Units 29 - 33 | 01 | First Floor | 30.103A | 99963 | Student Accommodation | 99939 | Unusable Spaces | 1.56 | BIR | 7 | Residential Accommodation Space Group | 700 | Residential - Specific type not defined |  | Unknown | 0.00 | NO
City Accommodation_CA10-Village Units 29 - 33_First Floor_30.104 _ Stair | CA-CA10-01-30.104 | CA10-01-30.104-Stair | City Accommodation | CA | CA10 | Village Units 29 - 33 | 01 | First Floor | 30.104 | 99963 | Student Accommodation | 99939 | Unusable Spaces | 1.88 | Stair | 7 | Residential Accommodation Space Group | 700 | Residential - Specific type not defined |  | Unknown | 0.00 | NO
City Accommodation_CA10-Village Units 29 - 33_First Floor_30.105 _ Bathroom | CA-CA10-01-30.105 | CA10-01-30.105-Bathroom | City Accommodation | CA | CA10 | Village Units 29 - 33 | 01 | First Floor | 30.105 | 99963 | Student Accommodation | 99939 | Unusable Spaces | 3.54 | Bathroom | 7 | Residential Accommodation Space Group | 700 | Residential - Specific type not defined |  | Unknown | 0.00 | NO
City Accommodation_CA10-Village Units 29 - 33_First Floor_30.106 _ Bedroom 3 | CA-CA10-01-30.106 | CA10-01-30.106-Bedroom 3 | City Accommodation | CA | CA10 | Village Units 29 - 33 | 01 | First Floor | 30.106 | 99963 | Student Accommodation | 99939 | Unusable Spaces | 11.89 | Bedroom 3 | 7 | Residential Accommodation Space Group | 700 | Residential - Specific type not defined |  | Unknown | 0.00 | NO
City Accommodation_CA10-Village Units 29 - 33_First Floor_30.106A _ BIR | CA-CA10-01-30.106A | CA10-01-30.106A-BIR | City Accommodation | CA | CA10 | Village Units 29 - 33 | 01 | First Floor | 30.106A | 99963 | Student Accommodation | 99939 | Unusable Spaces | 0.97 | BIR | 7 | Residential Accommodation Space Group | 700 | Residential - Specific type not defined |  | Unknown | 0.00 | NO
City Accommodation_CA10-Village Units 29 - 33_First Floor_31.101 _ Stair | CA-CA10-01-31.101 | CA10-01-31.101-Stair | City Accommodation | CA | CA10 | Village Units 29 - 33 | 01 | First Floor | 31.101 | 99963 | Student Accommodation | 99939 | Unusable Spaces | 3.1 | Stair | 7 | Residential Accommodation Space Group | 700 | Residential - Specific type not defined |  | Unknown | 0.00 | NO
City Accommodation_CA10-Village Units 29 - 33_First Floor_31.102 _ Corr. | CA-CA10-01-31.102 | CA10-01-31.102-Corr. | City Accommodation | CA | CA10 | Village Units 29 - 33 | 01 | First Floor | 31.102 | 99963 | Student Accommodation | 99939 | Unusable Spaces | 4.96 | Corr. | 7 | Residential Accommodation Space Group | 700 | Residential - Specific type not defined |  | Unknown | 0.00 | NO
City Accommodation_CA10-Village Units 29 - 33_First Floor_31.103 _ Bedroom 4 | CA-CA10-01-31.103 | CA10-01-31.103-Bedroom 4 | City Accommodation | CA | CA10 | Village Units 29 - 33 | 01 | First Floor | 31.103 | 99963 | Student Accommodation | 99939 | Unusable Spaces | 12.96 | Bedroom 4 | 7 | Residential Accommodation Space Group | 700 | Residential - Specific type not defined |  | Unknown | 0.00 | NO
City Accommodation_CA10-Village Units 29 - 33_First Floor_31.103A _ BIR | CA-CA10-01-31.103A | CA10-01-31.103A-BIR | City Accommodation | CA | CA10 | Village Units 29 - 33 | 01 | First Floor | 31.103A | 99963 | Student Accommodation | 99939 | Unusable Spaces | 1.56 | BIR | 7 | Residential Accommodation Space Group | 700 | Residential - Specific type not defined |  | Unknown | 0.00 | NO
City Accommodation_CA10-Village Units 29 - 33_First Floor_31.104 _ Stair | CA-CA10-01-31.104 | CA10-01-31.104-Stair | City Accommodation | CA | CA10 | Village Units 29 - 33 | 01 | First Floor | 31.104 | 99963 | Student Accommodation | 99939 | Unusable Spaces | 1.88 | Stair | 7 | Residential Accommodation Space Group | 700 | Residential - Specific type not defined |  | Unknown | 0.00 | NO
City Accommodation_CA10-Village Units 29 - 33_First Floor_31.105 _ Bathroom | CA-CA10-01-31.105 | CA10-01-31.105-Bathroom | City Accommodation | CA | CA10 | Village Units 29 - 33 | 01 | First Floor | 31.105 | 99963 | Student Accommodation | 99939 | Unusable Spaces | 3.54 | Bathroom | 7 | Residential Accommodation Space Group | 700 | Residential - Specific type not defined |  | Unknown | 0.00 | NO
City Accommodation_CA10-Village Units 29 - 33_First Floor_31.106 _ Bedroom 3 | CA-CA10-01-31.106 | CA10-01-31.106-Bedroom 3 | City Accommodation | CA | CA10 | Village Units 29 - 33 | 01 | First Floor | 31.106 | 99963 | Student Accommodation | 99939 | Unusable Spaces | 11.89 | Bedroom 3 | 7 | Residential Accommodation Space Group | 700 | Residential - Specific type not defined |  | Unknown | 0.00 | NO
City Accommodation_CA10-Village Units 29 - 33_First Floor_31.106A _ BIR | CA-CA10-01-31.106A | CA10-01-31.106A-BIR | City Accommodation | CA | CA10 | Village Units 29 - 33 | 01 | First Floor | 31.106A | 99963 | Student Accommodation | 99939 | Unusable Spaces | 0.97 | BIR | 7 | Residential Accommodation Space Group | 700 | Residential - Specific type not defined |  | Unknown | 0.00 | NO
City Accommodation_CA10-Village Units 29 - 33_First Floor_32.101 _ Stair | CA-CA10-01-32.101 | CA10-01-32.101-Stair | City Accommodation | CA | CA10 | Village Units 29 - 33 | 01 | First Floor | 32.101 | 99963 | Student Accommodation | 99939 | Unusable Spaces | 3.1 | Stair | 7 | Residential Accommodation Space Group | 700 | Residential - Specific type not defined |  | Unknown | 0.00 | NO
City Accommodation_CA10-Village Units 29 - 33_First Floor_32.102 _ Corr. | CA-CA10-01-32.102 | CA10-01-32.102-Corr. | City Accommodation | CA | CA10 | Village Units 29 - 33 | 01 | First Floor | 32.102 | 99963 | Student Accommodation | 99939 | Unusable Spaces | 4.96 | Corr. | 7 | Residential Accommodation Space Group | 700 | Residential - Specific type not defined |  | Unknown | 0.00 | NO
City Accommodation_CA10-Village Units 29 - 33_First Floor_32.103 _ Bedroom 3 | CA-CA10-01-32.103 | CA10-01-32.103-Bedroom 3 | City Accommodation | CA | CA10 | Village Units 29 - 33 | 01 | First Floor | 32.103 | 99963 | Student Accommodation | 99939 | Unusable Spaces | 11.89 | Bedroom 3 | 7 | Residential Accommodation Space Group | 700 | Residential - Specific type not defined |  | Unknown | 0.00 | NO
City Accommodation_CA10-Village Units 29 - 33_First Floor_32.103A _ BIR | CA-CA10-01-32.103A | CA10-01-32.103A-BIR | City Accommodation | CA | CA10 | Village Units 29 - 33 | 01 | First Floor | 32.103A | 99963 | Student Accommodation | 99939 | Unusable Spaces | 0.98 | BIR | 7 | Residential Accommodation Space Group | 700 | Residential - Specific type not defined |  | Unknown | 0.00 | NO
City Accommodation_CA10-Village Units 29 - 33_First Floor_32.104 _ Bathroom | CA-CA10-01-32.104 | CA10-01-32.104-Bathroom | City Accommodation | CA | CA10 | Village Units 29 - 33 | 01 | First Floor | 32.104 | 99963 | Student Accommodation | 99939 | Unusable Spaces | 3.54 | Bathroom | 7 | Residential Accommodation Space Group | 700 | Residential - Specific type not defined |  | Unknown | 0.00 | NO
City Accommodation_CA10-Village Units 29 - 33_First Floor_32.105 _ Stair | CA-CA10-01-32.105 | CA10-01-32.105-Stair | City Accommodation | CA | CA10 | Village Units 29 - 33 | 01 | First Floor | 32.105 | 99963 | Student Accommodation | 99939 | Unusable Spaces | 1.88 | Stair | 7 | Residential Accommodation Space Group | 700 | Residential - Specific type not defined |  | Unknown | 0.00 | NO
City Accommodation_CA10-Village Units 29 - 33_First Floor_32.106 _ Bedroom 3 | CA-CA10-01-32.106 | CA10-01-32.106-Bedroom 3 | City Accommodation | CA | CA10 | Village Units 29 - 33 | 01 | First Floor | 32.106 | 99963 | Student Accommodation | 99939 | Unusable Spaces | 12.96 | Bedroom 3 | 7 | Residential Accommodation Space Group | 700 | Residential - Specific type not defined |  | Unknown | 0.00 | NO
City Accommodation_CA10-Village Units 29 - 33_First Floor_32.106A _ BIR | CA-CA10-01-32.106A | CA10-01-32.106A-BIR | City Accommodation | CA | CA10 | Village Units 29 - 33 | 01 | First Floor | 32.106A | 99963 | Student Accommodation | 99939 | Unusable Spaces | 1.56 | BIR | 7 | Residential Accommodation Space Group | 700 | Residential - Specific type not defined |  | Unknown | 0.00 | NO
City Accommodation_CA10-Village Units 29 - 33_First Floor_33.101 _ Stair | CA-CA10-01-33.101 | CA10-01-33.101-Stair | City Accommodation | CA | CA10 | Village Units 29 - 33 | 01 | First Floor | 33.101 | 99963 | Student Accommodation | 99939 | Unusable Spaces | 1.91 | Stair | 7 | Residential Accommodation Space Group | 700 | Residential - Specific type not defined |  | Unknown | 0.00 | NO
City Accommodation_CA10-Village Units 29 - 33_First Floor_33.102 _ Corr. | CA-CA10-01-33.102 | CA10-01-33.102-Corr. | City Accommodation | CA | CA10 | Village Units 29 - 33 | 01 | First Floor | 33.102 | 99963 | Student Accommodation | 99939 | Unusable Spaces | 4.85 | Corr. | 7 | Residential Accommodation Space Group | 700 | Residential - Specific type not defined |  | Unknown | 0.00 | NO
City Accommodation_CA10-Village Units 29 - 33_First Floor_33.103 _ Bedroom 1 | CA-CA10-01-33.103 | CA10-01-33.103-Bedroom 1 | City Accommodation | CA | CA10 | Village Units 29 - 33 | 01 | First Floor | 33.103 | 99963 | Student Accommodation | 99939 | Unusable Spaces | 15.69 | Bedroom 1 | 7 | Residential Accommodation Space Group | 700 | Residential - Specific type not defined |  | Unknown | 0.00 | NO
City Accommodation_CA10-Village Units 29 - 33_First Floor_33.103A _ BIR | CA-CA10-01-33.103A | CA10-01-33.103A-BIR | City Accommodation | CA | CA10 | Village Units 29 - 33 | 01 | First Floor | 33.103A | 99963 | Student Accommodation | 99939 | Unusable Spaces | 0.72 | BIR | 7 | Residential Accommodation Space Group | 700 | Residential - Specific type not defined |  | Unknown | 0.00 | NO
City Accommodation_CA10-Village Units 29 - 33_First Floor_33.104 _ Bathroom | CA-CA10-01-33.104 | CA10-01-33.104-Bathroom | City Accommodation | CA | CA10 | Village Units 29 - 33 | 01 | First Floor | 33.104 | 99963 | Student Accommodation | 99939 | Unusable Spaces | 3.84 | Bathroom | 7 | Residential Accommodation Space Group | 700 | Residential - Specific type not defined |  | Unknown | 0.00 | NO
City Accommodation_CA10-Village Units 29 - 33_First Floor_33.105 _ Bathroom | CA-CA10-01-33.105 | CA10-01-33.105-Bathroom | City Accommodation | CA | CA10 | Village Units 29 - 33 | 01 | First Floor | 33.105 | 99963 | Student Accommodation | 99939 | Unusable Spaces | 3.84 | Bathroom | 7 | Residential Accommodation Space Group | 700 | Residential - Specific type not defined |  | Unknown | 0.00 | NO
City Accommodation_CA10-Village Units 29 - 33_First Floor_33.106 _ Bedroom 3 | CA-CA10-01-33.106 | CA10-01-33.106-Bedroom 3 | City Accommodation | CA | CA10 | Village Units 29 - 33 | 01 | First Floor | 33.106 | 99963 | Student Accommodation | 99939 | Unusable Spaces | 15.69 | Bedroom 3 | 7 | Residential Accommodation Space Group | 700 | Residential - Specific type not defined |  | Unknown | 0.00 | NO
City Accommodation_CA10-Village Units 29 - 33_First Floor_33.106A _ BIR | CA-CA10-01-33.106A | CA10-01-33.106A-BIR | City Accommodation | CA | CA10 | Village Units 29 - 33 | 01 | First Floor | 33.106A | 99963 | Student Accommodation | 99939 | Unusable Spaces | 0.72 | BIR | 7 | Residential Accommodation Space Group | 700 | Residential - Specific type not defined |  | Unknown | 0.00 | NO
City Accommodation_CA10-Village Units 29 - 33_First Floor_33.107 _ Stair | CA-CA10-01-33.107 | CA10-01-33.107-Stair | City Accommodation | CA | CA10 | Village Units 29 - 33 | 01 | First Floor | 33.107 | 99963 | Student Accommodation | 99939 | Unusable Spaces | 1.91 | Stair | 7 | Residential Accommodation Space Group | 700 | Residential - Specific type not defined |  | Unknown | 0.00 | NO
City Accommodation_CA10-Village Units 29 - 33_Second Floor_29.201 _ Stair | CA-CA10-02-29.201 | CA10-02-29.201-Stair | City Accommodation | CA | CA10 | Village Units 29 - 33 | 02 | Second Floor | 29.201 | 99963 | Student Accommodation | 99939 | Unusable Spaces | 3.84 | Stair | 7 | Residential Accommodation Space Group | 700 | Residential - Specific type not defined |  | Unknown | 0.00 | NO
City Accommodation_CA10-Village Units 29 - 33_Second Floor_29.202 _ Living | CA-CA10-02-29.202 | CA10-02-29.202-Living | City Accommodation | CA | CA10 | Village Units 29 - 33 | 02 | Second Floor | 29.202 | 99963 | Student Accommodation | 99939 | Unusable Spaces | 13.44 | Living | 7 | Residential Accommodation Space Group | 700 | Residential - Specific type not defined |  | Unknown | 0.00 | NO
City Accommodation_CA10-Village Units 29 - 33_Second Floor_29.203 _ Deck | CA-CA10-02-29.203 | CA10-02-29.203-Deck | City Accommodation | CA | CA10 | Village Units 29 - 33 | 02 | Second Floor | 29.203 | 99963 | Student Accommodation | 99939 | Unusable Spaces | 4.82 | Deck | 7 | Residential Accommodation Space Group | 700 | Residential - Specific type not defined |  | Unknown | 0.00 | NO
City Accommodation_CA10-Village Units 29 - 33_Second Floor_29.204 _ Kitchen | CA-CA10-02-29.204 | CA10-02-29.204-Kitchen | City Accommodation | CA | CA10 | Village Units 29 - 33 | 02 | Second Floor | 29.204 | 99963 | Student Accommodation | 99939 | Unusable Spaces | 19.6 | Kitchen | 7 | Residential Accommodation Space Group | 700 | Residential - Specific type not defined |  | Unknown | 0.00 | NO
City Accommodation_CA10-Village Units 29 - 33_Second Floor_30.201 _ Stair | CA-CA10-02-30.201 | CA10-02-30.201-Stair | City Accommodation | CA | CA10 | Village Units 29 - 33 | 02 | Second Floor | 30.201 | 99963 | Student Accommodation | 99939 | Unusable Spaces | 3.84 | Stair | 7 | Residential Accommodation Space Group | 700 | Residential - Specific type not defined |  | Unknown | 0.00 | NO
City Accommodation_CA10-Village Units 29 - 33_Second Floor_30.202 _ Kitchen | CA-CA10-02-30.202 | CA10-02-30.202-Kitchen | City Accommodation | CA | CA10 | Village Units 29 - 33 | 02 | Second Floor | 30.202 | 99963 | Student Accommodation | 99939 | Unusable Spaces | 19.6 | Kitchen | 7 | Residential Accommodation Space Group | 700 | Residential - Specific type not defined |  | Unknown | 0.00 | NO
City Accommodation_CA10-Village Units 29 - 33_Second Floor_30.203 _ Deck | CA-CA10-02-30.203 | CA10-02-30.203-Deck | City Accommodation | CA | CA10 | Village Units 29 - 33 | 02 | Second Floor | 30.203 | 99963 | Student Accommodation | 99939 | Unusable Spaces | 4.82 | Deck | 7 | Residential Accommodation Space Group | 700 | Residential - Specific type not defined |  | Unknown | 0.00 | NO
City Accommodation_CA10-Village Units 29 - 33_Second Floor_30.204 _ Living | CA-CA10-02-30.204 | CA10-02-30.204-Living | City Accommodation | CA | CA10 | Village Units 29 - 33 | 02 | Second Floor | 30.204 | 99963 | Student Accommodation | 99939 | Unusable Spaces | 13.44 | Living | 7 | Residential Accommodation Space Group | 700 | Residential - Specific type not defined |  | Unknown | 0.00 | NO
City Accommodation_CA10-Village Units 29 - 33_Second Floor_31.201 _ Stair | CA-CA10-02-31.201 | CA10-02-31.201-Stair | City Accommodation | CA | CA10 | Village Units 29 - 33 | 02 | Second Floor | 31.201 | 99963 | Student Accommodation | 99939 | Unusable Spaces | 3.84 | Stair | 7 | Residential Accommodation Space Group | 700 | Residential - Specific type not defined |  | Unknown | 0.00 | NO
City Accommodation_CA10-Village Units 29 - 33_Second Floor_31.202 _ Kitchen | CA-CA10-02-31.202 | CA10-02-31.202-Kitchen | City Accommodation | CA | CA10 | Village Units 29 - 33 | 02 | Second Floor | 31.202 | 99963 | Student Accommodation | 99939 | Unusable Spaces | 19.6 | Kitchen | 7 | Residential Accommodation Space Group | 700 | Residential - Specific type not defined |  | Unknown | 0.00 | NO
City Accommodation_CA10-Village Units 29 - 33_Second Floor_31.203 _ Deck | CA-CA10-02-31.203 | CA10-02-31.203-Deck | City Accommodation | CA | CA10 | Village Units 29 - 33 | 02 | Second Floor | 31.203 | 99963 | Student Accommodation | 99939 | Unusable Spaces | 4.82 | Deck | 7 | Residential Accommodation Space Group | 700 | Residential - Specific type not defined |  | Unknown | 0.00 | NO
City Accommodation_CA10-Village Units 29 - 33_Second Floor_31.204 _ Living | CA-CA10-02-31.204 | CA10-02-31.204-Living | City Accommodation | CA | CA10 | Village Units 29 - 33 | 02 | Second Floor | 31.204 | 99963 | Student Accommodation | 99939 | Unusable Spaces | 13.44 | Living | 7 | Residential Accommodation Space Group | 700 | Residential - Specific type not defined |  | Unknown | 0.00 | NO
City Accommodation_CA10-Village Units 29 - 33_Second Floor_32.201 _ Stair | CA-CA10-02-32.201 | CA10-02-32.201-Stair | City Accommodation | CA | CA10 | Village Units 29 - 33 | 02 | Second Floor | 32.201 | 99963 | Student Accommodation | 99939 | Unusable Spaces | 3.84 | Stair | 7 | Residential Accommodation Space Group | 700 | Residential - Specific type not defined |  | Unknown | 0.00 | NO
City Accommodation_CA10-Village Units 29 - 33_Second Floor_32.202 _ Living | CA-CA10-02-32.202 | CA10-02-32.202-Living | City Accommodation | CA | CA10 | Village Units 29 - 33 | 02 | Second Floor | 32.202 | 99963 | Student Accommodation | 99939 | Unusable Spaces | 13.44 | Living | 7 | Residential Accommodation Space Group | 700 | Residential - Specific type not defined |  | Unknown | 0.00 | NO
City Accommodation_CA10-Village Units 29 - 33_Second Floor_32.203 _ Deck | CA-CA10-02-32.203 | CA10-02-32.203-Deck | City Accommodation | CA | CA10 | Village Units 29 - 33 | 02 | Second Floor | 32.203 | 99963 | Student Accommodation | 99939 | Unusable Spaces | 4.82 | Deck | 7 | Residential Accommodation Space Group | 700 | Residential - Specific type not defined |  | Unknown | 0.00 | NO
City Accommodation_CA10-Village Units 29 - 33_Second Floor_32.204 _ Kitchen | CA-CA10-02-32.204 | CA10-02-32.204-Kitchen | City Accommodation | CA | CA10 | Village Units 29 - 33 | 02 | Second Floor | 32.204 | 99963 | Student Accommodation | 99939 | Unusable Spaces | 19.6 | Kitchen | 7 | Residential Accommodation Space Group | 700 | Residential - Specific type not defined |  | Unknown | 0.00 | NO
City Accommodation_CA10-Village Units 29 - 33_Second Floor_33.201 _ Stair | CA-CA10-02-33.201 | CA10-02-33.201-Stair | City Accommodation | CA | CA10 | Village Units 29 - 33 | 02 | Second Floor | 33.201 | 99963 | Student Accommodation | 99939 | Unusable Spaces | 1.91 | Stair | 7 | Residential Accommodation Space Group | 700 | Residential - Specific type not defined |  | Unknown | 0.00 | NO
City Accommodation_CA10-Village Units 29 - 33_Second Floor_33.202 _ Living | CA-CA10-02-33.202 | CA10-02-33.202-Living | City Accommodation | CA | CA10 | Village Units 29 - 33 | 02 | Second Floor | 33.202 | 99963 | Student Accommodation | 99939 | Unusable Spaces | 16.41 | Living | 7 | Residential Accommodation Space Group | 700 | Residential - Specific type not defined |  | Unknown | 0.00 | NO
City Accommodation_CA10-Village Units 29 - 33_Second Floor_33.203 _ Deck | CA-CA10-02-33.203 | CA10-02-33.203-Deck | City Accommodation | CA | CA10 | Village Units 29 - 33 | 02 | Second Floor | 33.203 | 99963 | Student Accommodation | 99939 | Unusable Spaces | 5.04 | Deck | 7 | Residential Accommodation Space Group | 700 | Residential - Specific type not defined |  | Unknown | 0.00 | NO
City Accommodation_CA10-Village Units 29 - 33_Second Floor_33.204 _ Dining | CA-CA10-02-33.204 | CA10-02-33.204-Dining | City Accommodation | CA | CA10 | Village Units 29 - 33 | 02 | Second Floor | 33.204 | 99963 | Student Accommodation | 99939 | Unusable Spaces | 13.35 | Dining | 7 | Residential Accommodation Space Group | 700 | Residential - Specific type not defined |  | Unknown | 0.00 | NO
City Accommodation_CA10-Village Units 29 - 33_Second Floor_33.205 _ Kitchen | CA-CA10-02-33.205 | CA10-02-33.205-Kitchen | City Accommodation | CA | CA10 | Village Units 29 - 33 | 02 | Second Floor | 33.205 | 99963 | Student Accommodation | 99939 | Unusable Spaces | 16.7 | Kitchen | 7 | Residential Accommodation Space Group | 700 | Residential - Specific type not defined |  | Unknown | 0.00 | NO
City Accommodation_CA10-Village Units 29 - 33_Second Floor_33.206 _ Deck | CA-CA10-02-33.206 | CA10-02-33.206-Deck | City Accommodation | CA | CA10 | Village Units 29 - 33 | 02 | Second Floor | 33.206 | 99963 | Student Accommodation | 99939 | Unusable Spaces | 5.04 | Deck | 7 | Residential Accommodation Space Group | 700 | Residential - Specific type not defined |  | Unknown | 0.00 | NO
City Accommodation_CA10-Village Units 29 - 33_Second Floor_33.207 _ Stair | CA-CA10-02-33.207 | CA10-02-33.207-Stair | City Accommodation | CA | CA10 | Village Units 29 - 33 | 02 | Second Floor | 33.207 | 99963 | Student Accommodation | 99939 | Unusable Spaces | 1.91 | Stair | 7 | Residential Accommodation Space Group | 700 | Residential - Specific type not defined |  | Unknown | 0.00 | NO
City Accommodation_CA10-Village Units 29 - 33_Third Floor_29..302A _ Linen | CA-CA10-03-29..302A | CA10-03-29..302A-Linen | City Accommodation | CA | CA10 | Village Units 29 - 33 | 03 | Third Floor | 29..302A | 99963 | Student Accommodation | 99939 | Unusable Spaces | 0.72 | Linen | 7 | Residential Accommodation Space Group | 700 | Residential - Specific type not defined |  | Unknown | 0.00 | NO
City Accommodation_CA10-Village Units 29 - 33_Third Floor_29.301 _ Stair | CA-CA10-03-29.301 | CA10-03-29.301-Stair | City Accommodation | CA | CA10 | Village Units 29 - 33 | 03 | Third Floor | 29.301 | 99963 | Student Accommodation | 99939 | Unusable Spaces | 4.32 | Stair | 7 | Residential Accommodation Space Group | 700 | Residential - Specific type not defined |  | Unknown | 0.00 | NO
City Accommodation_CA10-Village Units 29 - 33_Third Floor_29.302 _ Corr. | CA-CA10-03-29.302 | CA10-03-29.302-Corr. | City Accommodation | CA | CA10 | Village Units 29 - 33 | 03 | Third Floor | 29.302 | 99963 | Student Accommodation | 99939 | Unusable Spaces | 2.38 | Corr. | 7 | Residential Accommodation Space Group | 700 | Residential - Specific type not defined |  | Unknown | 0.00 | NO
City Accommodation_CA10-Village Units 29 - 33_Third Floor_29.302A _ Linen | CA-CA10-03-29.302A | CA10-03-29.302A-Linen | City Accommodation | CA | CA10 | Village Units 29 - 33 | 03 | Third Floor | 29.302A | 99963 | Student Accommodation | 99939 | Unusable Spaces | 0.72 | Linen | 7 | Residential Accommodation Space Group | 700 | Residential - Specific type not defined |  | Unknown | 0.00 | NO
City Accommodation_CA10-Village Units 29 - 33_Third Floor_29.303 _ Bedroom 5 | CA-CA10-03-29.303 | CA10-03-29.303-Bedroom 5 | City Accommodation | CA | CA10 | Village Units 29 - 33 | 03 | Third Floor | 29.303 | 99963 | Student Accommodation | 99939 | Unusable Spaces | 13.56 | Bedroom 5 | 7 | Residential Accommodation Space Group | 700 | Residential - Specific type not defined |  | Unknown | 0.00 | NO
City Accommodation_CA10-Village Units 29 - 33_Third Floor_29.303A _ BIR | CA-CA10-03-29.303A | CA10-03-29.303A-BIR | City Accommodation | CA | CA10 | Village Units 29 - 33 | 03 | Third Floor | 29.303A | 99963 | Student Accommodation | 99939 | Unusable Spaces | 0.82 | BIR | 7 | Residential Accommodation Space Group | 700 | Residential - Specific type not defined |  | Unknown | 0.00 | NO
City Accommodation_CA10-Village Units 29 - 33_Third Floor_29.304 _ Ensuite | CA-CA10-03-29.304 | CA10-03-29.304-Ensuite | City Accommodation | CA | CA10 | Village Units 29 - 33 | 03 | Third Floor | 29.304 | 99963 | Student Accommodation | 99939 | Unusable Spaces | 3.52 | Ensuite | 7 | Residential Accommodation Space Group | 700 | Residential - Specific type not defined |  | Unknown | 0.00 | NO
City Accommodation_CA10-Village Units 29 - 33_Third Floor_29.305 _ Roof Deck | CA-CA10-03-29.305 | CA10-03-29.305-Roof Deck | City Accommodation | CA | CA10 | Village Units 29 - 33 | 03 | Third Floor | 29.305 | 99963 | Student Accommodation | 99939 | Unusable Spaces | 10.09 | Roof Deck | 7 | Residential Accommodation Space Group | 700 | Residential - Specific type not defined |  | Unknown | 0.00 | NO
City Accommodation_CA10-Village Units 29 - 33_Third Floor_30.301 _ Stair | CA-CA10-03-30.301 | CA10-03-30.301-Stair | City Accommodation | CA | CA10 | Village Units 29 - 33 | 03 | Third Floor | 30.301 | 99963 | Student Accommodation | 99939 | Unusable Spaces | 4.32 | Stair | 7 | Residential Accommodation Space Group | 700 | Residential - Specific type not defined |  | Unknown | 0.00 | NO
City Accommodation_CA10-Village Units 29 - 33_Third Floor_30.302 _ Corr. | CA-CA10-03-30.302 | CA10-03-30.302-Corr. | City Accommodation | CA | CA10 | Village Units 29 - 33 | 03 | Third Floor | 30.302 | 99963 | Student Accommodation | 99939 | Unusable Spaces | 2.38 | Corr. | 7 | Residential Accommodation Space Group | 700 | Residential - Specific type not defined |  | Unknown | 0.00 | NO
City Accommodation_CA10-Village Units 29 - 33_Third Floor_30.302A _ Linen | CA-CA10-03-30.302A | CA10-03-30.302A-Linen | City Accommodation | CA | CA10 | Village Units 29 - 33 | 03 | Third Floor | 30.302A | 99963 | Student Accommodation | 99939 | Unusable Spaces | 0.72 | Linen | 7 | Residential Accommodation Space Group | 700 | Residential - Specific type not defined |  | Unknown | 0.00 | NO
City Accommodation_CA10-Village Units 29 - 33_Third Floor_30.303 _ Bedroom 5 | CA-CA10-03-30.303 | CA10-03-30.303-Bedroom 5 | City Accommodation | CA | CA10 | Village Units 29 - 33 | 03 | Third Floor | 30.303 | 99963 | Student Accommodation | 99939 | Unusable Spaces | 13.56 | Bedroom 5 | 7 | Residential Accommodation Space Group | 700 | Residential - Specific type not defined |  | Unknown | 0.00 | NO
City Accommodation_CA10-Village Units 29 - 33_Third Floor_30.303A _ BIR | CA-CA10-03-30.303A | CA10-03-30.303A-BIR | City Accommodation | CA | CA10 | Village Units 29 - 33 | 03 | Third Floor | 30.303A | 99963 | Student Accommodation | 99939 | Unusable Spaces | 0.82 | BIR | 7 | Residential Accommodation Space Group | 700 | Residential - Specific type not defined |  | Unknown | 0.00 | NO
City Accommodation_CA10-Village Units 29 - 33_Third Floor_30.304 _ Ensuite | CA-CA10-03-30.304 | CA10-03-30.304-Ensuite | City Accommodation | CA | CA10 | Village Units 29 - 33 | 03 | Third Floor | 30.304 | 99963 | Student Accommodation | 99939 | Unusable Spaces | 3.52 | Ensuite | 7 | Residential Accommodation Space Group | 700 | Residential - Specific type not defined |  | Unknown | 0.00 | NO
City Accommodation_CA10-Village Units 29 - 33_Third Floor_30.305 _ Roof Deck | CA-CA10-03-30.305 | CA10-03-30.305-Roof Deck | City Accommodation | CA | CA10 | Village Units 29 - 33 | 03 | Third Floor | 30.305 | 99963 | Student Accommodation | 99939 | Unusable Spaces | 10.09 | Roof Deck | 7 | Residential Accommodation Space Group | 700 | Residential - Specific type not defined |  | Unknown | 0.00 | NO
City Accommodation_CA10-Village Units 29 - 33_Third Floor_31.301 _ Stair | CA-CA10-03-31.301 | CA10-03-31.301-Stair | City Accommodation | CA | CA10 | Village Units 29 - 33 | 03 | Third Floor | 31.301 | 99963 | Student Accommodation | 99939 | Unusable Spaces | 4.32 | Stair | 7 | Residential Accommodation Space Group | 700 | Residential - Specific type not defined |  | Unknown | 0.00 | NO
City Accommodation_CA10-Village Units 29 - 33_Third Floor_31.302 _ Corr. | CA-CA10-03-31.302 | CA10-03-31.302-Corr. | City Accommodation | CA | CA10 | Village Units 29 - 33 | 03 | Third Floor | 31.302 | 99963 | Student Accommodation | 99939 | Unusable Spaces | 2.38 | Corr. | 7 | Residential Accommodation Space Group | 700 | Residential - Specific type not defined |  | Unknown | 0.00 | NO
City Accommodation_CA10-Village Units 29 - 33_Third Floor_31.302A _ Linen | CA-CA10-03-31.302A | CA10-03-31.302A-Linen | City Accommodation | CA | CA10 | Village Units 29 - 33 | 03 | Third Floor | 31.302A | 99963 | Student Accommodation | 99939 | Unusable Spaces | 0.72 | Linen | 7 | Residential Accommodation Space Group | 700 | Residential - Specific type not defined |  | Unknown | 0.00 | NO
City Accommodation_CA10-Village Units 29 - 33_Third Floor_31.303 _ Bedroom 5 | CA-CA10-03-31.303 | CA10-03-31.303-Bedroom 5 | City Accommodation | CA | CA10 | Village Units 29 - 33 | 03 | Third Floor | 31.303 | 99963 | Student Accommodation | 99939 | Unusable Spaces | 13.56 | Bedroom 5 | 7 | Residential Accommodation Space Group | 700 | Residential - Specific type not defined |  | Unknown | 0.00 | NO
City Accommodation_CA10-Village Units 29 - 33_Third Floor_31.303A _ BIR | CA-CA10-03-31.303A | CA10-03-31.303A-BIR | City Accommodation | CA | CA10 | Village Units 29 - 33 | 03 | Third Floor | 31.303A | 99963 | Student Accommodation | 99939 | Unusable Spaces | 0.82 | BIR | 7 | Residential Accommodation Space Group | 700 | Residential - Specific type not defined |  | Unknown | 0.00 | NO
City Accommodation_CA10-Village Units 29 - 33_Third Floor_31.304 _ Ensuite | CA-CA10-03-31.304 | CA10-03-31.304-Ensuite | City Accommodation | CA | CA10 | Village Units 29 - 33 | 03 | Third Floor | 31.304 | 99963 | Student Accommodation | 99939 | Unusable Spaces | 3.52 | Ensuite | 7 | Residential Accommodation Space Group | 700 | Residential - Specific type not defined |  | Unknown | 0.00 | NO
City Accommodation_CA10-Village Units 29 - 33_Third Floor_31.305 _ Roof Deck | CA-CA10-03-31.305 | CA10-03-31.305-Roof Deck | City Accommodation | CA | CA10 | Village Units 29 - 33 | 03 | Third Floor | 31.305 | 99963 | Student Accommodation | 99939 | Unusable Spaces | 10.09 | Roof Deck | 7 | Residential Accommodation Space Group | 700 | Residential - Specific type not defined |  | Unknown | 0.00 | NO
City Accommodation_CA10-Village Units 29 - 33_Third Floor_32.301 _ Stair | CA-CA10-03-32.301 | CA10-03-32.301-Stair | City Accommodation | CA | CA10 | Village Units 29 - 33 | 03 | Third Floor | 32.301 | 99963 | Student Accommodation | 99939 | Unusable Spaces | 4.32 | Stair | 7 | Residential Accommodation Space Group | 700 | Residential - Specific type not defined |  | Unknown | 0.00 | NO
City Accommodation_CA10-Village Units 29 - 33_Third Floor_32.302 _ Corr. | CA-CA10-03-32.302 | CA10-03-32.302-Corr. | City Accommodation | CA | CA10 | Village Units 29 - 33 | 03 | Third Floor | 32.302 | 99963 | Student Accommodation | 99939 | Unusable Spaces | 2.38 | Corr. | 7 | Residential Accommodation Space Group | 700 | Residential - Specific type not defined |  | Unknown | 0.00 | NO
City Accommodation_CA10-Village Units 29 - 33_Third Floor_32.302A _ Linen | CA-CA10-03-32.302A | CA10-03-32.302A-Linen | City Accommodation | CA | CA10 | Village Units 29 - 33 | 03 | Third Floor | 32.302A | 99963 | Student Accommodation | 99939 | Unusable Spaces | 0.72 | Linen | 7 | Residential Accommodation Space Group | 700 | Residential - Specific type not defined |  | Unknown | 0.00 | NO
City Accommodation_CA10-Village Units 29 - 33_Third Floor_32.303 _ Bedroom 5 | CA-CA10-03-32.303 | CA10-03-32.303-Bedroom 5 | City Accommodation | CA | CA10 | Village Units 29 - 33 | 03 | Third Floor | 32.303 | 99963 | Student Accommodation | 99939 | Unusable Spaces | 13.56 | Bedroom 5 | 7 | Residential Accommodation Space Group | 700 | Residential - Specific type not defined |  | Unknown | 0.00 | NO
City Accommodation_CA10-Village Units 29 - 33_Third Floor_32.303A _ BIR | CA-CA10-03-32.303A | CA10-03-32.303A-BIR | City Accommodation | CA | CA10 | Village Units 29 - 33 | 03 | Third Floor | 32.303A | 99963 | Student Accommodation | 99939 | Unusable Spaces | 0.82 | BIR | 7 | Residential Accommodation Space Group | 700 | Residential - Specific type not defined |  | Unknown | 0.00 | NO
City Accommodation_CA10-Village Units 29 - 33_Third Floor_32.304 _ Ensuite | CA-CA10-03-32.304 | CA10-03-32.304-Ensuite | City Accommodation | CA | CA10 | Village Units 29 - 33 | 03 | Third Floor | 32.304 | 99963 | Student Accommodation | 99939 | Unusable Spaces | 3.52 | Ensuite | 7 | Residential Accommodation Space Group | 700 | Residential - Specific type not defined |  | Unknown | 0.00 | NO
City Accommodation_CA10-Village Units 29 - 33_Third Floor_32.305 _ Roof Deck | CA-CA10-03-32.305 | CA10-03-32.305-Roof Deck | City Accommodation | CA | CA10 | Village Units 29 - 33 | 03 | Third Floor | 32.305 | 99963 | Student Accommodation | 99939 | Unusable Spaces | 10.09 | Roof Deck | 7 | Residential Accommodation Space Group | 700 | Residential - Specific type not defined |  | Unknown | 0.00 | NO
City Accommodation_CA10-Village Units 29 - 33_Third Floor_33.301 _ Stair | CA-CA10-03-33.301 | CA10-03-33.301-Stair | City Accommodation | CA | CA10 | Village Units 29 - 33 | 03 | Third Floor | 33.301 | 99963 | Student Accommodation | 99939 | Unusable Spaces | 3.83 | Stair | 7 | Residential Accommodation Space Group | 700 | Residential - Specific type not defined |  | Unknown | 0.00 | NO
City Accommodation_CA10-Village Units 29 - 33_Third Floor_33.302 _ Corr. | CA-CA10-03-33.302 | CA10-03-33.302-Corr. | City Accommodation | CA | CA10 | Village Units 29 - 33 | 03 | Third Floor | 33.302 | 99963 | Student Accommodation | 99939 | Unusable Spaces | 4.35 | Corr. | 7 | Residential Accommodation Space Group | 700 | Residential - Specific type not defined |  | Unknown | 0.00 | NO
City Accommodation_CA10-Village Units 29 - 33_Third Floor_33.303 _ Roof Deck | CA-CA10-03-33.303 | CA10-03-33.303-Roof Deck | City Accommodation | CA | CA10 | Village Units 29 - 33 | 03 | Third Floor | 33.303 | 99963 | Student Accommodation | 99939 | Unusable Spaces | 16.41 | Roof Deck | 7 | Residential Accommodation Space Group | 700 | Residential - Specific type not defined |  | Unknown | 0.00 | NO
City Accommodation_CA10-Village Units 29 - 33_Third Floor_33.304 _ Ensuite | CA-CA10-03-33.304 | CA10-03-33.304-Ensuite | City Accommodation | CA | CA10 | Village Units 29 - 33 | 03 | Third Floor | 33.304 | 99963 | Student Accommodation | 99939 | Unusable Spaces | 4.2 | Ensuite | 7 | Residential Accommodation Space Group | 700 | Residential - Specific type not defined |  | Unknown | 0.00 | NO
City Accommodation_CA10-Village Units 29 - 33_Third Floor_33.305 _ Bedroom 5 | CA-CA10-03-33.305 | CA10-03-33.305-Bedroom 5 | City Accommodation | CA | CA10 | Village Units 29 - 33 | 03 | Third Floor | 33.305 | 99963 | Student Accommodation | 99939 | Unusable Spaces | 18.73 | Bedroom 5 | 7 | Residential Accommodation Space Group | 700 | Residential - Specific type not defined |  | Unknown | 0.00 | NO
City Accommodation_CA10-Village Units 29 - 33_Third Floor_33.305A _ BIR | CA-CA10-03-33.305A | CA10-03-33.305A-BIR | City Accommodation | CA | CA10 | Village Units 29 - 33 | 03 | Third Floor | 33.305A | 99963 | Student Accommodation | 99939 | Unusable Spaces | 1.26 | BIR | 7 | Residential Accommodation Space Group | 700 | Residential - Specific type not defined |  | Unknown | 0.00 | NO
City Accommodation_CA10-Village Units 29 - 33_Ground Floor_29.G01 _ Porch | CA-CA10-GN-29.G01 | CA10-GN-29.G01-Porch | City Accommodation | CA | CA10 | Village Units 29 - 33 | GN | Ground Floor | 29.G01 | 99963 | Student Accommodation | 99939 | Unusable Spaces | 2.19 | Porch | 7 | Residential Accommodation Space Group | 700 | Residential - Specific type not defined |  | Unknown | 0.00 | NO
City Accommodation_CA10-Village Units 29 - 33_Ground Floor_29.G02 _ Entry | CA-CA10-GN-29.G02 | CA10-GN-29.G02-Entry | City Accommodation | CA | CA10 | Village Units 29 - 33 | GN | Ground Floor | 29.G02 | 99963 | Student Accommodation | 99939 | Unusable Spaces | 3.2 | Entry | 7 | Residential Accommodation Space Group | 700 | Residential - Specific type not defined |  | Unknown | 0.00 | NO
City Accommodation_CA10-Village Units 29 - 33_Ground Floor_29.G03 _ Bedroom 1 | CA-CA10-GN-29.G03 | CA10-GN-29.G03-Bedroom 1 | City Accommodation | CA | CA10 | Village Units 29 - 33 | GN | Ground Floor | 29.G03 | 99963 | Student Accommodation | 99939 | Unusable Spaces | 9.4 | Bedroom 1 | 7 | Residential Accommodation Space Group | 700 | Residential - Specific type not defined |  | Unknown | 0.00 | NO
City Accommodation_CA10-Village Units 29 - 33_Ground Floor_29.G03A _ BIR | CA-CA10-GN-29.G03A | CA10-GN-29.G03A-BIR | City Accommodation | CA | CA10 | Village Units 29 - 33 | GN | Ground Floor | 29.G03A | 99963 | Student Accommodation | 99939 | Unusable Spaces | 0.62 | BIR | 7 | Residential Accommodation Space Group | 700 | Residential - Specific type not defined |  | Unknown | 0.00 | NO
City Accommodation_CA10-Village Units 29 - 33_Ground Floor_29.G04 _ HWS | CA-CA10-GN-29.G04 | CA10-GN-29.G04-HWS | City Accommodation | CA | CA10 | Village Units 29 - 33 | GN | Ground Floor | 29.G04 | 99963 | Student Accommodation | 99939 | Unusable Spaces | 1.35 | HWS | 7 | Residential Accommodation Space Group | 700 | Residential - Specific type not defined |  | Unknown | 0.00 | NO
City Accommodation_CA10-Village Units 29 - 33_Ground Floor_29.G05 _ Ensuite | CA-CA10-GN-29.G05 | CA10-GN-29.G05-Ensuite | City Accommodation | CA | CA10 | Village Units 29 - 33 | GN | Ground Floor | 29.G05 | 99963 | Student Accommodation | 99939 | Unusable Spaces | 4.82 | Ensuite | 7 | Residential Accommodation Space Group | 700 | Residential - Specific type not defined |  | Unknown | 0.00 | NO
City Accommodation_CA10-Village Units 29 - 33_Ground Floor_29.G06 _ Stair | CA-CA10-GN-29.G06 | CA10-GN-29.G06-Stair | City Accommodation | CA | CA10 | Village Units 29 - 33 | GN | Ground Floor | 29.G06 | 99963 | Student Accommodation | 99939 | Unusable Spaces | 1.86 | Stair | 7 | Residential Accommodation Space Group | 700 | Residential - Specific type not defined |  | Unknown | 0.00 | NO
City Accommodation_CA10-Village Units 29 - 33_Ground Floor_29.G07 _ Bedroom 2 | CA-CA10-GN-29.G07 | CA10-GN-29.G07-Bedroom 2 | City Accommodation | CA | CA10 | Village Units 29 - 33 | GN | Ground Floor | 29.G07 | 99963 | Student Accommodation | 99939 | Unusable Spaces | 12.58 | Bedroom 2 | 7 | Residential Accommodation Space Group | 700 | Residential - Specific type not defined |  | Unknown | 0.00 | NO
City Accommodation_CA10-Village Units 29 - 33_Ground Floor_29.G07A _ BIR | CA-CA10-GN-29.G07A | CA10-GN-29.G07A-BIR | City Accommodation | CA | CA10 | Village Units 29 - 33 | GN | Ground Floor | 29.G07A | 99963 | Student Accommodation | 99939 | Unusable Spaces | 0.62 | BIR | 7 | Residential Accommodation Space Group | 700 | Residential - Specific type not defined |  | Unknown | 0.00 | NO
City Accommodation_CA10-Village Units 29 - 33_Ground Floor_29.G08 _ Ensuite | CA-CA10-GN-29.G08 | CA10-GN-29.G08-Ensuite | City Accommodation | CA | CA10 | Village Units 29 - 33 | GN | Ground Floor | 29.G08 | 99963 | Student Accommodation | 99939 | Unusable Spaces | 4.82 | Ensuite | 7 | Residential Accommodation Space Group | 700 | Residential - Specific type not defined |  | Unknown | 0.00 | NO
City Accommodation_CA10-Village Units 29 - 33_Ground Floor_30.G01 _ Porch | CA-CA10-GN-30.G01 | CA10-GN-30.G01-Porch | City Accommodation | CA | CA10 | Village Units 29 - 33 | GN | Ground Floor | 30.G01 | 99963 | Student Accommodation | 99939 | Unusable Spaces | 2.19 | Porch | 7 | Residential Accommodation Space Group | 700 | Residential - Specific type not defined |  | Unknown | 0.00 | NO
City Accommodation_CA10-Village Units 29 - 33_Ground Floor_30.G02 _ Entry | CA-CA10-GN-30.G02 | CA10-GN-30.G02-Entry | City Accommodation | CA | CA10 | Village Units 29 - 33 | GN | Ground Floor | 30.G02 | 99963 | Student Accommodation | 99939 | Unusable Spaces | 3.2 | Entry | 7 | Residential Accommodation Space Group | 700 | Residential - Specific type not defined |  | Unknown | 0.00 | NO
City Accommodation_CA10-Village Units 29 - 33_Ground Floor_30.G03 _ Bedroom 1 | CA-CA10-GN-30.G03 | CA10-GN-30.G03-Bedroom 1 | City Accommodation | CA | CA10 | Village Units 29 - 33 | GN | Ground Floor | 30.G03 | 99963 | Student Accommodation | 99939 | Unusable Spaces | 9.4 | Bedroom 1 | 7 | Residential Accommodation Space Group | 700 | Residential - Specific type not defined |  | Unknown | 0.00 | NO
City Accommodation_CA10-Village Units 29 - 33_Ground Floor_30.G03A _ BIR | CA-CA10-GN-30.G03A | CA10-GN-30.G03A-BIR | City Accommodation | CA | CA10 | Village Units 29 - 33 | GN | Ground Floor | 30.G03A | 99963 | Student Accommodation | 99939 | Unusable Spaces | 0.62 | BIR | 7 | Residential Accommodation Space Group | 700 | Residential - Specific type not defined |  | Unknown | 0.00 | NO
City Accommodation_CA10-Village Units 29 - 33_Ground Floor_30.G04 _ HWS | CA-CA10-GN-30.G04 | CA10-GN-30.G04-HWS | City Accommodation | CA | CA10 | Village Units 29 - 33 | GN | Ground Floor | 30.G04 | 99963 | Student Accommodation | 99939 | Unusable Spaces | 1.35 | HWS | 7 | Residential Accommodation Space Group | 700 | Residential - Specific type not defined |  | Unknown | 0.00 | NO
City Accommodation_CA10-Village Units 29 - 33_Ground Floor_30.G05 _ Ensuite | CA-CA10-GN-30.G05 | CA10-GN-30.G05-Ensuite | City Accommodation | CA | CA10 | Village Units 29 - 33 | GN | Ground Floor | 30.G05 | 99963 | Student Accommodation | 99939 | Unusable Spaces | 4.82 | Ensuite | 7 | Residential Accommodation Space Group | 700 | Residential - Specific type not defined |  | Unknown | 0.00 | NO
City Accommodation_CA10-Village Units 29 - 33_Ground Floor_30.G06 _ Stair | CA-CA10-GN-30.G06 | CA10-GN-30.G06-Stair | City Accommodation | CA | CA10 | Village Units 29 - 33 | GN | Ground Floor | 30.G06 | 99963 | Student Accommodation | 99939 | Unusable Spaces | 1.86 | Stair | 7 | Residential Accommodation Space Group | 700 | Residential - Specific type not defined |  | Unknown | 0.00 | NO
City Accommodation_CA10-Village Units 29 - 33_Ground Floor_30.G07 _ Bedroom 2 | CA-CA10-GN-30.G07 | CA10-GN-30.G07-Bedroom 2 | City Accommodation | CA | CA10 | Village Units 29 - 33 | GN | Ground Floor | 30.G07 | 99963 | Student Accommodation | 99939 | Unusable Spaces | 12.58 | Bedroom 2 | 7 | Residential Accommodation Space Group | 700 | Residential - Specific type not defined |  | Unknown | 0.00 | NO
City Accommodation_CA10-Village Units 29 - 33_Ground Floor_30.G07A _ BIR | CA-CA10-GN-30.G07A | CA10-GN-30.G07A-BIR | City Accommodation | CA | CA10 | Village Units 29 - 33 | GN | Ground Floor | 30.G07A | 99963 | Student Accommodation | 99939 | Unusable Spaces | 0.62 | BIR | 7 | Residential Accommodation Space Group | 700 | Residential - Specific type not defined |  | Unknown | 0.00 | NO
City Accommodation_CA10-Village Units 29 - 33_Ground Floor_30.G08 _ Ensuite | CA-CA10-GN-30.G08 | CA10-GN-30.G08-Ensuite | City Accommodation | CA | CA10 | Village Units 29 - 33 | GN | Ground Floor | 30.G08 | 99963 | Student Accommodation | 99939 | Unusable Spaces | 4.82 | Ensuite | 7 | Residential Accommodation Space Group | 700 | Residential - Specific type not defined |  | Unknown | 0.00 | NO
City Accommodation_CA10-Village Units 29 - 33_Ground Floor_31.G01 _ Porch | CA-CA10-GN-31.G01 | CA10-GN-31.G01-Porch | City Accommodation | CA | CA10 | Village Units 29 - 33 | GN | Ground Floor | 31.G01 | 99963 | Student Accommodation | 99939 | Unusable Spaces | 2.19 | Porch | 7 | Residential Accommodation Space Group | 700 | Residential - Specific type not defined |  | Unknown | 0.00 | NO
City Accommodation_CA10-Village Units 29 - 33_Ground Floor_31.G02 _ Entry | CA-CA10-GN-31.G02 | CA10-GN-31.G02-Entry | City Accommodation | CA | CA10 | Village Units 29 - 33 | GN | Ground Floor | 31.G02 | 99963 | Student Accommodation | 99939 | Unusable Spaces | 3.2 | Entry | 7 | Residential Accommodation Space Group | 700 | Residential - Specific type not defined |  | Unknown | 0.00 | NO
City Accommodation_CA10-Village Units 29 - 33_Ground Floor_31.G03 _ Bedroom 1 | CA-CA10-GN-31.G03 | CA10-GN-31.G03-Bedroom 1 | City Accommodation | CA | CA10 | Village Units 29 - 33 | GN | Ground Floor | 31.G03 | 99963 | Student Accommodation | 99939 | Unusable Spaces | 9.4 | Bedroom 1 | 7 | Residential Accommodation Space Group | 700 | Residential - Specific type not defined |  | Unknown | 0.00 | NO
City Accommodation_CA10-Village Units 29 - 33_Ground Floor_31.G03A _ BIR | CA-CA10-GN-31.G03A | CA10-GN-31.G03A-BIR | City Accommodation | CA | CA10 | Village Units 29 - 33 | GN | Ground Floor | 31.G03A | 99963 | Student Accommodation | 99939 | Unusable Spaces | 0.62 | BIR | 7 | Residential Accommodation Space Group | 700 | Residential - Specific type not defined |  | Unknown | 0.00 | NO
City Accommodation_CA10-Village Units 29 - 33_Ground Floor_31.G04 _ HWS | CA-CA10-GN-31.G04 | CA10-GN-31.G04-HWS | City Accommodation | CA | CA10 | Village Units 29 - 33 | GN | Ground Floor | 31.G04 | 99963 | Student Accommodation | 99939 | Unusable Spaces | 1.35 | HWS | 7 | Residential Accommodation Space Group | 700 | Residential - Specific type not defined |  | Unknown | 0.00 | NO
City Accommodation_CA10-Village Units 29 - 33_Ground Floor_31.G05 _ Ensuite | CA-CA10-GN-31.G05 | CA10-GN-31.G05-Ensuite | City Accommodation | CA | CA10 | Village Units 29 - 33 | GN | Ground Floor | 31.G05 | 99963 | Student Accommodation | 99939 | Unusable Spaces | 4.82 | Ensuite | 7 | Residential Accommodation Space Group | 700 | Residential - Specific type not defined |  | Unknown | 0.00 | NO
City Accommodation_CA10-Village Units 29 - 33_Ground Floor_31.G06 _ Stair | CA-CA10-GN-31.G06 | CA10-GN-31.G06-Stair | City Accommodation | CA | CA10 | Village Units 29 - 33 | GN | Ground Floor | 31.G06 | 99963 | Student Accommodation | 99939 | Unusable Spaces | 1.86 | Stair | 7 | Residential Accommodation Space Group | 700 | Residential - Specific type not defined |  | Unknown | 0.00 | NO
City Accommodation_CA10-Village Units 29 - 33_Ground Floor_31.G07 _ Bedroom 2 | CA-CA10-GN-31.G07 | CA10-GN-31.G07-Bedroom 2 | City Accommodation | CA | CA10 | Village Units 29 - 33 | GN | Ground Floor | 31.G07 | 99963 | Student Accommodation | 99939 | Unusable Spaces | 12.58 | Bedroom 2 | 7 | Residential Accommodation Space Group | 700 | Residential - Specific type not defined |  | Unknown | 0.00 | NO
City Accommodation_CA10-Village Units 29 - 33_Ground Floor_31.G07A _ BIR | CA-CA10-GN-31.G07A | CA10-GN-31.G07A-BIR | City Accommodation | CA | CA10 | Village Units 29 - 33 | GN | Ground Floor | 31.G07A | 99963 | Student Accommodation | 99939 | Unusable Spaces | 0.62 | BIR | 7 | Residential Accommodation Space Group | 700 | Residential - Specific type not defined |  | Unknown | 0.00 | NO
City Accommodation_CA10-Village Units 29 - 33_Ground Floor_31.G08 _ Ensuite | CA-CA10-GN-31.G08 | CA10-GN-31.G08-Ensuite | City Accommodation | CA | CA10 | Village Units 29 - 33 | GN | Ground Floor | 31.G08 | 99963 | Student Accommodation | 99939 | Unusable Spaces | 4.82 | Ensuite | 7 | Residential Accommodation Space Group | 700 | Residential - Specific type not defined |  | Unknown | 0.00 | NO
City Accommodation_CA10-Village Units 29 - 33_Ground Floor_32.G01 _ Porch | CA-CA10-GN-32.G01 | CA10-GN-32.G01-Porch | City Accommodation | CA | CA10 | Village Units 29 - 33 | GN | Ground Floor | 32.G01 | 99963 | Student Accommodation | 99939 | Unusable Spaces | 2.19 | Porch | 7 | Residential Accommodation Space Group | 700 | Residential - Specific type not defined |  | Unknown | 0.00 | NO
City Accommodation_CA10-Village Units 29 - 33_Ground Floor_32.G02 _ Entry | CA-CA10-GN-32.G02 | CA10-GN-32.G02-Entry | City Accommodation | CA | CA10 | Village Units 29 - 33 | GN | Ground Floor | 32.G02 | 99963 | Student Accommodation | 99939 | Unusable Spaces | 3.2 | Entry | 7 | Residential Accommodation Space Group | 700 | Residential - Specific type not defined |  | Unknown | 0.00 | NO
City Accommodation_CA10-Village Units 29 - 33_Ground Floor_32.G03 _ Bedroom 1 | CA-CA10-GN-32.G03 | CA10-GN-32.G03-Bedroom 1 | City Accommodation | CA | CA10 | Village Units 29 - 33 | GN | Ground Floor | 32.G03 | 99963 | Student Accommodation | 99939 | Unusable Spaces | 9.4 | Bedroom 1 | 7 | Residential Accommodation Space Group | 700 | Residential - Specific type not defined |  | Unknown | 0.00 | NO
City Accommodation_CA10-Village Units 29 - 33_Ground Floor_32.G03A _ BIR | CA-CA10-GN-32.G03A | CA10-GN-32.G03A-BIR | City Accommodation | CA | CA10 | Village Units 29 - 33 | GN | Ground Floor | 32.G03A | 99963 | Student Accommodation | 99939 | Unusable Spaces | 0.62 | BIR | 7 | Residential Accommodation Space Group | 700 | Residential - Specific type not defined |  | Unknown | 0.00 | NO
City Accommodation_CA10-Village Units 29 - 33_Ground Floor_32.G04 _ HWS | CA-CA10-GN-32.G04 | CA10-GN-32.G04-HWS | City Accommodation | CA | CA10 | Village Units 29 - 33 | GN | Ground Floor | 32.G04 | 99963 | Student Accommodation | 99939 | Unusable Spaces | 1.35 | HWS | 7 | Residential Accommodation Space Group | 700 | Residential - Specific type not defined |  | Unknown | 0.00 | NO
City Accommodation_CA10-Village Units 29 - 33_Ground Floor_32.G05 _ Ensuite | CA-CA10-GN-32.G05 | CA10-GN-32.G05-Ensuite | City Accommodation | CA | CA10 | Village Units 29 - 33 | GN | Ground Floor | 32.G05 | 99963 | Student Accommodation | 99939 | Unusable Spaces | 4.82 | Ensuite | 7 | Residential Accommodation Space Group | 700 | Residential - Specific type not defined |  | Unknown | 0.00 | NO
City Accommodation_CA10-Village Units 29 - 33_Ground Floor_32.G06 _ Stair | CA-CA10-GN-32.G06 | CA10-GN-32.G06-Stair | City Accommodation | CA | CA10 | Village Units 29 - 33 | GN | Ground Floor | 32.G06 | 99963 | Student Accommodation | 99939 | Unusable Spaces | 1.86 | Stair | 7 | Residential Accommodation Space Group | 700 | Residential - Specific type not defined |  | Unknown | 0.00 | NO
City Accommodation_CA10-Village Units 29 - 33_Ground Floor_32.G07 _ Bedroom 2 | CA-CA10-GN-32.G07 | CA10-GN-32.G07-Bedroom 2 | City Accommodation | CA | CA10 | Village Units 29 - 33 | GN | Ground Floor | 32.G07 | 99963 | Student Accommodation | 99939 | Unusable Spaces | 12.58 | Bedroom 2 | 7 | Residential Accommodation Space Group | 700 | Residential - Specific type not defined |  | Unknown | 0.00 | NO
City Accommodation_CA10-Village Units 29 - 33_Ground Floor_32.G07A _ BIR | CA-CA10-GN-32.G07A | CA10-GN-32.G07A-BIR | City Accommodation | CA | CA10 | Village Units 29 - 33 | GN | Ground Floor | 32.G07A | 99963 | Student Accommodation | 99939 | Unusable Spaces | 0.62 | BIR | 7 | Residential Accommodation Space Group | 700 | Residential - Specific type not defined |  | Unknown | 0.00 | NO
City Accommodation_CA10-Village Units 29 - 33_Ground Floor_32.G08 _ Ensuite | CA-CA10-GN-32.G08 | CA10-GN-32.G08-Ensuite | City Accommodation | CA | CA10 | Village Units 29 - 33 | GN | Ground Floor | 32.G08 | 99963 | Student Accommodation | 99939 | Unusable Spaces | 4.82 | Ensuite | 7 | Residential Accommodation Space Group | 700 | Residential - Specific type not defined |  | Unknown | 0.00 | NO
City Accommodation_CA10-Village Units 29 - 33_Ground Floor_33.G01 _ Entry | CA-CA10-GN-33.G01 | CA10-GN-33.G01-Entry | City Accommodation | CA | CA10 | Village Units 29 - 33 | GN | Ground Floor | 33.G01 | 99963 | Student Accommodation | 99939 | Unusable Spaces | 3.9 | Entry | 7 | Residential Accommodation Space Group | 700 | Residential - Specific type not defined |  | Unknown | 0.00 | NO
City Accommodation_CA10-Village Units 29 - 33_Ground Floor_33.G02 _ Stair | CA-CA10-GN-33.G02 | CA10-GN-33.G02-Stair | City Accommodation | CA | CA10 | Village Units 29 - 33 | GN | Ground Floor | 33.G02 | 99963 | Student Accommodation | 99939 | Unusable Spaces | 2.97 | Stair | 7 | Residential Accommodation Space Group | 700 | Residential - Specific type not defined |  | Unknown | 0.00 | NO
City Accommodation_CA10-Village Units 29 - 33_Ground Floor_33.G03 _ HWS | CA-CA10-GN-33.G03 | CA10-GN-33.G03-HWS | City Accommodation | CA | CA10 | Village Units 29 - 33 | GN | Ground Floor | 33.G03 | 99963 | Student Accommodation | 99939 | Unusable Spaces | 0.96 | HWS | 7 | Residential Accommodation Space Group | 700 | Residential - Specific type not defined |  | Unknown | 0.00 | NO
City Accommodation_CA10-Village Units 29 - 33_Ground Floor_33.G04 _ Store | CA-CA10-GN-33.G04 | CA10-GN-33.G04-Store | City Accommodation | CA | CA10 | Village Units 29 - 33 | GN | Ground Floor | 33.G04 | 99963 | Student Accommodation | 99939 | Unusable Spaces | 3.27 | Store | 7 | Residential Accommodation Space Group | 700 | Residential - Specific type not defined |  | Unknown | 0.00 | NO
City Accommodation_CA10-Village Units 29 - 33_Ground Floor_33.G05 _ Forum Green Seating | CA-CA10-GN-33.G05 | CA10-GN-33.G05-Forum Green Seating | City Accommodation | CA | CA10 | Village Units 29 - 33 | GN | Ground Floor | 33.G05 | 99963 | Student Accommodation | 99939 | Unusable Spaces | 56.26 | Forum Green Seating | 7 | Residential Accommodation Space Group | 700 | Residential - Specific type not defined |  | Unknown | 0.00 | NO
City Accommodation_CA11-Village Units 34 - 39_First Floor_34.101 _ Stair | CA-CA11-01-34.101 | CA11-01-34.101-Stair | City Accommodation | CA | CA11 | Village Units 34 - 39 | 01 | First Floor | 34.101 | 99963 | Student Accommodation | 99939 | Unusable Spaces | 7.5 | Stair | 7 | Residential Accommodation Space Group | 700 | Residential - Specific type not defined |  | Unknown | 0.00 | NO
City Accommodation_CA11-Village Units 34 - 39_First Floor_34.102 _ Bedroom 2 | CA-CA11-01-34.102 | CA11-01-34.102-Bedroom 2 | City Accommodation | CA | CA11 | Village Units 34 - 39 | 01 | First Floor | 34.102 | 99963 | Student Accommodation | 99939 | Unusable Spaces | 12.98 | Bedroom 2 | 7 | Residential Accommodation Space Group | 700 | Residential - Specific type not defined |  | Unknown | 0.00 | NO
City Accommodation_CA11-Village Units 34 - 39_First Floor_34.103 _ Ensuite | CA-CA11-01-34.103 | CA11-01-34.103-Ensuite | City Accommodation | CA | CA11 | Village Units 34 - 39 | 01 | First Floor | 34.103 | 99963 | Student Accommodation | 99939 | Unusable Spaces | 3.63 | Ensuite | 7 | Residential Accommodation Space Group | 700 | Residential - Specific type not defined |  | Unknown | 0.00 | NO
City Accommodation_CA11-Village Units 34 - 39_First Floor_34.104 _ Ldry | CA-CA11-01-34.104 | CA11-01-34.104-Ldry | City Accommodation | CA | CA11 | Village Units 34 - 39 | 01 | First Floor | 34.104 | 99963 | Student Accommodation | 99939 | Unusable Spaces | 1.28 | Ldry | 7 | Residential Accommodation Space Group | 700 | Residential - Specific type not defined |  | Unknown | 0.00 | NO
City Accommodation_CA11-Village Units 34 - 39_First Floor_34.105 _ Bedroom 1 | CA-CA11-01-34.105 | CA11-01-34.105-Bedroom 1 | City Accommodation | CA | CA11 | Village Units 34 - 39 | 01 | First Floor | 34.105 | 99963 | Student Accommodation | 99939 | Unusable Spaces | 12.98 | Bedroom 1 | 7 | Residential Accommodation Space Group | 700 | Residential - Specific type not defined |  | Unknown | 0.00 | NO
City Accommodation_CA11-Village Units 34 - 39_First Floor_34.106 _ Ensuite | CA-CA11-01-34.106 | CA11-01-34.106-Ensuite | City Accommodation | CA | CA11 | Village Units 34 - 39 | 01 | First Floor | 34.106 | 99963 | Student Accommodation | 99939 | Unusable Spaces | 3.62 | Ensuite | 7 | Residential Accommodation Space Group | 700 | Residential - Specific type not defined |  | Unknown | 0.00 | NO
City Accommodation_CA11-Village Units 34 - 39_First Floor_35.101 _ Stair | CA-CA11-01-35.101 | CA11-01-35.101-Stair | City Accommodation | CA | CA11 | Village Units 34 - 39 | 01 | First Floor | 35.101 | 99963 | Student Accommodation | 99939 | Unusable Spaces | 7.5 | Stair | 7 | Residential Accommodation Space Group | 700 | Residential - Specific type not defined |  | Unknown | 0.00 | NO
City Accommodation_CA11-Village Units 34 - 39_First Floor_35.102 _ Bedroom 2 | CA-CA11-01-35.102 | CA11-01-35.102-Bedroom 2 | City Accommodation | CA | CA11 | Village Units 34 - 39 | 01 | First Floor | 35.102 | 99963 | Student Accommodation | 99939 | Unusable Spaces | 12.98 | Bedroom 2 | 7 | Residential Accommodation Space Group | 700 | Residential - Specific type not defined |  | Unknown | 0.00 | NO
City Accommodation_CA11-Village Units 34 - 39_First Floor_35.103 _ Ensuite | CA-CA11-01-35.103 | CA11-01-35.103-Ensuite | City Accommodation | CA | CA11 | Village Units 34 - 39 | 01 | First Floor | 35.103 | 99963 | Student Accommodation | 99939 | Unusable Spaces | 3.63 | Ensuite | 7 | Residential Accommodation Space Group | 700 | Residential - Specific type not defined |  | Unknown | 0.00 | NO
City Accommodation_CA11-Village Units 34 - 39_First Floor_35.104 _ Ldry | CA-CA11-01-35.104 | CA11-01-35.104-Ldry | City Accommodation | CA | CA11 | Village Units 34 - 39 | 01 | First Floor | 35.104 | 99963 | Student Accommodation | 99939 | Unusable Spaces | 1.28 | Ldry | 7 | Residential Accommodation Space Group | 700 | Residential - Specific type not defined |  | Unknown | 0.00 | NO
City Accommodation_CA11-Village Units 34 - 39_First Floor_35.105 _ Bedroom 1 | CA-CA11-01-35.105 | CA11-01-35.105-Bedroom 1 | City Accommodation | CA | CA11 | Village Units 34 - 39 | 01 | First Floor | 35.105 | 99963 | Student Accommodation | 99939 | Unusable Spaces | 12.98 | Bedroom 1 | 7 | Residential Accommodation Space Group | 700 | Residential - Specific type not defined |  | Unknown | 0.00 | NO
City Accommodation_CA11-Village Units 34 - 39_First Floor_35.106 _ Ensuite | CA-CA11-01-35.106 | CA11-01-35.106-Ensuite | City Accommodation | CA | CA11 | Village Units 34 - 39 | 01 | First Floor | 35.106 | 99963 | Student Accommodation | 99939 | Unusable Spaces | 3.62 | Ensuite | 7 | Residential Accommodation Space Group | 700 | Residential - Specific type not defined |  | Unknown | 0.00 | NO
City Accommodation_CA11-Village Units 34 - 39_First Floor_36.101 _ Stair | CA-CA11-01-36.101 | CA11-01-36.101-Stair | City Accommodation | CA | CA11 | Village Units 34 - 39 | 01 | First Floor | 36.101 | 99963 | Student Accommodation | 99939 | Unusable Spaces | 7.5 | Stair | 7 | Residential Accommodation Space Group | 700 | Residential - Specific type not defined |  | Unknown | 0.00 | NO
City Accommodation_CA11-Village Units 34 - 39_First Floor_36.102 _ Bedroom 2 | CA-CA11-01-36.102 | CA11-01-36.102-Bedroom 2 | City Accommodation | CA | CA11 | Village Units 34 - 39 | 01 | First Floor | 36.102 | 99963 | Student Accommodation | 99939 | Unusable Spaces | 12.98 | Bedroom 2 | 7 | Residential Accommodation Space Group | 700 | Residential - Specific type not defined |  | Unknown | 0.00 | NO
City Accommodation_CA11-Village Units 34 - 39_First Floor_36.103 _ Ensuite | CA-CA11-01-36.103 | CA11-01-36.103-Ensuite | City Accommodation | CA | CA11 | Village Units 34 - 39 | 01 | First Floor | 36.103 | 99963 | Student Accommodation | 99939 | Unusable Spaces | 3.63 | Ensuite | 7 | Residential Accommodation Space Group | 700 | Residential - Specific type not defined |  | Unknown | 0.00 | NO
City Accommodation_CA11-Village Units 34 - 39_First Floor_36.104 _ Ldry | CA-CA11-01-36.104 | CA11-01-36.104-Ldry | City Accommodation | CA | CA11 | Village Units 34 - 39 | 01 | First Floor | 36.104 | 99963 | Student Accommodation | 99939 | Unusable Spaces | 1.28 | Ldry | 7 | Residential Accommodation Space Group | 700 | Residential - Specific type not defined |  | Unknown | 0.00 | NO
City Accommodation_CA11-Village Units 34 - 39_First Floor_36.105 _ Bedroom 1 | CA-CA11-01-36.105 | CA11-01-36.105-Bedroom 1 | City Accommodation | CA | CA11 | Village Units 34 - 39 | 01 | First Floor | 36.105 | 99963 | Student Accommodation | 99939 | Unusable Spaces | 12.98 | Bedroom 1 | 7 | Residential Accommodation Space Group | 700 | Residential - Specific type not defined |  | Unknown | 0.00 | NO
City Accommodation_CA11-Village Units 34 - 39_First Floor_36.106 _ Ensuite | CA-CA11-01-36.106 | CA11-01-36.106-Ensuite | City Accommodation | CA | CA11 | Village Units 34 - 39 | 01 | First Floor | 36.106 | 99963 | Student Accommodation | 99939 | Unusable Spaces | 3.63 | Ensuite | 7 | Residential Accommodation Space Group | 700 | Residential - Specific type not defined |  | Unknown | 0.00 | NO
City Accommodation_CA11-Village Units 34 - 39_First Floor_37.101 _ Stair | CA-CA11-01-37.101 | CA11-01-37.101-Stair | City Accommodation | CA | CA11 | Village Units 34 - 39 | 01 | First Floor | 37.101 | 99963 | Student Accommodation | 99939 | Unusable Spaces | 7.5 | Stair | 7 | Residential Accommodation Space Group | 700 | Residential - Specific type not defined |  | Unknown | 0.00 | NO
City Accommodation_CA11-Village Units 34 - 39_First Floor_37.102 _ Bedroom 2 | CA-CA11-01-37.102 | CA11-01-37.102-Bedroom 2 | City Accommodation | CA | CA11 | Village Units 34 - 39 | 01 | First Floor | 37.102 | 99963 | Student Accommodation | 99939 | Unusable Spaces | 12.98 | Bedroom 2 | 7 | Residential Accommodation Space Group | 700 | Residential - Specific type not defined |  | Unknown | 0.00 | NO
City Accommodation_CA11-Village Units 34 - 39_First Floor_37.103 _ Ensuite | CA-CA11-01-37.103 | CA11-01-37.103-Ensuite | City Accommodation | CA | CA11 | Village Units 34 - 39 | 01 | First Floor | 37.103 | 99963 | Student Accommodation | 99939 | Unusable Spaces | 3.63 | Ensuite | 7 | Residential Accommodation Space Group | 700 | Residential - Specific type not defined |  | Unknown | 0.00 | NO
City Accommodation_CA11-Village Units 34 - 39_First Floor_37.104 _ Ldry | CA-CA11-01-37.104 | CA11-01-37.104-Ldry | City Accommodation | CA | CA11 | Village Units 34 - 39 | 01 | First Floor | 37.104 | 99963 | Student Accommodation | 99939 | Unusable Spaces | 1.28 | Ldry | 7 | Residential Accommodation Space Group | 700 | Residential - Specific type not defined |  | Unknown | 0.00 | NO
City Accommodation_CA11-Village Units 34 - 39_First Floor_37.105 _ Bedroom 1 | CA-CA11-01-37.105 | CA11-01-37.105-Bedroom 1 | City Accommodation | CA | CA11 | Village Units 34 - 39 | 01 | First Floor | 37.105 | 99963 | Student Accommodation | 99939 | Unusable Spaces | 12.98 | Bedroom 1 | 7 | Residential Accommodation Space Group | 700 | Residential - Specific type not defined |  | Unknown | 0.00 | NO
City Accommodation_CA11-Village Units 34 - 39_First Floor_37.106 _ Ensuite | CA-CA11-01-37.106 | CA11-01-37.106-Ensuite | City Accommodation | CA | CA11 | Village Units 34 - 39 | 01 | First Floor | 37.106 | 99963 | Student Accommodation | 99939 | Unusable Spaces | 3.63 | Ensuite | 7 | Residential Accommodation Space Group | 700 | Residential - Specific type not defined |  | Unknown | 0.00 | NO
City Accommodation_CA11-Village Units 34 - 39_First Floor_38.101 _ Stair | CA-CA11-01-38.101 | CA11-01-38.101-Stair | City Accommodation | CA | CA11 | Village Units 34 - 39 | 01 | First Floor | 38.101 | 99963 | Student Accommodation | 99939 | Unusable Spaces | 7.5 | Stair | 7 | Residential Accommodation Space Group | 700 | Residential - Specific type not defined |  | Unknown | 0.00 | NO
City Accommodation_CA11-Village Units 34 - 39_First Floor_38.102 _ Bedroom 2 | CA-CA11-01-38.102 | CA11-01-38.102-Bedroom 2 | City Accommodation | CA | CA11 | Village Units 34 - 39 | 01 | First Floor | 38.102 | 99963 | Student Accommodation | 99939 | Unusable Spaces | 12.98 | Bedroom 2 | 7 | Residential Accommodation Space Group | 700 | Residential - Specific type not defined |  | Unknown | 0.00 | NO
City Accommodation_CA11-Village Units 34 - 39_First Floor_38.103 _ Ensuite | CA-CA11-01-38.103 | CA11-01-38.103-Ensuite | City Accommodation | CA | CA11 | Village Units 34 - 39 | 01 | First Floor | 38.103 | 99963 | Student Accommodation | 99939 | Unusable Spaces | 3.63 | Ensuite | 7 | Residential Accommodation Space Group | 700 | Residential - Specific type not defined |  | Unknown | 0.00 | NO
City Accommodation_CA11-Village Units 34 - 39_First Floor_38.104 _ Ldry | CA-CA11-01-38.104 | CA11-01-38.104-Ldry | City Accommodation | CA | CA11 | Village Units 34 - 39 | 01 | First Floor | 38.104 | 99963 | Student Accommodation | 99939 | Unusable Spaces | 1.28 | Ldry | 7 | Residential Accommodation Space Group | 700 | Residential - Specific type not defined |  | Unknown | 0.00 | NO
City Accommodation_CA11-Village Units 34 - 39_First Floor_38.105 _ Bedroom 1 | CA-CA11-01-38.105 | CA11-01-38.105-Bedroom 1 | City Accommodation | CA | CA11 | Village Units 34 - 39 | 01 | First Floor | 38.105 | 99963 | Student Accommodation | 99939 | Unusable Spaces | 12.98 | Bedroom 1 | 7 | Residential Accommodation Space Group | 700 | Residential - Specific type not defined |  | Unknown | 0.00 | NO
City Accommodation_CA11-Village Units 34 - 39_First Floor_38.106 _ Ensuite | CA-CA11-01-38.106 | CA11-01-38.106-Ensuite | City Accommodation | CA | CA11 | Village Units 34 - 39 | 01 | First Floor | 38.106 | 99963 | Student Accommodation | 99939 | Unusable Spaces | 3.63 | Ensuite | 7 | Residential Accommodation Space Group | 700 | Residential - Specific type not defined |  | Unknown | 0.00 | NO
City Accommodation_CA11-Village Units 34 - 39_First Floor_39.101 _ Stair | CA-CA11-01-39.101 | CA11-01-39.101-Stair | City Accommodation | CA | CA11 | Village Units 34 - 39 | 01 | First Floor | 39.101 | 99963 | Student Accommodation | 99939 | Unusable Spaces | 4.29 | Stair | 7 | Residential Accommodation Space Group | 700 | Residential - Specific type not defined |  | Unknown | 0.00 | NO
City Accommodation_CA11-Village Units 34 - 39_First Floor_39.102 _ Passage | CA-CA11-01-39.102 | CA11-01-39.102-Passage | City Accommodation | CA | CA11 | Village Units 34 - 39 | 01 | First Floor | 39.102 | 99963 | Student Accommodation | 99939 | Unusable Spaces | 3.51 | Passage | 7 | Residential Accommodation Space Group | 700 | Residential - Specific type not defined |  | Unknown | 0.00 | NO
City Accommodation_CA11-Village Units 34 - 39_First Floor_39.103 _ Bedroom 2 | CA-CA11-01-39.103 | CA11-01-39.103-Bedroom 2 | City Accommodation | CA | CA11 | Village Units 34 - 39 | 01 | First Floor | 39.103 | 99963 | Student Accommodation | 99939 | Unusable Spaces | 12.32 | Bedroom 2 | 7 | Residential Accommodation Space Group | 700 | Residential - Specific type not defined |  | Unknown | 0.00 | NO
City Accommodation_CA11-Village Units 34 - 39_First Floor_39.104 _ Bathroom | CA-CA11-01-39.104 | CA11-01-39.104-Bathroom | City Accommodation | CA | CA11 | Village Units 34 - 39 | 01 | First Floor | 39.104 | 99963 | Student Accommodation | 99939 | Unusable Spaces | 3.49 | Bathroom | 7 | Residential Accommodation Space Group | 700 | Residential - Specific type not defined |  | Unknown | 0.00 | NO
City Accommodation_CA11-Village Units 34 - 39_First Floor_39.105 _ Bathroom | CA-CA11-01-39.105 | CA11-01-39.105-Bathroom | City Accommodation | CA | CA11 | Village Units 34 - 39 | 01 | First Floor | 39.105 | 99963 | Student Accommodation | 99939 | Unusable Spaces | 3.7 | Bathroom | 7 | Residential Accommodation Space Group | 700 | Residential - Specific type not defined |  | Unknown | 0.00 | NO
City Accommodation_CA11-Village Units 34 - 39_First Floor_39.106 _ Bedroom 3 | CA-CA11-01-39.106 | CA11-01-39.106-Bedroom 3 | City Accommodation | CA | CA11 | Village Units 34 - 39 | 01 | First Floor | 39.106 | 99963 | Student Accommodation | 99939 | Unusable Spaces | 12.32 | Bedroom 3 | 7 | Residential Accommodation Space Group | 700 | Residential - Specific type not defined |  | Unknown | 0.00 | NO
City Accommodation_CA11-Village Units 34 - 39_Second Floor_34.201 _ Stair | CA-CA11-02-34.201 | CA11-02-34.201-Stair | City Accommodation | CA | CA11 | Village Units 34 - 39 | 02 | Second Floor | 34.201 | 99963 | Student Accommodation | 99939 | Unusable Spaces | 7.5 | Stair | 7 | Residential Accommodation Space Group | 700 | Residential - Specific type not defined |  | Unknown | 0.00 | NO
City Accommodation_CA11-Village Units 34 - 39_Second Floor_34.202 _ Bedroom 4 | CA-CA11-02-34.202 | CA11-02-34.202-Bedroom 4 | City Accommodation | CA | CA11 | Village Units 34 - 39 | 02 | Second Floor | 34.202 | 99963 | Student Accommodation | 99939 | Unusable Spaces | 12.28 | Bedroom 4 | 7 | Residential Accommodation Space Group | 700 | Residential - Specific type not defined |  | Unknown | 0.00 | NO
City Accommodation_CA11-Village Units 34 - 39_Second Floor_34.202A _ BIR | CA-CA11-02-34.202A | CA11-02-34.202A-BIR | City Accommodation | CA | CA11 | Village Units 34 - 39 | 02 | Second Floor | 34.202A | 99963 | Student Accommodation | 99939 | Unusable Spaces | 0.7 | BIR | 7 | Residential Accommodation Space Group | 700 | Residential - Specific type not defined |  | Unknown | 0.00 | NO
City Accommodation_CA11-Village Units 34 - 39_Second Floor_34.203 _ Ensuite | CA-CA11-02-34.203 | CA11-02-34.203-Ensuite | City Accommodation | CA | CA11 | Village Units 34 - 39 | 02 | Second Floor | 34.203 | 99963 | Student Accommodation | 99939 | Unusable Spaces | 3.62 | Ensuite | 7 | Residential Accommodation Space Group | 700 | Residential - Specific type not defined |  | Unknown | 0.00 | NO
City Accommodation_CA11-Village Units 34 - 39_Second Floor_34.204 _ Ldry | CA-CA11-02-34.204 | CA11-02-34.204-Ldry | City Accommodation | CA | CA11 | Village Units 34 - 39 | 02 | Second Floor | 34.204 | 99963 | Student Accommodation | 99939 | Unusable Spaces | 1.28 | Ldry | 7 | Residential Accommodation Space Group | 700 | Residential - Specific type not defined |  | Unknown | 0.00 | NO
City Accommodation_CA11-Village Units 34 - 39_Second Floor_34.205 _ Bedroom 3 | CA-CA11-02-34.205 | CA11-02-34.205-Bedroom 3 | City Accommodation | CA | CA11 | Village Units 34 - 39 | 02 | Second Floor | 34.205 | 99963 | Student Accommodation | 99939 | Unusable Spaces | 12.28 | Bedroom 3 | 7 | Residential Accommodation Space Group | 700 | Residential - Specific type not defined |  | Unknown | 0.00 | NO
City Accommodation_CA11-Village Units 34 - 39_Second Floor_34.205A _ BIR | CA-CA11-02-34.205A | CA11-02-34.205A-BIR | City Accommodation | CA | CA11 | Village Units 34 - 39 | 02 | Second Floor | 34.205A | 99963 | Student Accommodation | 99939 | Unusable Spaces | 0.7 | BIR | 7 | Residential Accommodation Space Group | 700 | Residential - Specific type not defined |  | Unknown | 0.00 | NO
City Accommodation_CA11-Village Units 34 - 39_Second Floor_34.206 _ Ensuite | CA-CA11-02-34.206 | CA11-02-34.206-Ensuite | City Accommodation | CA | CA11 | Village Units 34 - 39 | 02 | Second Floor | 34.206 | 99963 | Student Accommodation | 99939 | Unusable Spaces | 3.63 | Ensuite | 7 | Residential Accommodation Space Group | 700 | Residential - Specific type not defined |  | Unknown | 0.00 | NO
City Accommodation_CA11-Village Units 34 - 39_Second Floor_35.201 _ Stair | CA-CA11-02-35.201 | CA11-02-35.201-Stair | City Accommodation | CA | CA11 | Village Units 34 - 39 | 02 | Second Floor | 35.201 | 99963 | Student Accommodation | 99939 | Unusable Spaces | 7.5 | Stair | 7 | Residential Accommodation Space Group | 700 | Residential - Specific type not defined |  | Unknown | 0.00 | NO
City Accommodation_CA11-Village Units 34 - 39_Second Floor_35.202 _ Bedroom 4 | CA-CA11-02-35.202 | CA11-02-35.202-Bedroom 4 | City Accommodation | CA | CA11 | Village Units 34 - 39 | 02 | Second Floor | 35.202 | 99963 | Student Accommodation | 99939 | Unusable Spaces | 12.28 | Bedroom 4 | 7 | Residential Accommodation Space Group | 700 | Residential - Specific type not defined |  | Unknown | 0.00 | NO
City Accommodation_CA11-Village Units 34 - 39_Second Floor_35.202A _ BIR | CA-CA11-02-35.202A | CA11-02-35.202A-BIR | City Accommodation | CA | CA11 | Village Units 34 - 39 | 02 | Second Floor | 35.202A | 99963 | Student Accommodation | 99939 | Unusable Spaces | 0.7 | BIR | 7 | Residential Accommodation Space Group | 700 | Residential - Specific type not defined |  | Unknown | 0.00 | NO
City Accommodation_CA11-Village Units 34 - 39_Second Floor_35.203 _ Ensuite | CA-CA11-02-35.203 | CA11-02-35.203-Ensuite | City Accommodation | CA | CA11 | Village Units 34 - 39 | 02 | Second Floor | 35.203 | 99963 | Student Accommodation | 99939 | Unusable Spaces | 3.62 | Ensuite | 7 | Residential Accommodation Space Group | 700 | Residential - Specific type not defined |  | Unknown | 0.00 | NO
City Accommodation_CA11-Village Units 34 - 39_Second Floor_35.204 _ Ldry | CA-CA11-02-35.204 | CA11-02-35.204-Ldry | City Accommodation | CA | CA11 | Village Units 34 - 39 | 02 | Second Floor | 35.204 | 99963 | Student Accommodation | 99939 | Unusable Spaces | 1.28 | Ldry | 7 | Residential Accommodation Space Group | 700 | Residential - Specific type not defined |  | Unknown | 0.00 | NO
City Accommodation_CA11-Village Units 34 - 39_Second Floor_35.205 _ Bedroom 3 | CA-CA11-02-35.205 | CA11-02-35.205-Bedroom 3 | City Accommodation | CA | CA11 | Village Units 34 - 39 | 02 | Second Floor | 35.205 | 99963 | Student Accommodation | 99939 | Unusable Spaces | 12.28 | Bedroom 3 | 7 | Residential Accommodation Space Group | 700 | Residential - Specific type not defined |  | Unknown | 0.00 | NO
City Accommodation_CA11-Village Units 34 - 39_Second Floor_35.205A _ BIR | CA-CA11-02-35.205A | CA11-02-35.205A-BIR | City Accommodation | CA | CA11 | Village Units 34 - 39 | 02 | Second Floor | 35.205A | 99963 | Student Accommodation | 99939 | Unusable Spaces | 0.7 | BIR | 7 | Residential Accommodation Space Group | 700 | Residential - Specific type not defined |  | Unknown | 0.00 | NO
City Accommodation_CA11-Village Units 34 - 39_Second Floor_35.206 _ Ensuite | CA-CA11-02-35.206 | CA11-02-35.206-Ensuite | City Accommodation | CA | CA11 | Village Units 34 - 39 | 02 | Second Floor | 35.206 | 99963 | Student Accommodation | 99939 | Unusable Spaces | 3.63 | Ensuite | 7 | Residential Accommodation Space Group | 700 | Residential - Specific type not defined |  | Unknown | 0.00 | NO
City Accommodation_CA11-Village Units 34 - 39_Second Floor_36.201 _ Stair | CA-CA11-02-36.201 | CA11-02-36.201-Stair | City Accommodation | CA | CA11 | Village Units 34 - 39 | 02 | Second Floor | 36.201 | 99963 | Student Accommodation | 99939 | Unusable Spaces | 7.5 | Stair | 7 | Residential Accommodation Space Group | 700 | Residential - Specific type not defined |  | Unknown | 0.00 | NO
City Accommodation_CA11-Village Units 34 - 39_Second Floor_36.202 _ Bedroom 4 | CA-CA11-02-36.202 | CA11-02-36.202-Bedroom 4 | City Accommodation | CA | CA11 | Village Units 34 - 39 | 02 | Second Floor | 36.202 | 99963 | Student Accommodation | 99939 | Unusable Spaces | 12.28 | Bedroom 4 | 7 | Residential Accommodation Space Group | 700 | Residential - Specific type not defined |  | Unknown | 0.00 | NO
City Accommodation_CA11-Village Units 34 - 39_Second Floor_36.202A _ BIR | CA-CA11-02-36.202A | CA11-02-36.202A-BIR | City Accommodation | CA | CA11 | Village Units 34 - 39 | 02 | Second Floor | 36.202A | 99963 | Student Accommodation | 99939 | Unusable Spaces | 0.7 | BIR | 7 | Residential Accommodation Space Group | 700 | Residential - Specific type not defined |  | Unknown | 0.00 | NO
City Accommodation_CA11-Village Units 34 - 39_Second Floor_36.203 _ Ensuite | CA-CA11-02-36.203 | CA11-02-36.203-Ensuite | City Accommodation | CA | CA11 | Village Units 34 - 39 | 02 | Second Floor | 36.203 | 99963 | Student Accommodation | 99939 | Unusable Spaces | 3.62 | Ensuite | 7 | Residential Accommodation Space Group | 700 | Residential - Specific type not defined |  | Unknown | 0.00 | NO
City Accommodation_CA11-Village Units 34 - 39_Second Floor_36.204 _ Ldry | CA-CA11-02-36.204 | CA11-02-36.204-Ldry | City Accommodation | CA | CA11 | Village Units 34 - 39 | 02 | Second Floor | 36.204 | 99963 | Student Accommodation | 99939 | Unusable Spaces | 1.28 | Ldry | 7 | Residential Accommodation Space Group | 700 | Residential - Specific type not defined |  | Unknown | 0.00 | NO
City Accommodation_CA11-Village Units 34 - 39_Second Floor_36.205 _ Bedroom 3 | CA-CA11-02-36.205 | CA11-02-36.205-Bedroom 3 | City Accommodation | CA | CA11 | Village Units 34 - 39 | 02 | Second Floor | 36.205 | 99963 | Student Accommodation | 99939 | Unusable Spaces | 12.28 | Bedroom 3 | 7 | Residential Accommodation Space Group | 700 | Residential - Specific type not defined |  | Unknown | 0.00 | NO
City Accommodation_CA11-Village Units 34 - 39_Second Floor_36.205A _ BIR | CA-CA11-02-36.205A | CA11-02-36.205A-BIR | City Accommodation | CA | CA11 | Village Units 34 - 39 | 02 | Second Floor | 36.205A | 99963 | Student Accommodation | 99939 | Unusable Spaces | 0.7 | BIR | 7 | Residential Accommodation Space Group | 700 | Residential - Specific type not defined |  | Unknown | 0.00 | NO
City Accommodation_CA11-Village Units 34 - 39_Second Floor_36.206 _ Ensuite | CA-CA11-02-36.206 | CA11-02-36.206-Ensuite | City Accommodation | CA | CA11 | Village Units 34 - 39 | 02 | Second Floor | 36.206 | 99963 | Student Accommodation | 99939 | Unusable Spaces | 3.63 | Ensuite | 7 | Residential Accommodation Space Group | 700 | Residential - Specific type not defined |  | Unknown | 0.00 | NO
City Accommodation_CA11-Village Units 34 - 39_Second Floor_37.201 _ Stair | CA-CA11-02-37.201 | CA11-02-37.201-Stair | City Accommodation | CA | CA11 | Village Units 34 - 39 | 02 | Second Floor | 37.201 | 99963 | Student Accommodation | 99939 | Unusable Spaces | 7.5 | Stair | 7 | Residential Accommodation Space Group | 700 | Residential - Specific type not defined |  | Unknown | 0.00 | NO
City Accommodation_CA11-Village Units 34 - 39_Second Floor_37.202 _ Bedroom 4 | CA-CA11-02-37.202 | CA11-02-37.202-Bedroom 4 | City Accommodation | CA | CA11 | Village Units 34 - 39 | 02 | Second Floor | 37.202 | 99963 | Student Accommodation | 99939 | Unusable Spaces | 12.28 | Bedroom 4 | 7 | Residential Accommodation Space Group | 700 | Residential - Specific type not defined |  | Unknown | 0.00 | NO
City Accommodation_CA11-Village Units 34 - 39_Second Floor_37.202A _ BIR | CA-CA11-02-37.202A | CA11-02-37.202A-BIR | City Accommodation | CA | CA11 | Village Units 34 - 39 | 02 | Second Floor | 37.202A | 99963 | Student Accommodation | 99939 | Unusable Spaces | 0.7 | BIR | 7 | Residential Accommodation Space Group | 700 | Residential - Specific type not defined |  | Unknown | 0.00 | NO
City Accommodation_CA11-Village Units 34 - 39_Second Floor_37.203 _ Ensuite | CA-CA11-02-37.203 | CA11-02-37.203-Ensuite | City Accommodation | CA | CA11 | Village Units 34 - 39 | 02 | Second Floor | 37.203 | 99963 | Student Accommodation | 99939 | Unusable Spaces | 3.62 | Ensuite | 7 | Residential Accommodation Space Group | 700 | Residential - Specific type not defined |  | Unknown | 0.00 | NO
City Accommodation_CA11-Village Units 34 - 39_Second Floor_37.204 _ Ldry | CA-CA11-02-37.204 | CA11-02-37.204-Ldry | City Accommodation | CA | CA11 | Village Units 34 - 39 | 02 | Second Floor | 37.204 | 99963 | Student Accommodation | 99939 | Unusable Spaces | 1.28 | Ldry | 7 | Residential Accommodation Space Group | 700 | Residential - Specific type not defined |  | Unknown | 0.00 | NO
City Accommodation_CA11-Village Units 34 - 39_Second Floor_37.205 _ Bedroom 3 | CA-CA11-02-37.205 | CA11-02-37.205-Bedroom 3 | City Accommodation | CA | CA11 | Village Units 34 - 39 | 02 | Second Floor | 37.205 | 99963 | Student Accommodation | 99939 | Unusable Spaces | 12.28 | Bedroom 3 | 7 | Residential Accommodation Space Group | 700 | Residential - Specific type not defined |  | Unknown | 0.00 | NO
City Accommodation_CA11-Village Units 34 - 39_Second Floor_37.205A _ BIR | CA-CA11-02-37.205A | CA11-02-37.205A-BIR | City Accommodation | CA | CA11 | Village Units 34 - 39 | 02 | Second Floor | 37.205A | 99963 | Student Accommodation | 99939 | Unusable Spaces | 0.7 | BIR | 7 | Residential Accommodation Space Group | 700 | Residential - Specific type not defined |  | Unknown | 0.00 | NO
City Accommodation_CA11-Village Units 34 - 39_Second Floor_37.206 _ Ensuite | CA-CA11-02-37.206 | CA11-02-37.206-Ensuite | City Accommodation | CA | CA11 | Village Units 34 - 39 | 02 | Second Floor | 37.206 | 99963 | Student Accommodation | 99939 | Unusable Spaces | 3.62 | Ensuite | 7 | Residential Accommodation Space Group | 700 | Residential - Specific type not defined |  | Unknown | 0.00 | NO
City Accommodation_CA11-Village Units 34 - 39_Second Floor_38.201 _ Stair | CA-CA11-02-38.201 | CA11-02-38.201-Stair | City Accommodation | CA | CA11 | Village Units 34 - 39 | 02 | Second Floor | 38.201 | 99963 | Student Accommodation | 99939 | Unusable Spaces | 7.5 | Stair | 7 | Residential Accommodation Space Group | 700 | Residential - Specific type not defined |  | Unknown | 0.00 | NO
City Accommodation_CA11-Village Units 34 - 39_Second Floor_38.202 _ Bedroom 4 | CA-CA11-02-38.202 | CA11-02-38.202-Bedroom 4 | City Accommodation | CA | CA11 | Village Units 34 - 39 | 02 | Second Floor | 38.202 | 99963 | Student Accommodation | 99939 | Unusable Spaces | 12.28 | Bedroom 4 | 7 | Residential Accommodation Space Group | 700 | Residential - Specific type not defined |  | Unknown | 0.00 | NO
City Accommodation_CA11-Village Units 34 - 39_Second Floor_38.202A _ BIR | CA-CA11-02-38.202A | CA11-02-38.202A-BIR | City Accommodation | CA | CA11 | Village Units 34 - 39 | 02 | Second Floor | 38.202A | 99963 | Student Accommodation | 99939 | Unusable Spaces | 0.7 | BIR | 7 | Residential Accommodation Space Group | 700 | Residential - Specific type not defined |  | Unknown | 0.00 | NO
City Accommodation_CA11-Village Units 34 - 39_Second Floor_38.203 _ Ensuite | CA-CA11-02-38.203 | CA11-02-38.203-Ensuite | City Accommodation | CA | CA11 | Village Units 34 - 39 | 02 | Second Floor | 38.203 | 99963 | Student Accommodation | 99939 | Unusable Spaces | 3.62 | Ensuite | 7 | Residential Accommodation Space Group | 700 | Residential - Specific type not defined |  | Unknown | 0.00 | NO
City Accommodation_CA11-Village Units 34 - 39_Second Floor_38.204 _ Ldry | CA-CA11-02-38.204 | CA11-02-38.204-Ldry | City Accommodation | CA | CA11 | Village Units 34 - 39 | 02 | Second Floor | 38.204 | 99963 | Student Accommodation | 99939 | Unusable Spaces | 1.28 | Ldry | 7 | Residential Accommodation Space Group | 700 | Residential - Specific type not defined |  | Unknown | 0.00 | NO
City Accommodation_CA11-Village Units 34 - 39_Second Floor_38.205 _ Bedroom 3 | CA-CA11-02-38.205 | CA11-02-38.205-Bedroom 3 | City Accommodation | CA | CA11 | Village Units 34 - 39 | 02 | Second Floor | 38.205 | 99963 | Student Accommodation | 99939 | Unusable Spaces | 12.28 | Bedroom 3 | 7 | Residential Accommodation Space Group | 700 | Residential - Specific type not defined |  | Unknown | 0.00 | NO
City Accommodation_CA11-Village Units 34 - 39_Second Floor_38.205A _ BIR | CA-CA11-02-38.205A | CA11-02-38.205A-BIR | City Accommodation | CA | CA11 | Village Units 34 - 39 | 02 | Second Floor | 38.205A | 99963 | Student Accommodation | 99939 | Unusable Spaces | 0.7 | BIR | 7 | Residential Accommodation Space Group | 700 | Residential - Specific type not defined |  | Unknown | 0.00 | NO
City Accommodation_CA11-Village Units 34 - 39_Second Floor_38.206 _ Ensuite | CA-CA11-02-38.206 | CA11-02-38.206-Ensuite | City Accommodation | CA | CA11 | Village Units 34 - 39 | 02 | Second Floor | 38.206 | 99963 | Student Accommodation | 99939 | Unusable Spaces | 3.63 | Ensuite | 7 | Residential Accommodation Space Group | 700 | Residential - Specific type not defined |  | Unknown | 0.00 | NO
City Accommodation_CA11-Village Units 34 - 39_Second Floor_39.201 _ Stair | CA-CA11-02-39.201 | CA11-02-39.201-Stair | City Accommodation | CA | CA11 | Village Units 34 - 39 | 02 | Second Floor | 39.201 | 99963 | Student Accommodation | 99939 | Unusable Spaces | 4.29 | Stair | 7 | Residential Accommodation Space Group | 700 | Residential - Specific type not defined |  | Unknown | 0.00 | NO
City Accommodation_CA11-Village Units 34 - 39_Second Floor_39.202 _ Corr. | CA-CA11-02-39.202 | CA11-02-39.202-Corr. | City Accommodation | CA | CA11 | Village Units 34 - 39 | 02 | Second Floor | 39.202 | 99963 | Student Accommodation | 99939 | Unusable Spaces | 3.08 | Corr. | 7 | Residential Accommodation Space Group | 700 | Residential - Specific type not defined |  | Unknown | 0.00 | NO
City Accommodation_CA11-Village Units 34 - 39_Second Floor_39.203 _ Living | CA-CA11-02-39.203 | CA11-02-39.203-Living | City Accommodation | CA | CA11 | Village Units 34 - 39 | 02 | Second Floor | 39.203 | 99963 | Student Accommodation | 99939 | Unusable Spaces | 12.32 | Living | 7 | Residential Accommodation Space Group | 700 | Residential - Specific type not defined |  | Unknown | 0.00 | NO
City Accommodation_CA11-Village Units 34 - 39_Second Floor_39.204 _ Kitchen | CA-CA11-02-39.204 | CA11-02-39.204-Kitchen | City Accommodation | CA | CA11 | Village Units 34 - 39 | 02 | Second Floor | 39.204 | 99963 | Student Accommodation | 99939 | Unusable Spaces | 7.94 | Kitchen | 7 | Residential Accommodation Space Group | 700 | Residential - Specific type not defined |  | Unknown | 0.00 | NO
City Accommodation_CA11-Village Units 34 - 39_Second Floor_39.205 _ Dining | CA-CA11-02-39.205 | CA11-02-39.205-Dining | City Accommodation | CA | CA11 | Village Units 34 - 39 | 02 | Second Floor | 39.205 | 99963 | Student Accommodation | 99939 | Unusable Spaces | 11.7 | Dining | 7 | Residential Accommodation Space Group | 700 | Residential - Specific type not defined |  | Unknown | 0.00 | NO
City Accommodation_CA11-Village Units 34 - 39_Third Floor_34.301 _ Stair | CA-CA11-03-34.301 | CA11-03-34.301-Stair | City Accommodation | CA | CA11 | Village Units 34 - 39 | 03 | Third Floor | 34.301 | 99963 | Student Accommodation | 99939 | Unusable Spaces | 7.5 | Stair | 7 | Residential Accommodation Space Group | 700 | Residential - Specific type not defined |  | Unknown | 0.00 | NO
City Accommodation_CA11-Village Units 34 - 39_Third Floor_34.302 _ Bedroom 5 | CA-CA11-03-34.302 | CA11-03-34.302-Bedroom 5 | City Accommodation | CA | CA11 | Village Units 34 - 39 | 03 | Third Floor | 34.302 | 99963 | Student Accommodation | 99939 | Unusable Spaces | 12.28 | Bedroom 5 | 7 | Residential Accommodation Space Group | 700 | Residential - Specific type not defined |  | Unknown | 0.00 | NO
City Accommodation_CA11-Village Units 34 - 39_Third Floor_34.302A _ BIR | CA-CA11-03-34.302A | CA11-03-34.302A-BIR | City Accommodation | CA | CA11 | Village Units 34 - 39 | 03 | Third Floor | 34.302A | 99963 | Student Accommodation | 99939 | Unusable Spaces | 0.7 | BIR | 7 | Residential Accommodation Space Group | 700 | Residential - Specific type not defined |  | Unknown | 0.00 | NO
City Accommodation_CA11-Village Units 34 - 39_Third Floor_34.303 _ Ensuite | CA-CA11-03-34.303 | CA11-03-34.303-Ensuite | City Accommodation | CA | CA11 | Village Units 34 - 39 | 03 | Third Floor | 34.303 | 99963 | Student Accommodation | 99939 | Unusable Spaces | 3.62 | Ensuite | 7 | Residential Accommodation Space Group | 700 | Residential - Specific type not defined |  | Unknown | 0.00 | NO
City Accommodation_CA11-Village Units 34 - 39_Third Floor_34.304 _ Ldry | CA-CA11-03-34.304 | CA11-03-34.304-Ldry | City Accommodation | CA | CA11 | Village Units 34 - 39 | 03 | Third Floor | 34.304 | 99963 | Student Accommodation | 99939 | Unusable Spaces | 1.28 | Ldry | 7 | Residential Accommodation Space Group | 700 | Residential - Specific type not defined |  | Unknown | 0.00 | NO
City Accommodation_CA11-Village Units 34 - 39_Third Floor_34.305 _ Roof Deck | CA-CA11-03-34.305 | CA11-03-34.305-Roof Deck | City Accommodation | CA | CA11 | Village Units 34 - 39 | 03 | Third Floor | 34.305 | 99963 | Student Accommodation | 99939 | Unusable Spaces | 17.06 | Roof Deck | 7 | Residential Accommodation Space Group | 700 | Residential - Specific type not defined |  | Unknown | 0.00 | NO
City Accommodation_CA11-Village Units 34 - 39_Third Floor_35.301 _ Stair | CA-CA11-03-35.301 | CA11-03-35.301-Stair | City Accommodation | CA | CA11 | Village Units 34 - 39 | 03 | Third Floor | 35.301 | 99963 | Student Accommodation | 99939 | Unusable Spaces | 7.5 | Stair | 7 | Residential Accommodation Space Group | 700 | Residential - Specific type not defined |  | Unknown | 0.00 | NO
City Accommodation_CA11-Village Units 34 - 39_Third Floor_35.302 _ Bedroom 5 | CA-CA11-03-35.302 | CA11-03-35.302-Bedroom 5 | City Accommodation | CA | CA11 | Village Units 34 - 39 | 03 | Third Floor | 35.302 | 99963 | Student Accommodation | 99939 | Unusable Spaces | 12.28 | Bedroom 5 | 7 | Residential Accommodation Space Group | 700 | Residential - Specific type not defined |  | Unknown | 0.00 | NO
City Accommodation_CA11-Village Units 34 - 39_Third Floor_35.302A _ BIR | CA-CA11-03-35.302A | CA11-03-35.302A-BIR | City Accommodation | CA | CA11 | Village Units 34 - 39 | 03 | Third Floor | 35.302A | 99963 | Student Accommodation | 99939 | Unusable Spaces | 0.7 | BIR | 7 | Residential Accommodation Space Group | 700 | Residential - Specific type not defined |  | Unknown | 0.00 | NO
City Accommodation_CA11-Village Units 34 - 39_Third Floor_35.303 _ Ensuite | CA-CA11-03-35.303 | CA11-03-35.303-Ensuite | City Accommodation | CA | CA11 | Village Units 34 - 39 | 03 | Third Floor | 35.303 | 99963 | Student Accommodation | 99939 | Unusable Spaces | 3.62 | Ensuite | 7 | Residential Accommodation Space Group | 700 | Residential - Specific type not defined |  | Unknown | 0.00 | NO
City Accommodation_CA11-Village Units 34 - 39_Third Floor_35.304 _ Ldry | CA-CA11-03-35.304 | CA11-03-35.304-Ldry | City Accommodation | CA | CA11 | Village Units 34 - 39 | 03 | Third Floor | 35.304 | 99963 | Student Accommodation | 99939 | Unusable Spaces | 1.28 | Ldry | 7 | Residential Accommodation Space Group | 700 | Residential - Specific type not defined |  | Unknown | 0.00 | NO
City Accommodation_CA11-Village Units 34 - 39_Third Floor_35.305 _ Roof Deck | CA-CA11-03-35.305 | CA11-03-35.305-Roof Deck | City Accommodation | CA | CA11 | Village Units 34 - 39 | 03 | Third Floor | 35.305 | 99963 | Student Accommodation | 99939 | Unusable Spaces | 17.06 | Roof Deck | 7 | Residential Accommodation Space Group | 700 | Residential - Specific type not defined |  | Unknown | 0.00 | NO
City Accommodation_CA11-Village Units 34 - 39_Third Floor_36.301 _ Stair | CA-CA11-03-36.301 | CA11-03-36.301-Stair | City Accommodation | CA | CA11 | Village Units 34 - 39 | 03 | Third Floor | 36.301 | 99963 | Student Accommodation | 99939 | Unusable Spaces | 7.5 | Stair | 7 | Residential Accommodation Space Group | 700 | Residential - Specific type not defined |  | Unknown | 0.00 | NO
City Accommodation_CA11-Village Units 34 - 39_Third Floor_36.302 _ Bedroom 5 | CA-CA11-03-36.302 | CA11-03-36.302-Bedroom 5 | City Accommodation | CA | CA11 | Village Units 34 - 39 | 03 | Third Floor | 36.302 | 99963 | Student Accommodation | 99939 | Unusable Spaces | 12.28 | Bedroom 5 | 7 | Residential Accommodation Space Group | 700 | Residential - Specific type not defined |  | Unknown | 0.00 | NO
City Accommodation_CA11-Village Units 34 - 39_Third Floor_36.302S _ BIR | CA-CA11-03-36.302S | CA11-03-36.302S-BIR | City Accommodation | CA | CA11 | Village Units 34 - 39 | 03 | Third Floor | 36.302S | 99963 | Student Accommodation | 99939 | Unusable Spaces | 0.7 | BIR | 7 | Residential Accommodation Space Group | 700 | Residential - Specific type not defined |  | Unknown | 0.00 | NO
City Accommodation_CA11-Village Units 34 - 39_Third Floor_36.303 _ Ensuite | CA-CA11-03-36.303 | CA11-03-36.303-Ensuite | City Accommodation | CA | CA11 | Village Units 34 - 39 | 03 | Third Floor | 36.303 | 99963 | Student Accommodation | 99939 | Unusable Spaces | 3.62 | Ensuite | 7 | Residential Accommodation Space Group | 700 | Residential - Specific type not defined |  | Unknown | 0.00 | NO
City Accommodation_CA11-Village Units 34 - 39_Third Floor_36.304 _ Ldry | CA-CA11-03-36.304 | CA11-03-36.304-Ldry | City Accommodation | CA | CA11 | Village Units 34 - 39 | 03 | Third Floor | 36.304 | 99963 | Student Accommodation | 99939 | Unusable Spaces | 1.28 | Ldry | 7 | Residential Accommodation Space Group | 700 | Residential - Specific type not defined |  | Unknown | 0.00 | NO
City Accommodation_CA11-Village Units 34 - 39_Third Floor_36.305 _ Roof Deck | CA-CA11-03-36.305 | CA11-03-36.305-Roof Deck | City Accommodation | CA | CA11 | Village Units 34 - 39 | 03 | Third Floor | 36.305 | 99963 | Student Accommodation | 99939 | Unusable Spaces | 17.06 | Roof Deck | 7 | Residential Accommodation Space Group | 700 | Residential - Specific type not defined |  | Unknown | 0.00 | NO
City Accommodation_CA11-Village Units 34 - 39_Third Floor_37.301 _ Stair | CA-CA11-03-37.301 | CA11-03-37.301-Stair | City Accommodation | CA | CA11 | Village Units 34 - 39 | 03 | Third Floor | 37.301 | 99963 | Student Accommodation | 99939 | Unusable Spaces | 7.5 | Stair | 7 | Residential Accommodation Space Group | 700 | Residential - Specific type not defined |  | Unknown | 0.00 | NO
City Accommodation_CA11-Village Units 34 - 39_Third Floor_37.302 _ Bedroom 5 | CA-CA11-03-37.302 | CA11-03-37.302-Bedroom 5 | City Accommodation | CA | CA11 | Village Units 34 - 39 | 03 | Third Floor | 37.302 | 99963 | Student Accommodation | 99939 | Unusable Spaces | 12.28 | Bedroom 5 | 7 | Residential Accommodation Space Group | 700 | Residential - Specific type not defined |  | Unknown | 0.00 | NO
City Accommodation_CA11-Village Units 34 - 39_Third Floor_37.302A _ BIR | CA-CA11-03-37.302A | CA11-03-37.302A-BIR | City Accommodation | CA | CA11 | Village Units 34 - 39 | 03 | Third Floor | 37.302A | 99963 | Student Accommodation | 99939 | Unusable Spaces | 0.7 | BIR | 7 | Residential Accommodation Space Group | 700 | Residential - Specific type not defined |  | Unknown | 0.00 | NO
City Accommodation_CA11-Village Units 34 - 39_Third Floor_37.303 _ Ensuite | CA-CA11-03-37.303 | CA11-03-37.303-Ensuite | City Accommodation | CA | CA11 | Village Units 34 - 39 | 03 | Third Floor | 37.303 | 99963 | Student Accommodation | 99939 | Unusable Spaces | 3.63 | Ensuite | 7 | Residential Accommodation Space Group | 700 | Residential - Specific type not defined |  | Unknown | 0.00 | NO
City Accommodation_CA11-Village Units 34 - 39_Third Floor_37.304 _ Ldry | CA-CA11-03-37.304 | CA11-03-37.304-Ldry | City Accommodation | CA | CA11 | Village Units 34 - 39 | 03 | Third Floor | 37.304 | 99963 | Student Accommodation | 99939 | Unusable Spaces | 1.27 | Ldry | 7 | Residential Accommodation Space Group | 700 | Residential - Specific type not defined |  | Unknown | 0.00 | NO
City Accommodation_CA11-Village Units 34 - 39_Third Floor_37.305 _ Roof Deck | CA-CA11-03-37.305 | CA11-03-37.305-Roof Deck | City Accommodation | CA | CA11 | Village Units 34 - 39 | 03 | Third Floor | 37.305 | 99963 | Student Accommodation | 99939 | Unusable Spaces | 17.06 | Roof Deck | 7 | Residential Accommodation Space Group | 700 | Residential - Specific type not defined |  | Unknown | 0.00 | NO
City Accommodation_CA11-Village Units 34 - 39_Third Floor_38.301 _ Stair | CA-CA11-03-38.301 | CA11-03-38.301-Stair | City Accommodation | CA | CA11 | Village Units 34 - 39 | 03 | Third Floor | 38.301 | 99963 | Student Accommodation | 99939 | Unusable Spaces | 7.5 | Stair | 7 | Residential Accommodation Space Group | 700 | Residential - Specific type not defined |  | Unknown | 0.00 | NO
City Accommodation_CA11-Village Units 34 - 39_Third Floor_38.302 _ Bedroom 5 | CA-CA11-03-38.302 | CA11-03-38.302-Bedroom 5 | City Accommodation | CA | CA11 | Village Units 34 - 39 | 03 | Third Floor | 38.302 | 99963 | Student Accommodation | 99939 | Unusable Spaces | 12.28 | Bedroom 5 | 7 | Residential Accommodation Space Group | 700 | Residential - Specific type not defined |  | Unknown | 0.00 | NO
City Accommodation_CA11-Village Units 34 - 39_Third Floor_38.302A _ BIR | CA-CA11-03-38.302A | CA11-03-38.302A-BIR | City Accommodation | CA | CA11 | Village Units 34 - 39 | 03 | Third Floor | 38.302A | 99963 | Student Accommodation | 99939 | Unusable Spaces | 0.7 | BIR | 7 | Residential Accommodation Space Group | 700 | Residential - Specific type not defined |  | Unknown | 0.00 | NO
City Accommodation_CA11-Village Units 34 - 39_Third Floor_38.303 _ Ensuite | CA-CA11-03-38.303 | CA11-03-38.303-Ensuite | City Accommodation | CA | CA11 | Village Units 34 - 39 | 03 | Third Floor | 38.303 | 99963 | Student Accommodation | 99939 | Unusable Spaces | 3.62 | Ensuite | 7 | Residential Accommodation Space Group | 700 | Residential - Specific type not defined |  | Unknown | 0.00 | NO
City Accommodation_CA11-Village Units 34 - 39_Third Floor_38.304 _ Ldry | CA-CA11-03-38.304 | CA11-03-38.304-Ldry | City Accommodation | CA | CA11 | Village Units 34 - 39 | 03 | Third Floor | 38.304 | 99963 | Student Accommodation | 99939 | Unusable Spaces | 1.27 | Ldry | 7 | Residential Accommodation Space Group | 700 | Residential - Specific type not defined |  | Unknown | 0.00 | NO
City Accommodation_CA11-Village Units 34 - 39_Third Floor_38.305 _ Roof Deck | CA-CA11-03-38.305 | CA11-03-38.305-Roof Deck | City Accommodation | CA | CA11 | Village Units 34 - 39 | 03 | Third Floor | 38.305 | 99963 | Student Accommodation | 99939 | Unusable Spaces | 17.06 | Roof Deck | 7 | Residential Accommodation Space Group | 700 | Residential - Specific type not defined |  | Unknown | 0.00 | NO
City Accommodation_CA11-Village Units 34 - 39_Third Floor_39.301 _ Stair | CA-CA11-03-39.301 | CA11-03-39.301-Stair | City Accommodation | CA | CA11 | Village Units 34 - 39 | 03 | Third Floor | 39.301 | 99963 | Student Accommodation | 99939 | Unusable Spaces | 3.47 | Stair | 7 | Residential Accommodation Space Group | 700 | Residential - Specific type not defined |  | Unknown | 0.00 | NO
City Accommodation_CA11-Village Units 34 - 39_Third Floor_39.302 _ Study | CA-CA11-03-39.302 | CA11-03-39.302-Study | City Accommodation | CA | CA11 | Village Units 34 - 39 | 03 | Third Floor | 39.302 | 99963 | Student Accommodation | 99939 | Unusable Spaces | 5.9 | Study | 7 | Residential Accommodation Space Group | 700 | Residential - Specific type not defined |  | Unknown | 0.00 | NO
City Accommodation_CA11-Village Units 34 - 39_Third Floor_39.303 _ Bedroom 4 | CA-CA11-03-39.303 | CA11-03-39.303-Bedroom 4 | City Accommodation | CA | CA11 | Village Units 34 - 39 | 03 | Third Floor | 39.303 | 99963 | Student Accommodation | 99939 | Unusable Spaces | 10.96 | Bedroom 4 | 7 | Residential Accommodation Space Group | 700 | Residential - Specific type not defined |  | Unknown | 0.00 | NO
City Accommodation_CA11-Village Units 34 - 39_Third Floor_39.304 _ Bathroom | CA-CA11-03-39.304 | CA11-03-39.304-Bathroom | City Accommodation | CA | CA11 | Village Units 34 - 39 | 03 | Third Floor | 39.304 | 99963 | Student Accommodation | 99939 | Unusable Spaces | 3.28 | Bathroom | 7 | Residential Accommodation Space Group | 700 | Residential - Specific type not defined |  | Unknown | 0.00 | NO
City Accommodation_CA11-Village Units 34 - 39_Third Floor_39.305 _ Roof Deck | CA-CA11-03-39.305 | CA11-03-39.305-Roof Deck | City Accommodation | CA | CA11 | Village Units 34 - 39 | 03 | Third Floor | 39.305 | 99963 | Student Accommodation | 99939 | Unusable Spaces | 16.31 | Roof Deck | 7 | Residential Accommodation Space Group | 700 | Residential - Specific type not defined |  | Unknown | 0.00 | NO
City Accommodation_CA11-Village Units 34 - 39_Ground Floor_34.G01 _ Porch | CA-CA11-GN-34.G01 | CA11-GN-34.G01-Porch | City Accommodation | CA | CA11 | Village Units 34 - 39 | GN | Ground Floor | 34.G01 | 99963 | Student Accommodation | 99939 | Unusable Spaces | 1.32 | Porch | 7 | Residential Accommodation Space Group | 700 | Residential - Specific type not defined |  | Unknown | 0.00 | NO
City Accommodation_CA11-Village Units 34 - 39_Ground Floor_34.G02 _ Living | CA-CA11-GN-34.G02 | CA11-GN-34.G02-Living | City Accommodation | CA | CA11 | Village Units 34 - 39 | GN | Ground Floor | 34.G02 | 99963 | Student Accommodation | 99939 | Unusable Spaces | 18.36 | Living | 7 | Residential Accommodation Space Group | 700 | Residential - Specific type not defined |  | Unknown | 0.00 | NO
City Accommodation_CA11-Village Units 34 - 39_Ground Floor_34.G03 _ Stair | CA-CA11-GN-34.G03 | CA11-GN-34.G03-Stair | City Accommodation | CA | CA11 | Village Units 34 - 39 | GN | Ground Floor | 34.G03 | 99963 | Student Accommodation | 99939 | Unusable Spaces | 2.88 | Stair | 7 | Residential Accommodation Space Group | 700 | Residential - Specific type not defined |  | Unknown | 0.00 | NO
City Accommodation_CA11-Village Units 34 - 39_Ground Floor_34.G04 _ Kitchen / Dining | CA-CA11-GN-34.G04 | CA11-GN-34.G04-Kitchen / Dining | City Accommodation | CA | CA11 | Village Units 34 - 39 | GN | Ground Floor | 34.G04 | 99963 | Student Accommodation | 99939 | Unusable Spaces | 15.2 | Kitchen / Dining | 7 | Residential Accommodation Space Group | 700 | Residential - Specific type not defined |  | Unknown | 0.00 | NO
City Accommodation_CA11-Village Units 34 - 39_Ground Floor_34.G05 _ Pantry | CA-CA11-GN-34.G05 | CA11-GN-34.G05-Pantry | City Accommodation | CA | CA11 | Village Units 34 - 39 | GN | Ground Floor | 34.G05 | 99963 | Student Accommodation | 99939 | Unusable Spaces | 2.88 | Pantry | 7 | Residential Accommodation Space Group | 700 | Residential - Specific type not defined |  | Unknown | 0.00 | NO
City Accommodation_CA11-Village Units 34 - 39_Ground Floor_35.G01 _ Porch | CA-CA11-GN-35.G01 | CA11-GN-35.G01-Porch | City Accommodation | CA | CA11 | Village Units 34 - 39 | GN | Ground Floor | 35.G01 | 99963 | Student Accommodation | 99939 | Unusable Spaces | 1.32 | Porch | 7 | Residential Accommodation Space Group | 700 | Residential - Specific type not defined |  | Unknown | 0.00 | NO
City Accommodation_CA11-Village Units 34 - 39_Ground Floor_35.G02 _ Living | CA-CA11-GN-35.G02 | CA11-GN-35.G02-Living | City Accommodation | CA | CA11 | Village Units 34 - 39 | GN | Ground Floor | 35.G02 | 99963 | Student Accommodation | 99939 | Unusable Spaces | 18.36 | Living | 7 | Residential Accommodation Space Group | 700 | Residential - Specific type not defined |  | Unknown | 0.00 | NO
City Accommodation_CA11-Village Units 34 - 39_Ground Floor_35.G03 _ Stair | CA-CA11-GN-35.G03 | CA11-GN-35.G03-Stair | City Accommodation | CA | CA11 | Village Units 34 - 39 | GN | Ground Floor | 35.G03 | 99963 | Student Accommodation | 99939 | Unusable Spaces | 2.87 | Stair | 7 | Residential Accommodation Space Group | 700 | Residential - Specific type not defined |  | Unknown | 0.00 | NO
City Accommodation_CA11-Village Units 34 - 39_Ground Floor_35.G04 _ Kitchen / Dining | CA-CA11-GN-35.G04 | CA11-GN-35.G04-Kitchen / Dining | City Accommodation | CA | CA11 | Village Units 34 - 39 | GN | Ground Floor | 35.G04 | 99963 | Student Accommodation | 99939 | Unusable Spaces | 15.2 | Kitchen / Dining | 7 | Residential Accommodation Space Group | 700 | Residential - Specific type not defined |  | Unknown | 0.00 | NO
City Accommodation_CA11-Village Units 34 - 39_Ground Floor_35.G05 _ Pantry | CA-CA11-GN-35.G05 | CA11-GN-35.G05-Pantry | City Accommodation | CA | CA11 | Village Units 34 - 39 | GN | Ground Floor | 35.G05 | 99963 | Student Accommodation | 99939 | Unusable Spaces | 2.88 | Pantry | 7 | Residential Accommodation Space Group | 700 | Residential - Specific type not defined |  | Unknown | 0.00 | NO
City Accommodation_CA11-Village Units 34 - 39_Ground Floor_36.G01 _ Porch | CA-CA11-GN-36.G01 | CA11-GN-36.G01-Porch | City Accommodation | CA | CA11 | Village Units 34 - 39 | GN | Ground Floor | 36.G01 | 99963 | Student Accommodation | 99939 | Unusable Spaces | 1.32 | Porch | 7 | Residential Accommodation Space Group | 700 | Residential - Specific type not defined |  | Unknown | 0.00 | NO
City Accommodation_CA11-Village Units 34 - 39_Ground Floor_36.G02 _ Living | CA-CA11-GN-36.G02 | CA11-GN-36.G02-Living | City Accommodation | CA | CA11 | Village Units 34 - 39 | GN | Ground Floor | 36.G02 | 99963 | Student Accommodation | 99939 | Unusable Spaces | 18.36 | Living | 7 | Residential Accommodation Space Group | 700 | Residential - Specific type not defined |  | Unknown | 0.00 | NO
City Accommodation_CA11-Village Units 34 - 39_Ground Floor_36.G03 _ Stair | CA-CA11-GN-36.G03 | CA11-GN-36.G03-Stair | City Accommodation | CA | CA11 | Village Units 34 - 39 | GN | Ground Floor | 36.G03 | 99963 | Student Accommodation | 99939 | Unusable Spaces | 2.88 | Stair | 7 | Residential Accommodation Space Group | 700 | Residential - Specific type not defined |  | Unknown | 0.00 | NO
City Accommodation_CA11-Village Units 34 - 39_Ground Floor_36.G04 _ Kitchen / Dining | CA-CA11-GN-36.G04 | CA11-GN-36.G04-Kitchen / Dining | City Accommodation | CA | CA11 | Village Units 34 - 39 | GN | Ground Floor | 36.G04 | 99963 | Student Accommodation | 99939 | Unusable Spaces | 15.2 | Kitchen / Dining | 7 | Residential Accommodation Space Group | 700 | Residential - Specific type not defined |  | Unknown | 0.00 | NO
City Accommodation_CA11-Village Units 34 - 39_Ground Floor_36.G05 _ Pantry | CA-CA11-GN-36.G05 | CA11-GN-36.G05-Pantry | City Accommodation | CA | CA11 | Village Units 34 - 39 | GN | Ground Floor | 36.G05 | 99963 | Student Accommodation | 99939 | Unusable Spaces | 2.87 | Pantry | 7 | Residential Accommodation Space Group | 700 | Residential - Specific type not defined |  | Unknown | 0.00 | NO
City Accommodation_CA11-Village Units 34 - 39_Ground Floor_37.G01 _ Porch | CA-CA11-GN-37.G01 | CA11-GN-37.G01-Porch | City Accommodation | CA | CA11 | Village Units 34 - 39 | GN | Ground Floor | 37.G01 | 99963 | Student Accommodation | 99939 | Unusable Spaces | 1.32 | Porch | 7 | Residential Accommodation Space Group | 700 | Residential - Specific type not defined |  | Unknown | 0.00 | NO
City Accommodation_CA11-Village Units 34 - 39_Ground Floor_37.G02 _ Living | CA-CA11-GN-37.G02 | CA11-GN-37.G02-Living | City Accommodation | CA | CA11 | Village Units 34 - 39 | GN | Ground Floor | 37.G02 | 99963 | Student Accommodation | 99939 | Unusable Spaces | 18.36 | Living | 7 | Residential Accommodation Space Group | 700 | Residential - Specific type not defined |  | Unknown | 0.00 | NO
City Accommodation_CA11-Village Units 34 - 39_Ground Floor_37.G03 _ Stair | CA-CA11-GN-37.G03 | CA11-GN-37.G03-Stair | City Accommodation | CA | CA11 | Village Units 34 - 39 | GN | Ground Floor | 37.G03 | 99963 | Student Accommodation | 99939 | Unusable Spaces | 2.87 | Stair | 7 | Residential Accommodation Space Group | 700 | Residential - Specific type not defined |  | Unknown | 0.00 | NO
City Accommodation_CA11-Village Units 34 - 39_Ground Floor_37.G04 _ Kitchen / Dining | CA-CA11-GN-37.G04 | CA11-GN-37.G04-Kitchen / Dining | City Accommodation | CA | CA11 | Village Units 34 - 39 | GN | Ground Floor | 37.G04 | 99963 | Student Accommodation | 99939 | Unusable Spaces | 15.2 | Kitchen / Dining | 7 | Residential Accommodation Space Group | 700 | Residential - Specific type not defined |  | Unknown | 0.00 | NO
City Accommodation_CA11-Village Units 34 - 39_Ground Floor_37.G05 _ Pantry | CA-CA11-GN-37.G05 | CA11-GN-37.G05-Pantry | City Accommodation | CA | CA11 | Village Units 34 - 39 | GN | Ground Floor | 37.G05 | 99963 | Student Accommodation | 99939 | Unusable Spaces | 2.87 | Pantry | 7 | Residential Accommodation Space Group | 700 | Residential - Specific type not defined |  | Unknown | 0.00 | NO
City Accommodation_CA11-Village Units 34 - 39_Ground Floor_38.G01 _ Porch | CA-CA11-GN-38.G01 | CA11-GN-38.G01-Porch | City Accommodation | CA | CA11 | Village Units 34 - 39 | GN | Ground Floor | 38.G01 | 99963 | Student Accommodation | 99939 | Unusable Spaces | 1.32 | Porch | 7 | Residential Accommodation Space Group | 700 | Residential - Specific type not defined |  | Unknown | 0.00 | NO
City Accommodation_CA11-Village Units 34 - 39_Ground Floor_38.G02 _ Living | CA-CA11-GN-38.G02 | CA11-GN-38.G02-Living | City Accommodation | CA | CA11 | Village Units 34 - 39 | GN | Ground Floor | 38.G02 | 99963 | Student Accommodation | 99939 | Unusable Spaces | 18.36 | Living | 7 | Residential Accommodation Space Group | 700 | Residential - Specific type not defined |  | Unknown | 0.00 | NO
City Accommodation_CA11-Village Units 34 - 39_Ground Floor_38.G03 _ Stair | CA-CA11-GN-38.G03 | CA11-GN-38.G03-Stair | City Accommodation | CA | CA11 | Village Units 34 - 39 | GN | Ground Floor | 38.G03 | 99963 | Student Accommodation | 99939 | Unusable Spaces | 2.88 | Stair | 7 | Residential Accommodation Space Group | 700 | Residential - Specific type not defined |  | Unknown | 0.00 | NO
City Accommodation_CA11-Village Units 34 - 39_Ground Floor_38.G04 _ Kitchen / Dining | CA-CA11-GN-38.G04 | CA11-GN-38.G04-Kitchen / Dining | City Accommodation | CA | CA11 | Village Units 34 - 39 | GN | Ground Floor | 38.G04 | 99963 | Student Accommodation | 99939 | Unusable Spaces | 15.2 | Kitchen / Dining | 7 | Residential Accommodation Space Group | 700 | Residential - Specific type not defined |  | Unknown | 0.00 | NO
City Accommodation_CA11-Village Units 34 - 39_Ground Floor_38.G05 _ Pantry | CA-CA11-GN-38.G05 | CA11-GN-38.G05-Pantry | City Accommodation | CA | CA11 | Village Units 34 - 39 | GN | Ground Floor | 38.G05 | 99963 | Student Accommodation | 99939 | Unusable Spaces | 2.88 | Pantry | 7 | Residential Accommodation Space Group | 700 | Residential - Specific type not defined |  | Unknown | 0.00 | NO
City Accommodation_CA11-Village Units 34 - 39_Ground Floor_39.G01 _ Entry | CA-CA11-GN-39.G01 | CA11-GN-39.G01-Entry | City Accommodation | CA | CA11 | Village Units 34 - 39 | GN | Ground Floor | 39.G01 | 99963 | Student Accommodation | 99939 | Unusable Spaces | 6.89 | Entry | 7 | Residential Accommodation Space Group | 700 | Residential - Specific type not defined |  | Unknown | 0.00 | NO
City Accommodation_CA11-Village Units 34 - 39_Ground Floor_39.G02 _ Bathroom | CA-CA11-GN-39.G02 | CA11-GN-39.G02-Bathroom | City Accommodation | CA | CA11 | Village Units 34 - 39 | GN | Ground Floor | 39.G02 | 99963 | Student Accommodation | 99939 | Unusable Spaces | 3.05 | Bathroom | 7 | Residential Accommodation Space Group | 700 | Residential - Specific type not defined |  | Unknown | 0.00 | NO
City Accommodation_CA11-Village Units 34 - 39_Ground Floor_39.G03 _ Stair | CA-CA11-GN-39.G03 | CA11-GN-39.G03-Stair | City Accommodation | CA | CA11 | Village Units 34 - 39 | GN | Ground Floor | 39.G03 | 99963 | Student Accommodation | 99939 | Unusable Spaces | 2.86 | Stair | 7 | Residential Accommodation Space Group | 700 | Residential - Specific type not defined |  | Unknown | 0.00 | NO
City Accommodation_CA11-Village Units 34 - 39_Ground Floor_39.G04 _ Bedroom 1 | CA-CA11-GN-39.G04 | CA11-GN-39.G04-Bedroom 1 | City Accommodation | CA | CA11 | Village Units 34 - 39 | GN | Ground Floor | 39.G04 | 99963 | Student Accommodation | 99939 | Unusable Spaces | 12.81 | Bedroom 1 | 7 | Residential Accommodation Space Group | 700 | Residential - Specific type not defined |  | Unknown | 0.00 | NO
City Accommodation_CA12-Village Units 40 - 45_First Floor_40.101 _ Stair | CA-CA12-01-40.101 | CA12-01-40.101-Stair | City Accommodation | CA | CA12 | Village Units 40 - 45 | 01 | First Floor | 40.101 | 99963 | Student Accommodation | 99939 | Unusable Spaces | 4.29 | Stair | 7 | Residential Accommodation Space Group | 700 | Residential - Specific type not defined |  | Unknown | 0.00 | NO
City Accommodation_CA12-Village Units 40 - 45_First Floor_40.102 _ Passage | CA-CA12-01-40.102 | CA12-01-40.102-Passage | City Accommodation | CA | CA12 | Village Units 40 - 45 | 01 | First Floor | 40.102 | 99963 | Student Accommodation | 99939 | Unusable Spaces | 3.51 | Passage | 7 | Residential Accommodation Space Group | 700 | Residential - Specific type not defined |  | Unknown | 0.00 | NO
City Accommodation_CA12-Village Units 40 - 45_First Floor_40.103 _ Bedroom 2 | CA-CA12-01-40.103 | CA12-01-40.103-Bedroom 2 | City Accommodation | CA | CA12 | Village Units 40 - 45 | 01 | First Floor | 40.103 | 99963 | Student Accommodation | 99939 | Unusable Spaces | 12.32 | Bedroom 2 | 7 | Residential Accommodation Space Group | 700 | Residential - Specific type not defined |  | Unknown | 0.00 | NO
City Accommodation_CA12-Village Units 40 - 45_First Floor_40.104 _ Bathroom | CA-CA12-01-40.104 | CA12-01-40.104-Bathroom | City Accommodation | CA | CA12 | Village Units 40 - 45 | 01 | First Floor | 40.104 | 99963 | Student Accommodation | 99939 | Unusable Spaces | 3.49 | Bathroom | 7 | Residential Accommodation Space Group | 700 | Residential - Specific type not defined |  | Unknown | 0.00 | NO
City Accommodation_CA12-Village Units 40 - 45_First Floor_40.105 _ Bathroom | CA-CA12-01-40.105 | CA12-01-40.105-Bathroom | City Accommodation | CA | CA12 | Village Units 40 - 45 | 01 | First Floor | 40.105 | 99963 | Student Accommodation | 99939 | Unusable Spaces | 3.7 | Bathroom | 7 | Residential Accommodation Space Group | 700 | Residential - Specific type not defined |  | Unknown | 0.00 | NO
City Accommodation_CA12-Village Units 40 - 45_First Floor_40.106 _ Bedroom 3 | CA-CA12-01-40.106 | CA12-01-40.106-Bedroom 3 | City Accommodation | CA | CA12 | Village Units 40 - 45 | 01 | First Floor | 40.106 | 99963 | Student Accommodation | 99939 | Unusable Spaces | 12.32 | Bedroom 3 | 7 | Residential Accommodation Space Group | 700 | Residential - Specific type not defined |  | Unknown | 0.00 | NO
City Accommodation_CA12-Village Units 40 - 45_First Floor_41.101 _ Stair | CA-CA12-01-41.101 | CA12-01-41.101-Stair | City Accommodation | CA | CA12 | Village Units 40 - 45 | 01 | First Floor | 41.101 | 99963 | Student Accommodation | 99939 | Unusable Spaces | 7.5 | Stair | 7 | Residential Accommodation Space Group | 700 | Residential - Specific type not defined |  | Unknown | 0.00 | NO
City Accommodation_CA12-Village Units 40 - 45_First Floor_41.102 _ Bedroom 2 | CA-CA12-01-41.102 | CA12-01-41.102-Bedroom 2 | City Accommodation | CA | CA12 | Village Units 40 - 45 | 01 | First Floor | 41.102 | 99963 | Student Accommodation | 99939 | Unusable Spaces | 12.98 | Bedroom 2 | 7 | Residential Accommodation Space Group | 700 | Residential - Specific type not defined |  | Unknown | 0.00 | NO
City Accommodation_CA12-Village Units 40 - 45_First Floor_41.103 _ Ensuite | CA-CA12-01-41.103 | CA12-01-41.103-Ensuite | City Accommodation | CA | CA12 | Village Units 40 - 45 | 01 | First Floor | 41.103 | 99963 | Student Accommodation | 99939 | Unusable Spaces | 3.63 | Ensuite | 7 | Residential Accommodation Space Group | 700 | Residential - Specific type not defined |  | Unknown | 0.00 | NO
City Accommodation_CA12-Village Units 40 - 45_First Floor_41.104 _ Ldry | CA-CA12-01-41.104 | CA12-01-41.104-Ldry | City Accommodation | CA | CA12 | Village Units 40 - 45 | 01 | First Floor | 41.104 | 99963 | Student Accommodation | 99939 | Unusable Spaces | 1.28 | Ldry | 7 | Residential Accommodation Space Group | 700 | Residential - Specific type not defined |  | Unknown | 0.00 | NO
City Accommodation_CA12-Village Units 40 - 45_First Floor_41.105 _ Bedroom 1 | CA-CA12-01-41.105 | CA12-01-41.105-Bedroom 1 | City Accommodation | CA | CA12 | Village Units 40 - 45 | 01 | First Floor | 41.105 | 99963 | Student Accommodation | 99939 | Unusable Spaces | 12.98 | Bedroom 1 | 7 | Residential Accommodation Space Group | 700 | Residential - Specific type not defined |  | Unknown | 0.00 | NO
City Accommodation_CA12-Village Units 40 - 45_First Floor_41.106 _ Ensuite | CA-CA12-01-41.106 | CA12-01-41.106-Ensuite | City Accommodation | CA | CA12 | Village Units 40 - 45 | 01 | First Floor | 41.106 | 99963 | Student Accommodation | 99939 | Unusable Spaces | 3.63 | Ensuite | 7 | Residential Accommodation Space Group | 700 | Residential - Specific type not defined |  | Unknown | 0.00 | NO
City Accommodation_CA12-Village Units 40 - 45_First Floor_42.101 _ Stair | CA-CA12-01-42.101 | CA12-01-42.101-Stair | City Accommodation | CA | CA12 | Village Units 40 - 45 | 01 | First Floor | 42.101 | 99963 | Student Accommodation | 99939 | Unusable Spaces | 7.5 | Stair | 7 | Residential Accommodation Space Group | 700 | Residential - Specific type not defined |  | Unknown | 0.00 | NO
City Accommodation_CA12-Village Units 40 - 45_First Floor_42.102 _ Bedroom 2 | CA-CA12-01-42.102 | CA12-01-42.102-Bedroom 2 | City Accommodation | CA | CA12 | Village Units 40 - 45 | 01 | First Floor | 42.102 | 99963 | Student Accommodation | 99939 | Unusable Spaces | 12.98 | Bedroom 2 | 7 | Residential Accommodation Space Group | 700 | Residential - Specific type not defined |  | Unknown | 0.00 | NO
City Accommodation_CA12-Village Units 40 - 45_First Floor_42.103 _ Ensuite | CA-CA12-01-42.103 | CA12-01-42.103-Ensuite | City Accommodation | CA | CA12 | Village Units 40 - 45 | 01 | First Floor | 42.103 | 99963 | Student Accommodation | 99939 | Unusable Spaces | 3.63 | Ensuite | 7 | Residential Accommodation Space Group | 700 | Residential - Specific type not defined |  | Unknown | 0.00 | NO
City Accommodation_CA12-Village Units 40 - 45_First Floor_42.104 _ Ldry | CA-CA12-01-42.104 | CA12-01-42.104-Ldry | City Accommodation | CA | CA12 | Village Units 40 - 45 | 01 | First Floor | 42.104 | 99963 | Student Accommodation | 99939 | Unusable Spaces | 1.27 | Ldry | 7 | Residential Accommodation Space Group | 700 | Residential - Specific type not defined |  | Unknown | 0.00 | NO
City Accommodation_CA12-Village Units 40 - 45_First Floor_42.105 _ Bedroom 1 | CA-CA12-01-42.105 | CA12-01-42.105-Bedroom 1 | City Accommodation | CA | CA12 | Village Units 40 - 45 | 01 | First Floor | 42.105 | 99963 | Student Accommodation | 99939 | Unusable Spaces | 12.98 | Bedroom 1 | 7 | Residential Accommodation Space Group | 700 | Residential - Specific type not defined |  | Unknown | 0.00 | NO
City Accommodation_CA12-Village Units 40 - 45_First Floor_42.106 _ Ensuite | CA-CA12-01-42.106 | CA12-01-42.106-Ensuite | City Accommodation | CA | CA12 | Village Units 40 - 45 | 01 | First Floor | 42.106 | 99963 | Student Accommodation | 99939 | Unusable Spaces | 3.63 | Ensuite | 7 | Residential Accommodation Space Group | 700 | Residential - Specific type not defined |  | Unknown | 0.00 | NO
City Accommodation_CA12-Village Units 40 - 45_First Floor_43.101 _ Stair | CA-CA12-01-43.101 | CA12-01-43.101-Stair | City Accommodation | CA | CA12 | Village Units 40 - 45 | 01 | First Floor | 43.101 | 99963 | Student Accommodation | 99939 | Unusable Spaces | 7.5 | Stair | 7 | Residential Accommodation Space Group | 700 | Residential - Specific type not defined |  | Unknown | 0.00 | NO
City Accommodation_CA12-Village Units 40 - 45_First Floor_43.102 _ Bedroom 2 | CA-CA12-01-43.102 | CA12-01-43.102-Bedroom 2 | City Accommodation | CA | CA12 | Village Units 40 - 45 | 01 | First Floor | 43.102 | 99963 | Student Accommodation | 99939 | Unusable Spaces | 12.98 | Bedroom 2 | 7 | Residential Accommodation Space Group | 700 | Residential - Specific type not defined |  | Unknown | 0.00 | NO
City Accommodation_CA12-Village Units 40 - 45_First Floor_43.103 _ Ensuite | CA-CA12-01-43.103 | CA12-01-43.103-Ensuite | City Accommodation | CA | CA12 | Village Units 40 - 45 | 01 | First Floor | 43.103 | 99963 | Student Accommodation | 99939 | Unusable Spaces | 3.63 | Ensuite | 7 | Residential Accommodation Space Group | 700 | Residential - Specific type not defined |  | Unknown | 0.00 | NO
City Accommodation_CA12-Village Units 40 - 45_First Floor_43.104 _ Ldry | CA-CA12-01-43.104 | CA12-01-43.104-Ldry | City Accommodation | CA | CA12 | Village Units 40 - 45 | 01 | First Floor | 43.104 | 99963 | Student Accommodation | 99939 | Unusable Spaces | 1.28 | Ldry | 7 | Residential Accommodation Space Group | 700 | Residential - Specific type not defined |  | Unknown | 0.00 | NO
City Accommodation_CA12-Village Units 40 - 45_First Floor_43.105 _ Bedroom 1 | CA-CA12-01-43.105 | CA12-01-43.105-Bedroom 1 | City Accommodation | CA | CA12 | Village Units 40 - 45 | 01 | First Floor | 43.105 | 99963 | Student Accommodation | 99939 | Unusable Spaces | 12.98 | Bedroom 1 | 7 | Residential Accommodation Space Group | 700 | Residential - Specific type not defined |  | Unknown | 0.00 | NO
City Accommodation_CA12-Village Units 40 - 45_First Floor_43.106 _ Ensuite | CA-CA12-01-43.106 | CA12-01-43.106-Ensuite | City Accommodation | CA | CA12 | Village Units 40 - 45 | 01 | First Floor | 43.106 | 99963 | Student Accommodation | 99939 | Unusable Spaces | 3.63 | Ensuite | 7 | Residential Accommodation Space Group | 700 | Residential - Specific type not defined |  | Unknown | 0.00 | NO
City Accommodation_CA12-Village Units 40 - 45_First Floor_44.101 _ Stair | CA-CA12-01-44.101 | CA12-01-44.101-Stair | City Accommodation | CA | CA12 | Village Units 40 - 45 | 01 | First Floor | 44.101 | 99963 | Student Accommodation | 99939 | Unusable Spaces | 7.5 | Stair | 7 | Residential Accommodation Space Group | 700 | Residential - Specific type not defined |  | Unknown | 0.00 | NO
City Accommodation_CA12-Village Units 40 - 45_First Floor_44.102 _ Bedroom 2 | CA-CA12-01-44.102 | CA12-01-44.102-Bedroom 2 | City Accommodation | CA | CA12 | Village Units 40 - 45 | 01 | First Floor | 44.102 | 99963 | Student Accommodation | 99939 | Unusable Spaces | 12.98 | Bedroom 2 | 7 | Residential Accommodation Space Group | 700 | Residential - Specific type not defined |  | Unknown | 0.00 | NO
City Accommodation_CA12-Village Units 40 - 45_First Floor_44.103 _ Ensuite | CA-CA12-01-44.103 | CA12-01-44.103-Ensuite | City Accommodation | CA | CA12 | Village Units 40 - 45 | 01 | First Floor | 44.103 | 99963 | Student Accommodation | 99939 | Unusable Spaces | 3.63 | Ensuite | 7 | Residential Accommodation Space Group | 700 | Residential - Specific type not defined |  | Unknown | 0.00 | NO
City Accommodation_CA12-Village Units 40 - 45_First Floor_44.104 _ Ldry | CA-CA12-01-44.104 | CA12-01-44.104-Ldry | City Accommodation | CA | CA12 | Village Units 40 - 45 | 01 | First Floor | 44.104 | 99963 | Student Accommodation | 99939 | Unusable Spaces | 1.28 | Ldry | 7 | Residential Accommodation Space Group | 700 | Residential - Specific type not defined |  | Unknown | 0.00 | NO
City Accommodation_CA12-Village Units 40 - 45_First Floor_44.105 _ Bedroom 1 | CA-CA12-01-44.105 | CA12-01-44.105-Bedroom 1 | City Accommodation | CA | CA12 | Village Units 40 - 45 | 01 | First Floor | 44.105 | 99963 | Student Accommodation | 99939 | Unusable Spaces | 12.98 | Bedroom 1 | 7 | Residential Accommodation Space Group | 700 | Residential - Specific type not defined |  | Unknown | 0.00 | NO
City Accommodation_CA12-Village Units 40 - 45_First Floor_44.106 _ Ensuite | CA-CA12-01-44.106 | CA12-01-44.106-Ensuite | City Accommodation | CA | CA12 | Village Units 40 - 45 | 01 | First Floor | 44.106 | 99963 | Student Accommodation | 99939 | Unusable Spaces | 3.63 | Ensuite | 7 | Residential Accommodation Space Group | 700 | Residential - Specific type not defined |  | Unknown | 0.00 | NO
City Accommodation_CA12-Village Units 40 - 45_First Floor_45.101 _ Stair | CA-CA12-01-45.101 | CA12-01-45.101-Stair | City Accommodation | CA | CA12 | Village Units 40 - 45 | 01 | First Floor | 45.101 | 99963 | Student Accommodation | 99939 | Unusable Spaces | 7.5 | Stair | 7 | Residential Accommodation Space Group | 700 | Residential - Specific type not defined |  | Unknown | 0.00 | NO
City Accommodation_CA12-Village Units 40 - 45_First Floor_45.102 _ Bedroom 2 | CA-CA12-01-45.102 | CA12-01-45.102-Bedroom 2 | City Accommodation | CA | CA12 | Village Units 40 - 45 | 01 | First Floor | 45.102 | 99963 | Student Accommodation | 99939 | Unusable Spaces | 12.98 | Bedroom 2 | 7 | Residential Accommodation Space Group | 700 | Residential - Specific type not defined |  | Unknown | 0.00 | NO
City Accommodation_CA12-Village Units 40 - 45_First Floor_45.103 _ Ensuite | CA-CA12-01-45.103 | CA12-01-45.103-Ensuite | City Accommodation | CA | CA12 | Village Units 40 - 45 | 01 | First Floor | 45.103 | 99963 | Student Accommodation | 99939 | Unusable Spaces | 3.63 | Ensuite | 7 | Residential Accommodation Space Group | 700 | Residential - Specific type not defined |  | Unknown | 0.00 | NO
City Accommodation_CA12-Village Units 40 - 45_First Floor_45.104 _ Ldry | CA-CA12-01-45.104 | CA12-01-45.104-Ldry | City Accommodation | CA | CA12 | Village Units 40 - 45 | 01 | First Floor | 45.104 | 99963 | Student Accommodation | 99939 | Unusable Spaces | 1.28 | Ldry | 7 | Residential Accommodation Space Group | 700 | Residential - Specific type not defined |  | Unknown | 0.00 | NO
City Accommodation_CA12-Village Units 40 - 45_First Floor_45.105 _ Bedroom 1 | CA-CA12-01-45.105 | CA12-01-45.105-Bedroom 1 | City Accommodation | CA | CA12 | Village Units 40 - 45 | 01 | First Floor | 45.105 | 99963 | Student Accommodation | 99939 | Unusable Spaces | 12.98 | Bedroom 1 | 7 | Residential Accommodation Space Group | 700 | Residential - Specific type not defined |  | Unknown | 0.00 | NO
City Accommodation_CA12-Village Units 40 - 45_First Floor_45.106 _ Ensuite | CA-CA12-01-45.106 | CA12-01-45.106-Ensuite | City Accommodation | CA | CA12 | Village Units 40 - 45 | 01 | First Floor | 45.106 | 99963 | Student Accommodation | 99939 | Unusable Spaces | 3.63 | Ensuite | 7 | Residential Accommodation Space Group | 700 | Residential - Specific type not defined |  | Unknown | 0.00 | NO
City Accommodation_CA12-Village Units 40 - 45_Second Floor_40.201 _ Stair | CA-CA12-02-40.201 | CA12-02-40.201-Stair | City Accommodation | CA | CA12 | Village Units 40 - 45 | 02 | Second Floor | 40.201 | 99963 | Student Accommodation | 99939 | Unusable Spaces | 4.29 | Stair | 7 | Residential Accommodation Space Group | 700 | Residential - Specific type not defined |  | Unknown | 0.00 | NO
City Accommodation_CA12-Village Units 40 - 45_Second Floor_40.202 _ Corr. | CA-CA12-02-40.202 | CA12-02-40.202-Corr. | City Accommodation | CA | CA12 | Village Units 40 - 45 | 02 | Second Floor | 40.202 | 99963 | Student Accommodation | 99939 | Unusable Spaces | 3.08 | Corr. | 7 | Residential Accommodation Space Group | 700 | Residential - Specific type not defined |  | Unknown | 0.00 | NO
City Accommodation_CA12-Village Units 40 - 45_Second Floor_40.203 _ Living | CA-CA12-02-40.203 | CA12-02-40.203-Living | City Accommodation | CA | CA12 | Village Units 40 - 45 | 02 | Second Floor | 40.203 | 99963 | Student Accommodation | 99939 | Unusable Spaces | 12.32 | Living | 7 | Residential Accommodation Space Group | 700 | Residential - Specific type not defined |  | Unknown | 0.00 | NO
City Accommodation_CA12-Village Units 40 - 45_Second Floor_40.204 _ Kitchen | CA-CA12-02-40.204 | CA12-02-40.204-Kitchen | City Accommodation | CA | CA12 | Village Units 40 - 45 | 02 | Second Floor | 40.204 | 99963 | Student Accommodation | 99939 | Unusable Spaces | 7.94 | Kitchen | 7 | Residential Accommodation Space Group | 700 | Residential - Specific type not defined |  | Unknown | 0.00 | NO
City Accommodation_CA12-Village Units 40 - 45_Second Floor_40.205 _ Dining | CA-CA12-02-40.205 | CA12-02-40.205-Dining | City Accommodation | CA | CA12 | Village Units 40 - 45 | 02 | Second Floor | 40.205 | 99963 | Student Accommodation | 99939 | Unusable Spaces | 11.7 | Dining | 7 | Residential Accommodation Space Group | 700 | Residential - Specific type not defined |  | Unknown | 0.00 | NO
City Accommodation_CA12-Village Units 40 - 45_Second Floor_41.101 _ Stair | CA-CA12-02-41.101 | CA12-02-41.101-Stair | City Accommodation | CA | CA12 | Village Units 40 - 45 | 02 | Second Floor | 41.101 | 99963 | Student Accommodation | 99939 | Unusable Spaces | 7.5 | Stair | 7 | Residential Accommodation Space Group | 700 | Residential - Specific type not defined |  | Unknown | 0.00 | NO
City Accommodation_CA12-Village Units 40 - 45_Second Floor_41.102 _ Bedroom 4 | CA-CA12-02-41.102 | CA12-02-41.102-Bedroom 4 | City Accommodation | CA | CA12 | Village Units 40 - 45 | 02 | Second Floor | 41.102 | 99963 | Student Accommodation | 99939 | Unusable Spaces | 12.28 | Bedroom 4 | 7 | Residential Accommodation Space Group | 700 | Residential - Specific type not defined |  | Unknown | 0.00 | NO
City Accommodation_CA12-Village Units 40 - 45_Second Floor_41.102A _ BIR | CA-CA12-02-41.102A | CA12-02-41.102A-BIR | City Accommodation | CA | CA12 | Village Units 40 - 45 | 02 | Second Floor | 41.102A | 99963 | Student Accommodation | 99939 | Unusable Spaces | 0.7 | BIR | 7 | Residential Accommodation Space Group | 700 | Residential - Specific type not defined |  | Unknown | 0.00 | NO
City Accommodation_CA12-Village Units 40 - 45_Second Floor_41.103 _ Ensuite | CA-CA12-02-41.103 | CA12-02-41.103-Ensuite | City Accommodation | CA | CA12 | Village Units 40 - 45 | 02 | Second Floor | 41.103 | 99963 | Student Accommodation | 99939 | Unusable Spaces | 3.62 | Ensuite | 7 | Residential Accommodation Space Group | 700 | Residential - Specific type not defined |  | Unknown | 0.00 | NO
City Accommodation_CA12-Village Units 40 - 45_Second Floor_41.104 _ Ldry | CA-CA12-02-41.104 | CA12-02-41.104-Ldry | City Accommodation | CA | CA12 | Village Units 40 - 45 | 02 | Second Floor | 41.104 | 99963 | Student Accommodation | 99939 | Unusable Spaces | 1.28 | Ldry | 7 | Residential Accommodation Space Group | 700 | Residential - Specific type not defined |  | Unknown | 0.00 | NO
City Accommodation_CA12-Village Units 40 - 45_Second Floor_41.105 _ Bedroom 3 | CA-CA12-02-41.105 | CA12-02-41.105-Bedroom 3 | City Accommodation | CA | CA12 | Village Units 40 - 45 | 02 | Second Floor | 41.105 | 99963 | Student Accommodation | 99939 | Unusable Spaces | 12.28 | Bedroom 3 | 7 | Residential Accommodation Space Group | 700 | Residential - Specific type not defined |  | Unknown | 0.00 | NO
City Accommodation_CA12-Village Units 40 - 45_Second Floor_41.105A _ BIR | CA-CA12-02-41.105A | CA12-02-41.105A-BIR | City Accommodation | CA | CA12 | Village Units 40 - 45 | 02 | Second Floor | 41.105A | 99963 | Student Accommodation | 99939 | Unusable Spaces | 0.7 | BIR | 7 | Residential Accommodation Space Group | 700 | Residential - Specific type not defined |  | Unknown | 0.00 | NO
City Accommodation_CA12-Village Units 40 - 45_Second Floor_41.106 _ Ensuite | CA-CA12-02-41.106 | CA12-02-41.106-Ensuite | City Accommodation | CA | CA12 | Village Units 40 - 45 | 02 | Second Floor | 41.106 | 99963 | Student Accommodation | 99939 | Unusable Spaces | 3.63 | Ensuite | 7 | Residential Accommodation Space Group | 700 | Residential - Specific type not defined |  | Unknown | 0.00 | NO
City Accommodation_CA12-Village Units 40 - 45_Second Floor_42.201 _ Stair | CA-CA12-02-42.201 | CA12-02-42.201-Stair | City Accommodation | CA | CA12 | Village Units 40 - 45 | 02 | Second Floor | 42.201 | 99963 | Student Accommodation | 99939 | Unusable Spaces | 7.5 | Stair | 7 | Residential Accommodation Space Group | 700 | Residential - Specific type not defined |  | Unknown | 0.00 | NO
City Accommodation_CA12-Village Units 40 - 45_Second Floor_42.202 _ Bedroom 4 | CA-CA12-02-42.202 | CA12-02-42.202-Bedroom 4 | City Accommodation | CA | CA12 | Village Units 40 - 45 | 02 | Second Floor | 42.202 | 99963 | Student Accommodation | 99939 | Unusable Spaces | 12.28 | Bedroom 4 | 7 | Residential Accommodation Space Group | 700 | Residential - Specific type not defined |  | Unknown | 0.00 | NO
City Accommodation_CA12-Village Units 40 - 45_Second Floor_42.202A _ BIR | CA-CA12-02-42.202A | CA12-02-42.202A-BIR | City Accommodation | CA | CA12 | Village Units 40 - 45 | 02 | Second Floor | 42.202A | 99963 | Student Accommodation | 99939 | Unusable Spaces | 0.7 | BIR | 7 | Residential Accommodation Space Group | 700 | Residential - Specific type not defined |  | Unknown | 0.00 | NO
City Accommodation_CA12-Village Units 40 - 45_Second Floor_42.203 _ Ensuite | CA-CA12-02-42.203 | CA12-02-42.203-Ensuite | City Accommodation | CA | CA12 | Village Units 40 - 45 | 02 | Second Floor | 42.203 | 99963 | Student Accommodation | 99939 | Unusable Spaces | 3.62 | Ensuite | 7 | Residential Accommodation Space Group | 700 | Residential - Specific type not defined |  | Unknown | 0.00 | NO
City Accommodation_CA12-Village Units 40 - 45_Second Floor_42.204 _ Ldry | CA-CA12-02-42.204 | CA12-02-42.204-Ldry | City Accommodation | CA | CA12 | Village Units 40 - 45 | 02 | Second Floor | 42.204 | 99963 | Student Accommodation | 99939 | Unusable Spaces | 1.28 | Ldry | 7 | Residential Accommodation Space Group | 700 | Residential - Specific type not defined |  | Unknown | 0.00 | NO
City Accommodation_CA12-Village Units 40 - 45_Second Floor_42.205 _ Bedroom 3 | CA-CA12-02-42.205 | CA12-02-42.205-Bedroom 3 | City Accommodation | CA | CA12 | Village Units 40 - 45 | 02 | Second Floor | 42.205 | 99963 | Student Accommodation | 99939 | Unusable Spaces | 12.28 | Bedroom 3 | 7 | Residential Accommodation Space Group | 700 | Residential - Specific type not defined |  | Unknown | 0.00 | NO
City Accommodation_CA12-Village Units 40 - 45_Second Floor_42.205A _ BIR | CA-CA12-02-42.205A | CA12-02-42.205A-BIR | City Accommodation | CA | CA12 | Village Units 40 - 45 | 02 | Second Floor | 42.205A | 99963 | Student Accommodation | 99939 | Unusable Spaces | 0.7 | BIR | 7 | Residential Accommodation Space Group | 700 | Residential - Specific type not defined |  | Unknown | 0.00 | NO
City Accommodation_CA12-Village Units 40 - 45_Second Floor_42.206 _ Ensuite | CA-CA12-02-42.206 | CA12-02-42.206-Ensuite | City Accommodation | CA | CA12 | Village Units 40 - 45 | 02 | Second Floor | 42.206 | 99963 | Student Accommodation | 99939 | Unusable Spaces | 3.63 | Ensuite | 7 | Residential Accommodation Space Group | 700 | Residential - Specific type not defined |  | Unknown | 0.00 | NO
City Accommodation_CA12-Village Units 40 - 45_Second Floor_43.201 _ Stair | CA-CA12-02-43.201 | CA12-02-43.201-Stair | City Accommodation | CA | CA12 | Village Units 40 - 45 | 02 | Second Floor | 43.201 | 99963 | Student Accommodation | 99939 | Unusable Spaces | 7.5 | Stair | 7 | Residential Accommodation Space Group | 700 | Residential - Specific type not defined |  | Unknown | 0.00 | NO
City Accommodation_CA12-Village Units 40 - 45_Second Floor_43.202 _ Bedroom 4 | CA-CA12-02-43.202 | CA12-02-43.202-Bedroom 4 | City Accommodation | CA | CA12 | Village Units 40 - 45 | 02 | Second Floor | 43.202 | 99963 | Student Accommodation | 99939 | Unusable Spaces | 12.28 | Bedroom 4 | 7 | Residential Accommodation Space Group | 700 | Residential - Specific type not defined |  | Unknown | 0.00 | NO
City Accommodation_CA12-Village Units 40 - 45_Second Floor_43.202A _ BIR | CA-CA12-02-43.202A | CA12-02-43.202A-BIR | City Accommodation | CA | CA12 | Village Units 40 - 45 | 02 | Second Floor | 43.202A | 99963 | Student Accommodation | 99939 | Unusable Spaces | 0.7 | BIR | 7 | Residential Accommodation Space Group | 700 | Residential - Specific type not defined |  | Unknown | 0.00 | NO
City Accommodation_CA12-Village Units 40 - 45_Second Floor_43.203 _ Ensuite | CA-CA12-02-43.203 | CA12-02-43.203-Ensuite | City Accommodation | CA | CA12 | Village Units 40 - 45 | 02 | Second Floor | 43.203 | 99963 | Student Accommodation | 99939 | Unusable Spaces | 3.62 | Ensuite | 7 | Residential Accommodation Space Group | 700 | Residential - Specific type not defined |  | Unknown | 0.00 | NO
City Accommodation_CA12-Village Units 40 - 45_Second Floor_43.204 _ Ldry | CA-CA12-02-43.204 | CA12-02-43.204-Ldry | City Accommodation | CA | CA12 | Village Units 40 - 45 | 02 | Second Floor | 43.204 | 99963 | Student Accommodation | 99939 | Unusable Spaces | 1.28 | Ldry | 7 | Residential Accommodation Space Group | 700 | Residential - Specific type not defined |  | Unknown | 0.00 | NO
City Accommodation_CA12-Village Units 40 - 45_Second Floor_43.205 _ Bedroom 3 | CA-CA12-02-43.205 | CA12-02-43.205-Bedroom 3 | City Accommodation | CA | CA12 | Village Units 40 - 45 | 02 | Second Floor | 43.205 | 99963 | Student Accommodation | 99939 | Unusable Spaces | 12.28 | Bedroom 3 | 7 | Residential Accommodation Space Group | 700 | Residential - Specific type not defined |  | Unknown | 0.00 | NO
City Accommodation_CA12-Village Units 40 - 45_Second Floor_43.205A _ BIR | CA-CA12-02-43.205A | CA12-02-43.205A-BIR | City Accommodation | CA | CA12 | Village Units 40 - 45 | 02 | Second Floor | 43.205A | 99963 | Student Accommodation | 99939 | Unusable Spaces | 0.7 | BIR | 7 | Residential Accommodation Space Group | 700 | Residential - Specific type not defined |  | Unknown | 0.00 | NO
City Accommodation_CA12-Village Units 40 - 45_Second Floor_43.206 _ Ensuite | CA-CA12-02-43.206 | CA12-02-43.206-Ensuite | City Accommodation | CA | CA12 | Village Units 40 - 45 | 02 | Second Floor | 43.206 | 99963 | Student Accommodation | 99939 | Unusable Spaces | 3.63 | Ensuite | 7 | Residential Accommodation Space Group | 700 | Residential - Specific type not defined |  | Unknown | 0.00 | NO
City Accommodation_CA12-Village Units 40 - 45_Second Floor_44.201 _ Stair | CA-CA12-02-44.201 | CA12-02-44.201-Stair | City Accommodation | CA | CA12 | Village Units 40 - 45 | 02 | Second Floor | 44.201 | 99963 | Student Accommodation | 99939 | Unusable Spaces | 7.5 | Stair | 7 | Residential Accommodation Space Group | 700 | Residential - Specific type not defined |  | Unknown | 0.00 | NO
City Accommodation_CA12-Village Units 40 - 45_Second Floor_44.202 _ Bedroom 4 | CA-CA12-02-44.202 | CA12-02-44.202-Bedroom 4 | City Accommodation | CA | CA12 | Village Units 40 - 45 | 02 | Second Floor | 44.202 | 99963 | Student Accommodation | 99939 | Unusable Spaces | 12.28 | Bedroom 4 | 7 | Residential Accommodation Space Group | 700 | Residential - Specific type not defined |  | Unknown | 0.00 | NO
City Accommodation_CA12-Village Units 40 - 45_Second Floor_44.202A _ BIR | CA-CA12-02-44.202A | CA12-02-44.202A-BIR | City Accommodation | CA | CA12 | Village Units 40 - 45 | 02 | Second Floor | 44.202A | 99963 | Student Accommodation | 99939 | Unusable Spaces | 0.7 | BIR | 7 | Residential Accommodation Space Group | 700 | Residential - Specific type not defined |  | Unknown | 0.00 | NO
City Accommodation_CA12-Village Units 40 - 45_Second Floor_44.203 _ Ensuite | CA-CA12-02-44.203 | CA12-02-44.203-Ensuite | City Accommodation | CA | CA12 | Village Units 40 - 45 | 02 | Second Floor | 44.203 | 99963 | Student Accommodation | 99939 | Unusable Spaces | 3.62 | Ensuite | 7 | Residential Accommodation Space Group | 700 | Residential - Specific type not defined |  | Unknown | 0.00 | NO
City Accommodation_CA12-Village Units 40 - 45_Second Floor_44.204 _ Ldry | CA-CA12-02-44.204 | CA12-02-44.204-Ldry | City Accommodation | CA | CA12 | Village Units 40 - 45 | 02 | Second Floor | 44.204 | 99963 | Student Accommodation | 99939 | Unusable Spaces | 1.28 | Ldry | 7 | Residential Accommodation Space Group | 700 | Residential - Specific type not defined |  | Unknown | 0.00 | NO
City Accommodation_CA12-Village Units 40 - 45_Second Floor_44.205 _ Bedroom 3 | CA-CA12-02-44.205 | CA12-02-44.205-Bedroom 3 | City Accommodation | CA | CA12 | Village Units 40 - 45 | 02 | Second Floor | 44.205 | 99963 | Student Accommodation | 99939 | Unusable Spaces | 12.28 | Bedroom 3 | 7 | Residential Accommodation Space Group | 700 | Residential - Specific type not defined |  | Unknown | 0.00 | NO
City Accommodation_CA12-Village Units 40 - 45_Second Floor_44.205A _ BIR | CA-CA12-02-44.205A | CA12-02-44.205A-BIR | City Accommodation | CA | CA12 | Village Units 40 - 45 | 02 | Second Floor | 44.205A | 99963 | Student Accommodation | 99939 | Unusable Spaces | 0.7 | BIR | 7 | Residential Accommodation Space Group | 700 | Residential - Specific type not defined |  | Unknown | 0.00 | NO
City Accommodation_CA12-Village Units 40 - 45_Second Floor_44.206 _ Ensuite | CA-CA12-02-44.206 | CA12-02-44.206-Ensuite | City Accommodation | CA | CA12 | Village Units 40 - 45 | 02 | Second Floor | 44.206 | 99963 | Student Accommodation | 99939 | Unusable Spaces | 3.63 | Ensuite | 7 | Residential Accommodation Space Group | 700 | Residential - Specific type not defined |  | Unknown | 0.00 | NO
City Accommodation_CA12-Village Units 40 - 45_Second Floor_45.201 _ Stair | CA-CA12-02-45.201 | CA12-02-45.201-Stair | City Accommodation | CA | CA12 | Village Units 40 - 45 | 02 | Second Floor | 45.201 | 99963 | Student Accommodation | 99939 | Unusable Spaces | 7.5 | Stair | 7 | Residential Accommodation Space Group | 700 | Residential - Specific type not defined |  | Unknown | 0.00 | NO
City Accommodation_CA12-Village Units 40 - 45_Second Floor_45.202 _ Bedroom 4 | CA-CA12-02-45.202 | CA12-02-45.202-Bedroom 4 | City Accommodation | CA | CA12 | Village Units 40 - 45 | 02 | Second Floor | 45.202 | 99963 | Student Accommodation | 99939 | Unusable Spaces | 12.28 | Bedroom 4 | 7 | Residential Accommodation Space Group | 700 | Residential - Specific type not defined |  | Unknown | 0.00 | NO
City Accommodation_CA12-Village Units 40 - 45_Second Floor_45.202A _ BIR | CA-CA12-02-45.202A | CA12-02-45.202A-BIR | City Accommodation | CA | CA12 | Village Units 40 - 45 | 02 | Second Floor | 45.202A | 99963 | Student Accommodation | 99939 | Unusable Spaces | 0.7 | BIR | 7 | Residential Accommodation Space Group | 700 | Residential - Specific type not defined |  | Unknown | 0.00 | NO
City Accommodation_CA12-Village Units 40 - 45_Second Floor_45.203 _ Ensuite | CA-CA12-02-45.203 | CA12-02-45.203-Ensuite | City Accommodation | CA | CA12 | Village Units 40 - 45 | 02 | Second Floor | 45.203 | 99963 | Student Accommodation | 99939 | Unusable Spaces | 3.62 | Ensuite | 7 | Residential Accommodation Space Group | 700 | Residential - Specific type not defined |  | Unknown | 0.00 | NO
City Accommodation_CA12-Village Units 40 - 45_Second Floor_45.204 _ Ldry | CA-CA12-02-45.204 | CA12-02-45.204-Ldry | City Accommodation | CA | CA12 | Village Units 40 - 45 | 02 | Second Floor | 45.204 | 99963 | Student Accommodation | 99939 | Unusable Spaces | 1.28 | Ldry | 7 | Residential Accommodation Space Group | 700 | Residential - Specific type not defined |  | Unknown | 0.00 | NO
City Accommodation_CA12-Village Units 40 - 45_Second Floor_45.205 _ Bedroom 3 | CA-CA12-02-45.205 | CA12-02-45.205-Bedroom 3 | City Accommodation | CA | CA12 | Village Units 40 - 45 | 02 | Second Floor | 45.205 | 99963 | Student Accommodation | 99939 | Unusable Spaces | 12.28 | Bedroom 3 | 7 | Residential Accommodation Space Group | 700 | Residential - Specific type not defined |  | Unknown | 0.00 | NO
City Accommodation_CA12-Village Units 40 - 45_Second Floor_45.205A _ BIR | CA-CA12-02-45.205A | CA12-02-45.205A-BIR | City Accommodation | CA | CA12 | Village Units 40 - 45 | 02 | Second Floor | 45.205A | 99963 | Student Accommodation | 99939 | Unusable Spaces | 0.7 | BIR | 7 | Residential Accommodation Space Group | 700 | Residential - Specific type not defined |  | Unknown | 0.00 | NO
City Accommodation_CA12-Village Units 40 - 45_Second Floor_45.206 _ Ensuite | CA-CA12-02-45.206 | CA12-02-45.206-Ensuite | City Accommodation | CA | CA12 | Village Units 40 - 45 | 02 | Second Floor | 45.206 | 99963 | Student Accommodation | 99939 | Unusable Spaces | 3.63 | Ensuite | 7 | Residential Accommodation Space Group | 700 | Residential - Specific type not defined |  | Unknown | 0.00 | NO
City Accommodation_CA12-Village Units 40 - 45_Third Floor_40.301 _ Stair | CA-CA12-03-40.301 | CA12-03-40.301-Stair | City Accommodation | CA | CA12 | Village Units 40 - 45 | 03 | Third Floor | 40.301 | 99963 | Student Accommodation | 99939 | Unusable Spaces | 3.46 | Stair | 7 | Residential Accommodation Space Group | 700 | Residential - Specific type not defined |  | Unknown | 0.00 | NO
City Accommodation_CA12-Village Units 40 - 45_Third Floor_40.302 _ Study | CA-CA12-03-40.302 | CA12-03-40.302-Study | City Accommodation | CA | CA12 | Village Units 40 - 45 | 03 | Third Floor | 40.302 | 99963 | Student Accommodation | 99939 | Unusable Spaces | 5.89 | Study | 7 | Residential Accommodation Space Group | 700 | Residential - Specific type not defined |  | Unknown | 0.00 | NO
City Accommodation_CA12-Village Units 40 - 45_Third Floor_40.303 _ Bedroom 4 | CA-CA12-03-40.303 | CA12-03-40.303-Bedroom 4 | City Accommodation | CA | CA12 | Village Units 40 - 45 | 03 | Third Floor | 40.303 | 99963 | Student Accommodation | 99939 | Unusable Spaces | 10.96 | Bedroom 4 | 7 | Residential Accommodation Space Group | 700 | Residential - Specific type not defined |  | Unknown | 0.00 | NO
City Accommodation_CA12-Village Units 40 - 45_Third Floor_40.304 _ Bathroom | CA-CA12-03-40.304 | CA12-03-40.304-Bathroom | City Accommodation | CA | CA12 | Village Units 40 - 45 | 03 | Third Floor | 40.304 | 99963 | Student Accommodation | 99939 | Unusable Spaces | 3.28 | Bathroom | 7 | Residential Accommodation Space Group | 700 | Residential - Specific type not defined |  | Unknown | 0.00 | NO
City Accommodation_CA12-Village Units 40 - 45_Third Floor_40.305 _ Roof Deck | CA-CA12-03-40.305 | CA12-03-40.305-Roof Deck | City Accommodation | CA | CA12 | Village Units 40 - 45 | 03 | Third Floor | 40.305 | 99963 | Student Accommodation | 99939 | Unusable Spaces | 16.31 | Roof Deck | 7 | Residential Accommodation Space Group | 700 | Residential - Specific type not defined |  | Unknown | 0.00 | NO
City Accommodation_CA12-Village Units 40 - 45_Third Floor_41.301 _ Stair | CA-CA12-03-41.301 | CA12-03-41.301-Stair | City Accommodation | CA | CA12 | Village Units 40 - 45 | 03 | Third Floor | 41.301 | 99963 | Student Accommodation | 99939 | Unusable Spaces | 7.5 | Stair | 7 | Residential Accommodation Space Group | 700 | Residential - Specific type not defined |  | Unknown | 0.00 | NO
City Accommodation_CA12-Village Units 40 - 45_Third Floor_41.302 _ Bedroom 5 | CA-CA12-03-41.302 | CA12-03-41.302-Bedroom 5 | City Accommodation | CA | CA12 | Village Units 40 - 45 | 03 | Third Floor | 41.302 | 99963 | Student Accommodation | 99939 | Unusable Spaces | 12.28 | Bedroom 5 | 7 | Residential Accommodation Space Group | 700 | Residential - Specific type not defined |  | Unknown | 0.00 | NO
City Accommodation_CA12-Village Units 40 - 45_Third Floor_41.302A _ BIR | CA-CA12-03-41.302A | CA12-03-41.302A-BIR | City Accommodation | CA | CA12 | Village Units 40 - 45 | 03 | Third Floor | 41.302A | 99963 | Student Accommodation | 99939 | Unusable Spaces | 0.7 | BIR | 7 | Residential Accommodation Space Group | 700 | Residential - Specific type not defined |  | Unknown | 0.00 | NO
City Accommodation_CA12-Village Units 40 - 45_Third Floor_41.303 _ Ensuite | CA-CA12-03-41.303 | CA12-03-41.303-Ensuite | City Accommodation | CA | CA12 | Village Units 40 - 45 | 03 | Third Floor | 41.303 | 99963 | Student Accommodation | 99939 | Unusable Spaces | 3.63 | Ensuite | 7 | Residential Accommodation Space Group | 700 | Residential - Specific type not defined |  | Unknown | 0.00 | NO
City Accommodation_CA12-Village Units 40 - 45_Third Floor_41.304 _ Ldry | CA-CA12-03-41.304 | CA12-03-41.304-Ldry | City Accommodation | CA | CA12 | Village Units 40 - 45 | 03 | Third Floor | 41.304 | 99963 | Student Accommodation | 99939 | Unusable Spaces | 1.28 | Ldry | 7 | Residential Accommodation Space Group | 700 | Residential - Specific type not defined |  | Unknown | 0.00 | NO
City Accommodation_CA12-Village Units 40 - 45_Third Floor_41.305 _ Roof Deck | CA-CA12-03-41.305 | CA12-03-41.305-Roof Deck | City Accommodation | CA | CA12 | Village Units 40 - 45 | 03 | Third Floor | 41.305 | 99963 | Student Accommodation | 99939 | Unusable Spaces | 17.06 | Roof Deck | 7 | Residential Accommodation Space Group | 700 | Residential - Specific type not defined |  | Unknown | 0.00 | NO
City Accommodation_CA12-Village Units 40 - 45_Third Floor_42.301 _ Stair | CA-CA12-03-42.301 | CA12-03-42.301-Stair | City Accommodation | CA | CA12 | Village Units 40 - 45 | 03 | Third Floor | 42.301 | 99963 | Student Accommodation | 99939 | Unusable Spaces | 7.5 | Stair | 7 | Residential Accommodation Space Group | 700 | Residential - Specific type not defined |  | Unknown | 0.00 | NO
City Accommodation_CA12-Village Units 40 - 45_Third Floor_42.302 _ Bedroom 5 | CA-CA12-03-42.302 | CA12-03-42.302-Bedroom 5 | City Accommodation | CA | CA12 | Village Units 40 - 45 | 03 | Third Floor | 42.302 | 99963 | Student Accommodation | 99939 | Unusable Spaces | 12.28 | Bedroom 5 | 7 | Residential Accommodation Space Group | 700 | Residential - Specific type not defined |  | Unknown | 0.00 | NO
City Accommodation_CA12-Village Units 40 - 45_Third Floor_42.302A _ BIR | CA-CA12-03-42.302A | CA12-03-42.302A-BIR | City Accommodation | CA | CA12 | Village Units 40 - 45 | 03 | Third Floor | 42.302A | 99963 | Student Accommodation | 99939 | Unusable Spaces | 0.7 | BIR | 7 | Residential Accommodation Space Group | 700 | Residential - Specific type not defined |  | Unknown | 0.00 | NO
City Accommodation_CA12-Village Units 40 - 45_Third Floor_42.303 _ Ensuite | CA-CA12-03-42.303 | CA12-03-42.303-Ensuite | City Accommodation | CA | CA12 | Village Units 40 - 45 | 03 | Third Floor | 42.303 | 99963 | Student Accommodation | 99939 | Unusable Spaces | 3.62 | Ensuite | 7 | Residential Accommodation Space Group | 700 | Residential - Specific type not defined |  | Unknown | 0.00 | NO
City Accommodation_CA12-Village Units 40 - 45_Third Floor_42.304 _ Ldry | CA-CA12-03-42.304 | CA12-03-42.304-Ldry | City Accommodation | CA | CA12 | Village Units 40 - 45 | 03 | Third Floor | 42.304 | 99963 | Student Accommodation | 99939 | Unusable Spaces | 1.28 | Ldry | 7 | Residential Accommodation Space Group | 700 | Residential - Specific type not defined |  | Unknown | 0.00 | NO
City Accommodation_CA12-Village Units 40 - 45_Third Floor_42.305 _ Roof Deck | CA-CA12-03-42.305 | CA12-03-42.305-Roof Deck | City Accommodation | CA | CA12 | Village Units 40 - 45 | 03 | Third Floor | 42.305 | 99963 | Student Accommodation | 99939 | Unusable Spaces | 17.06 | Roof Deck | 7 | Residential Accommodation Space Group | 700 | Residential - Specific type not defined |  | Unknown | 0.00 | NO
City Accommodation_CA12-Village Units 40 - 45_Third Floor_43.301 _ Stair | CA-CA12-03-43.301 | CA12-03-43.301-Stair | City Accommodation | CA | CA12 | Village Units 40 - 45 | 03 | Third Floor | 43.301 | 99963 | Student Accommodation | 99939 | Unusable Spaces | 7.5 | Stair | 7 | Residential Accommodation Space Group | 700 | Residential - Specific type not defined |  | Unknown | 0.00 | NO
City Accommodation_CA12-Village Units 40 - 45_Third Floor_43.302 _ Bedroom 5 | CA-CA12-03-43.302 | CA12-03-43.302-Bedroom 5 | City Accommodation | CA | CA12 | Village Units 40 - 45 | 03 | Third Floor | 43.302 | 99963 | Student Accommodation | 99939 | Unusable Spaces | 12.28 | Bedroom 5 | 7 | Residential Accommodation Space Group | 700 | Residential - Specific type not defined |  | Unknown | 0.00 | NO
City Accommodation_CA12-Village Units 40 - 45_Third Floor_43.302A _ BIR | CA-CA12-03-43.302A | CA12-03-43.302A-BIR | City Accommodation | CA | CA12 | Village Units 40 - 45 | 03 | Third Floor | 43.302A | 99963 | Student Accommodation | 99939 | Unusable Spaces | 0.7 | BIR | 7 | Residential Accommodation Space Group | 700 | Residential - Specific type not defined |  | Unknown | 0.00 | NO
City Accommodation_CA12-Village Units 40 - 45_Third Floor_43.303 _ Ensuite | CA-CA12-03-43.303 | CA12-03-43.303-Ensuite | City Accommodation | CA | CA12 | Village Units 40 - 45 | 03 | Third Floor | 43.303 | 99963 | Student Accommodation | 99939 | Unusable Spaces | 3.62 | Ensuite | 7 | Residential Accommodation Space Group | 700 | Residential - Specific type not defined |  | Unknown | 0.00 | NO
City Accommodation_CA12-Village Units 40 - 45_Third Floor_43.304 _ Ldry | CA-CA12-03-43.304 | CA12-03-43.304-Ldry | City Accommodation | CA | CA12 | Village Units 40 - 45 | 03 | Third Floor | 43.304 | 99963 | Student Accommodation | 99939 | Unusable Spaces | 1.28 | Ldry | 7 | Residential Accommodation Space Group | 700 | Residential - Specific type not defined |  | Unknown | 0.00 | NO
City Accommodation_CA12-Village Units 40 - 45_Third Floor_43.305 _ Roof Deck | CA-CA12-03-43.305 | CA12-03-43.305-Roof Deck | City Accommodation | CA | CA12 | Village Units 40 - 45 | 03 | Third Floor | 43.305 | 99963 | Student Accommodation | 99939 | Unusable Spaces | 17.06 | Roof Deck | 7 | Residential Accommodation Space Group | 700 | Residential - Specific type not defined |  | Unknown | 0.00 | NO
City Accommodation_CA12-Village Units 40 - 45_Third Floor_44.301 _ Stair | CA-CA12-03-44.301 | CA12-03-44.301-Stair | City Accommodation | CA | CA12 | Village Units 40 - 45 | 03 | Third Floor | 44.301 | 99963 | Student Accommodation | 99939 | Unusable Spaces | 7.5 | Stair | 7 | Residential Accommodation Space Group | 700 | Residential - Specific type not defined |  | Unknown | 0.00 | NO
City Accommodation_CA12-Village Units 40 - 45_Third Floor_44.302 _ Bedroom 5 | CA-CA12-03-44.302 | CA12-03-44.302-Bedroom 5 | City Accommodation | CA | CA12 | Village Units 40 - 45 | 03 | Third Floor | 44.302 | 99963 | Student Accommodation | 99939 | Unusable Spaces | 12.28 | Bedroom 5 | 7 | Residential Accommodation Space Group | 700 | Residential - Specific type not defined |  | Unknown | 0.00 | NO
City Accommodation_CA12-Village Units 40 - 45_Third Floor_44.302A _ BIR | CA-CA12-03-44.302A | CA12-03-44.302A-BIR | City Accommodation | CA | CA12 | Village Units 40 - 45 | 03 | Third Floor | 44.302A | 99963 | Student Accommodation | 99939 | Unusable Spaces | 0.7 | BIR | 7 | Residential Accommodation Space Group | 700 | Residential - Specific type not defined |  | Unknown | 0.00 | NO
City Accommodation_CA12-Village Units 40 - 45_Third Floor_44.303 _ Ensuite | CA-CA12-03-44.303 | CA12-03-44.303-Ensuite | City Accommodation | CA | CA12 | Village Units 40 - 45 | 03 | Third Floor | 44.303 | 99963 | Student Accommodation | 99939 | Unusable Spaces | 3.62 | Ensuite | 7 | Residential Accommodation Space Group | 700 | Residential - Specific type not defined |  | Unknown | 0.00 | NO
City Accommodation_CA12-Village Units 40 - 45_Third Floor_44.304 _ Ldry | CA-CA12-03-44.304 | CA12-03-44.304-Ldry | City Accommodation | CA | CA12 | Village Units 40 - 45 | 03 | Third Floor | 44.304 | 99963 | Student Accommodation | 99939 | Unusable Spaces | 1.28 | Ldry | 7 | Residential Accommodation Space Group | 700 | Residential - Specific type not defined |  | Unknown | 0.00 | NO
City Accommodation_CA12-Village Units 40 - 45_Third Floor_44.305 _ Roof Deck | CA-CA12-03-44.305 | CA12-03-44.305-Roof Deck | City Accommodation | CA | CA12 | Village Units 40 - 45 | 03 | Third Floor | 44.305 | 99963 | Student Accommodation | 99939 | Unusable Spaces | 17.06 | Roof Deck | 7 | Residential Accommodation Space Group | 700 | Residential - Specific type not defined |  | Unknown | 0.00 | NO
City Accommodation_CA12-Village Units 40 - 45_Third Floor_45.301 _ Stair | CA-CA12-03-45.301 | CA12-03-45.301-Stair | City Accommodation | CA | CA12 | Village Units 40 - 45 | 03 | Third Floor | 45.301 | 99963 | Student Accommodation | 99939 | Unusable Spaces | 7.5 | Stair | 7 | Residential Accommodation Space Group | 700 | Residential - Specific type not defined |  | Unknown | 0.00 | NO
City Accommodation_CA12-Village Units 40 - 45_Third Floor_45.302 _ Bedroom 5 | CA-CA12-03-45.302 | CA12-03-45.302-Bedroom 5 | City Accommodation | CA | CA12 | Village Units 40 - 45 | 03 | Third Floor | 45.302 | 99963 | Student Accommodation | 99939 | Unusable Spaces | 12.28 | Bedroom 5 | 7 | Residential Accommodation Space Group | 700 | Residential - Specific type not defined |  | Unknown | 0.00 | NO
City Accommodation_CA12-Village Units 40 - 45_Third Floor_45.302A _ BIR | CA-CA12-03-45.302A | CA12-03-45.302A-BIR | City Accommodation | CA | CA12 | Village Units 40 - 45 | 03 | Third Floor | 45.302A | 99963 | Student Accommodation | 99939 | Unusable Spaces | 0.7 | BIR | 7 | Residential Accommodation Space Group | 700 | Residential - Specific type not defined |  | Unknown | 0.00 | NO
City Accommodation_CA12-Village Units 40 - 45_Third Floor_45.303 _ Ensuite | CA-CA12-03-45.303 | CA12-03-45.303-Ensuite | City Accommodation | CA | CA12 | Village Units 40 - 45 | 03 | Third Floor | 45.303 | 99963 | Student Accommodation | 99939 | Unusable Spaces | 3.62 | Ensuite | 7 | Residential Accommodation Space Group | 700 | Residential - Specific type not defined |  | Unknown | 0.00 | NO
City Accommodation_CA12-Village Units 40 - 45_Third Floor_45.304 _ Ldry | CA-CA12-03-45.304 | CA12-03-45.304-Ldry | City Accommodation | CA | CA12 | Village Units 40 - 45 | 03 | Third Floor | 45.304 | 99963 | Student Accommodation | 99939 | Unusable Spaces | 1.28 | Ldry | 7 | Residential Accommodation Space Group | 700 | Residential - Specific type not defined |  | Unknown | 0.00 | NO
City Accommodation_CA12-Village Units 40 - 45_Third Floor_45.305 _ Roof Deck | CA-CA12-03-45.305 | CA12-03-45.305-Roof Deck | City Accommodation | CA | CA12 | Village Units 40 - 45 | 03 | Third Floor | 45.305 | 99963 | Student Accommodation | 99939 | Unusable Spaces | 17.06 | Roof Deck | 7 | Residential Accommodation Space Group | 700 | Residential - Specific type not defined |  | Unknown | 0.00 | NO
City Accommodation_CA12-Village Units 40 - 45_Ground Floor_40.G01 _ Entry | CA-CA12-GN-40.G01 | CA12-GN-40.G01-Entry | City Accommodation | CA | CA12 | Village Units 40 - 45 | GN | Ground Floor | 40.G01 | 99963 | Student Accommodation | 99939 | Unusable Spaces | 6.89 | Entry | 7 | Residential Accommodation Space Group | 700 | Residential - Specific type not defined |  | Unknown | 0.00 | NO
City Accommodation_CA12-Village Units 40 - 45_Ground Floor_40.G02 _ Bathroom | CA-CA12-GN-40.G02 | CA12-GN-40.G02-Bathroom | City Accommodation | CA | CA12 | Village Units 40 - 45 | GN | Ground Floor | 40.G02 | 99963 | Student Accommodation | 99939 | Unusable Spaces | 3.05 | Bathroom | 7 | Residential Accommodation Space Group | 700 | Residential - Specific type not defined |  | Unknown | 0.00 | NO
City Accommodation_CA12-Village Units 40 - 45_Ground Floor_40.G03 _ Stair | CA-CA12-GN-40.G03 | CA12-GN-40.G03-Stair | City Accommodation | CA | CA12 | Village Units 40 - 45 | GN | Ground Floor | 40.G03 | 99963 | Student Accommodation | 99939 | Unusable Spaces | 2.86 | Stair | 7 | Residential Accommodation Space Group | 700 | Residential - Specific type not defined |  | Unknown | 0.00 | NO
City Accommodation_CA12-Village Units 40 - 45_Ground Floor_40.G04 _ Bedroom 1 | CA-CA12-GN-40.G04 | CA12-GN-40.G04-Bedroom 1 | City Accommodation | CA | CA12 | Village Units 40 - 45 | GN | Ground Floor | 40.G04 | 99963 | Student Accommodation | 99939 | Unusable Spaces | 12.81 | Bedroom 1 | 7 | Residential Accommodation Space Group | 700 | Residential - Specific type not defined |  | Unknown | 0.00 | NO
City Accommodation_CA12-Village Units 40 - 45_Ground Floor_41.G01 _ Porch | CA-CA12-GN-41.G01 | CA12-GN-41.G01-Porch | City Accommodation | CA | CA12 | Village Units 40 - 45 | GN | Ground Floor | 41.G01 | 99963 | Student Accommodation | 99939 | Unusable Spaces | 1.32 | Porch | 7 | Residential Accommodation Space Group | 700 | Residential - Specific type not defined |  | Unknown | 0.00 | NO
City Accommodation_CA12-Village Units 40 - 45_Ground Floor_41.G02 _ Living | CA-CA12-GN-41.G02 | CA12-GN-41.G02-Living | City Accommodation | CA | CA12 | Village Units 40 - 45 | GN | Ground Floor | 41.G02 | 99963 | Student Accommodation | 99939 | Unusable Spaces | 18.36 | Living | 7 | Residential Accommodation Space Group | 700 | Residential - Specific type not defined |  | Unknown | 0.00 | NO
City Accommodation_CA12-Village Units 40 - 45_Ground Floor_41.G03 _ Stair | CA-CA12-GN-41.G03 | CA12-GN-41.G03-Stair | City Accommodation | CA | CA12 | Village Units 40 - 45 | GN | Ground Floor | 41.G03 | 99963 | Student Accommodation | 99939 | Unusable Spaces | 2.88 | Stair | 7 | Residential Accommodation Space Group | 700 | Residential - Specific type not defined |  | Unknown | 0.00 | NO
City Accommodation_CA12-Village Units 40 - 45_Ground Floor_41.G04 _ Kitchen / Dining | CA-CA12-GN-41.G04 | CA12-GN-41.G04-Kitchen / Dining | City Accommodation | CA | CA12 | Village Units 40 - 45 | GN | Ground Floor | 41.G04 | 99963 | Student Accommodation | 99939 | Unusable Spaces | 15.2 | Kitchen / Dining | 7 | Residential Accommodation Space Group | 700 | Residential - Specific type not defined |  | Unknown | 0.00 | NO
City Accommodation_CA12-Village Units 40 - 45_Ground Floor_41.G05 _ Pantry | CA-CA12-GN-41.G05 | CA12-GN-41.G05-Pantry | City Accommodation | CA | CA12 | Village Units 40 - 45 | GN | Ground Floor | 41.G05 | 99963 | Student Accommodation | 99939 | Unusable Spaces | 2.88 | Pantry | 7 | Residential Accommodation Space Group | 700 | Residential - Specific type not defined |  | Unknown | 0.00 | NO
City Accommodation_CA12-Village Units 40 - 45_Ground Floor_42.G01 _ Porch | CA-CA12-GN-42.G01 | CA12-GN-42.G01-Porch | City Accommodation | CA | CA12 | Village Units 40 - 45 | GN | Ground Floor | 42.G01 | 99963 | Student Accommodation | 99939 | Unusable Spaces | 1.32 | Porch | 7 | Residential Accommodation Space Group | 700 | Residential - Specific type not defined |  | Unknown | 0.00 | NO
City Accommodation_CA12-Village Units 40 - 45_Ground Floor_42.G02 _ Living | CA-CA12-GN-42.G02 | CA12-GN-42.G02-Living | City Accommodation | CA | CA12 | Village Units 40 - 45 | GN | Ground Floor | 42.G02 | 99963 | Student Accommodation | 99939 | Unusable Spaces | 18.36 | Living | 7 | Residential Accommodation Space Group | 700 | Residential - Specific type not defined |  | Unknown | 0.00 | NO
City Accommodation_CA12-Village Units 40 - 45_Ground Floor_42.G03 _ Stair | CA-CA12-GN-42.G03 | CA12-GN-42.G03-Stair | City Accommodation | CA | CA12 | Village Units 40 - 45 | GN | Ground Floor | 42.G03 | 99963 | Student Accommodation | 99939 | Unusable Spaces | 2.88 | Stair | 7 | Residential Accommodation Space Group | 700 | Residential - Specific type not defined |  | Unknown | 0.00 | NO
City Accommodation_CA12-Village Units 40 - 45_Ground Floor_42.G04 _ Kitchen / Dining | CA-CA12-GN-42.G04 | CA12-GN-42.G04-Kitchen / Dining | City Accommodation | CA | CA12 | Village Units 40 - 45 | GN | Ground Floor | 42.G04 | 99963 | Student Accommodation | 99939 | Unusable Spaces | 15.2 | Kitchen / Dining | 7 | Residential Accommodation Space Group | 700 | Residential - Specific type not defined |  | Unknown | 0.00 | NO
City Accommodation_CA12-Village Units 40 - 45_Ground Floor_42.G05 _ Pantry | CA-CA12-GN-42.G05 | CA12-GN-42.G05-Pantry | City Accommodation | CA | CA12 | Village Units 40 - 45 | GN | Ground Floor | 42.G05 | 99963 | Student Accommodation | 99939 | Unusable Spaces | 2.88 | Pantry | 7 | Residential Accommodation Space Group | 700 | Residential - Specific type not defined |  | Unknown | 0.00 | NO
City Accommodation_CA12-Village Units 40 - 45_Ground Floor_43.G01 _ Porch | CA-CA12-GN-43.G01 | CA12-GN-43.G01-Porch | City Accommodation | CA | CA12 | Village Units 40 - 45 | GN | Ground Floor | 43.G01 | 99963 | Student Accommodation | 99939 | Unusable Spaces | 1.32 | Porch | 7 | Residential Accommodation Space Group | 700 | Residential - Specific type not defined |  | Unknown | 0.00 | NO
City Accommodation_CA12-Village Units 40 - 45_Ground Floor_43.G02 _ Living | CA-CA12-GN-43.G02 | CA12-GN-43.G02-Living | City Accommodation | CA | CA12 | Village Units 40 - 45 | GN | Ground Floor | 43.G02 | 99963 | Student Accommodation | 99939 | Unusable Spaces | 18.36 | Living | 7 | Residential Accommodation Space Group | 700 | Residential - Specific type not defined |  | Unknown | 0.00 | NO
City Accommodation_CA12-Village Units 40 - 45_Ground Floor_43.G03 _ Stair | CA-CA12-GN-43.G03 | CA12-GN-43.G03-Stair | City Accommodation | CA | CA12 | Village Units 40 - 45 | GN | Ground Floor | 43.G03 | 99963 | Student Accommodation | 99939 | Unusable Spaces | 2.88 | Stair | 7 | Residential Accommodation Space Group | 700 | Residential - Specific type not defined |  | Unknown | 0.00 | NO
City Accommodation_CA12-Village Units 40 - 45_Ground Floor_43.G04 _ Kitchen / Dining | CA-CA12-GN-43.G04 | CA12-GN-43.G04-Kitchen / Dining | City Accommodation | CA | CA12 | Village Units 40 - 45 | GN | Ground Floor | 43.G04 | 99963 | Student Accommodation | 99939 | Unusable Spaces | 15.2 | Kitchen / Dining | 7 | Residential Accommodation Space Group | 700 | Residential - Specific type not defined |  | Unknown | 0.00 | NO
City Accommodation_CA12-Village Units 40 - 45_Ground Floor_43.G05 _ Pantry | CA-CA12-GN-43.G05 | CA12-GN-43.G05-Pantry | City Accommodation | CA | CA12 | Village Units 40 - 45 | GN | Ground Floor | 43.G05 | 99963 | Student Accommodation | 99939 | Unusable Spaces | 2.88 | Pantry | 7 | Residential Accommodation Space Group | 700 | Residential - Specific type not defined |  | Unknown | 0.00 | NO
City Accommodation_CA12-Village Units 40 - 45_Ground Floor_44.G01 _ Porch | CA-CA12-GN-44.G01 | CA12-GN-44.G01-Porch | City Accommodation | CA | CA12 | Village Units 40 - 45 | GN | Ground Floor | 44.G01 | 99963 | Student Accommodation | 99939 | Unusable Spaces | 1.32 | Porch | 7 | Residential Accommodation Space Group | 700 | Residential - Specific type not defined |  | Unknown | 0.00 | NO
City Accommodation_CA12-Village Units 40 - 45_Ground Floor_44.G02 _ Living | CA-CA12-GN-44.G02 | CA12-GN-44.G02-Living | City Accommodation | CA | CA12 | Village Units 40 - 45 | GN | Ground Floor | 44.G02 | 99963 | Student Accommodation | 99939 | Unusable Spaces | 18.36 | Living | 7 | Residential Accommodation Space Group | 700 | Residential - Specific type not defined |  | Unknown | 0.00 | NO
City Accommodation_CA12-Village Units 40 - 45_Ground Floor_44.G03 _ Stair | CA-CA12-GN-44.G03 | CA12-GN-44.G03-Stair | City Accommodation | CA | CA12 | Village Units 40 - 45 | GN | Ground Floor | 44.G03 | 99963 | Student Accommodation | 99939 | Unusable Spaces | 2.88 | Stair | 7 | Residential Accommodation Space Group | 700 | Residential - Specific type not defined |  | Unknown | 0.00 | NO
City Accommodation_CA12-Village Units 40 - 45_Ground Floor_44.G04 _ Kitchen / Dining | CA-CA12-GN-44.G04 | CA12-GN-44.G04-Kitchen / Dining | City Accommodation | CA | CA12 | Village Units 40 - 45 | GN | Ground Floor | 44.G04 | 99963 | Student Accommodation | 99939 | Unusable Spaces | 15.2 | Kitchen / Dining | 7 | Residential Accommodation Space Group | 700 | Residential - Specific type not defined |  | Unknown | 0.00 | NO
City Accommodation_CA12-Village Units 40 - 45_Ground Floor_44.G05 _ Pantry | CA-CA12-GN-44.G05 | CA12-GN-44.G05-Pantry | City Accommodation | CA | CA12 | Village Units 40 - 45 | GN | Ground Floor | 44.G05 | 99963 | Student Accommodation | 99939 | Unusable Spaces | 2.88 | Pantry | 7 | Residential Accommodation Space Group | 700 | Residential - Specific type not defined |  | Unknown | 0.00 | NO
City Accommodation_CA12-Village Units 40 - 45_Ground Floor_45.G01 _ Porch | CA-CA12-GN-45.G01 | CA12-GN-45.G01-Porch | City Accommodation | CA | CA12 | Village Units 40 - 45 | GN | Ground Floor | 45.G01 | 99963 | Student Accommodation | 99939 | Unusable Spaces | 1.32 | Porch | 7 | Residential Accommodation Space Group | 700 | Residential - Specific type not defined |  | Unknown | 0.00 | NO
City Accommodation_CA12-Village Units 40 - 45_Ground Floor_45.G02 _ Living | CA-CA12-GN-45.G02 | CA12-GN-45.G02-Living | City Accommodation | CA | CA12 | Village Units 40 - 45 | GN | Ground Floor | 45.G02 | 99963 | Student Accommodation | 99939 | Unusable Spaces | 18.36 | Living | 7 | Residential Accommodation Space Group | 700 | Residential - Specific type not defined |  | Unknown | 0.00 | NO
City Accommodation_CA12-Village Units 40 - 45_Ground Floor_45.G03 _ Stair | CA-CA12-GN-45.G03 | CA12-GN-45.G03-Stair | City Accommodation | CA | CA12 | Village Units 40 - 45 | GN | Ground Floor | 45.G03 | 99963 | Student Accommodation | 99939 | Unusable Spaces | 2.88 | Stair | 7 | Residential Accommodation Space Group | 700 | Residential - Specific type not defined |  | Unknown | 0.00 | NO
City Accommodation_CA12-Village Units 40 - 45_Ground Floor_45.G04 _ Kitchen / Dining | CA-CA12-GN-45.G04 | CA12-GN-45.G04-Kitchen / Dining | City Accommodation | CA | CA12 | Village Units 40 - 45 | GN | Ground Floor | 45.G04 | 99963 | Student Accommodation | 99939 | Unusable Spaces | 15.2 | Kitchen / Dining | 7 | Residential Accommodation Space Group | 700 | Residential - Specific type not defined |  | Unknown | 0.00 | NO
City Accommodation_CA12-Village Units 40 - 45_Ground Floor_45.G05 _ Pantry | CA-CA12-GN-45.G05 | CA12-GN-45.G05-Pantry | City Accommodation | CA | CA12 | Village Units 40 - 45 | GN | Ground Floor | 45.G05 | 99963 | Student Accommodation | 99939 | Unusable Spaces | 2.88 | Pantry | 7 | Residential Accommodation Space Group | 700 | Residential - Specific type not defined |  | Unknown | 0.00 | NO
City Accommodation_CA13-Village Units 46 - 51_First Floor_46.101 _ Stair | CA-CA13-01-46.101 | CA13-01-46.101-Stair | City Accommodation | CA | CA13 | Village Units 46 - 51 | 01 | First Floor | 46.101 | 99963 | Student Accommodation | 99939 | Unusable Spaces | 4.35 | Stair | 7 | Residential Accommodation Space Group | 700 | Residential - Specific type not defined |  | Unknown | 0.00 | NO
City Accommodation_CA13-Village Units 46 - 51_First Floor_46.102 _ Corr. | CA-CA13-01-46.102 | CA13-01-46.102-Corr. | City Accommodation | CA | CA13 | Village Units 46 - 51 | 01 | First Floor | 46.102 | 99963 | Student Accommodation | 99939 | Unusable Spaces | 14.16 | Corr. | 7 | Residential Accommodation Space Group | 700 | Residential - Specific type not defined |  | Unknown | 0.00 | NO
City Accommodation_CA13-Village Units 46 - 51_First Floor_46.103 _ Bedroom 4 | CA-CA13-01-46.103 | CA13-01-46.103-Bedroom 4 | City Accommodation | CA | CA13 | Village Units 46 - 51 | 01 | First Floor | 46.103 | 99963 | Student Accommodation | 99939 | Unusable Spaces | 16.8 | Bedroom 4 | 7 | Residential Accommodation Space Group | 700 | Residential - Specific type not defined |  | Unknown | 0.00 | NO
City Accommodation_CA13-Village Units 46 - 51_First Floor_46.103A _ BIR | CA-CA13-01-46.103A | CA13-01-46.103A-BIR | City Accommodation | CA | CA13 | Village Units 46 - 51 | 01 | First Floor | 46.103A | 99963 | Student Accommodation | 99939 | Unusable Spaces | 0.72 | BIR | 7 | Residential Accommodation Space Group | 700 | Residential - Specific type not defined |  | Unknown | 0.00 | NO
City Accommodation_CA13-Village Units 46 - 51_First Floor_46.104 _ Bathroom | CA-CA13-01-46.104 | CA13-01-46.104-Bathroom | City Accommodation | CA | CA13 | Village Units 46 - 51 | 01 | First Floor | 46.104 | 99963 | Student Accommodation | 99939 | Unusable Spaces | 5.1 | Bathroom | 7 | Residential Accommodation Space Group | 700 | Residential - Specific type not defined |  | Unknown | 0.00 | NO
City Accommodation_CA13-Village Units 46 - 51_First Floor_46.105 _ Bedroom 5 | CA-CA13-01-46.105 | CA13-01-46.105-Bedroom 5 | City Accommodation | CA | CA13 | Village Units 46 - 51 | 01 | First Floor | 46.105 | 99963 | Student Accommodation | 99939 | Unusable Spaces | 10.59 | Bedroom 5 | 7 | Residential Accommodation Space Group | 700 | Residential - Specific type not defined |  | Unknown | 0.00 | NO
City Accommodation_CA13-Village Units 46 - 51_First Floor_46.105A _ BIR | CA-CA13-01-46.105A | CA13-01-46.105A-BIR | City Accommodation | CA | CA13 | Village Units 46 - 51 | 01 | First Floor | 46.105A | 99963 | Student Accommodation | 99939 | Unusable Spaces | 0.67 | BIR | 7 | Residential Accommodation Space Group | 700 | Residential - Specific type not defined |  | Unknown | 0.00 | NO
City Accommodation_CA13-Village Units 46 - 51_First Floor_46.105B _ Deck | CA-CA13-01-46.105B | CA13-01-46.105B-Deck | City Accommodation | CA | CA13 | Village Units 46 - 51 | 01 | First Floor | 46.105B | 99963 | Student Accommodation | 99939 | Unusable Spaces | 2.91 | Deck | 7 | Residential Accommodation Space Group | 700 | Residential - Specific type not defined |  | Unknown | 0.00 | NO
City Accommodation_CA13-Village Units 46 - 51_First Floor_46.106 _ Bedroom 6 | CA-CA13-01-46.106 | CA13-01-46.106-Bedroom 6 | City Accommodation | CA | CA13 | Village Units 46 - 51 | 01 | First Floor | 46.106 | 99963 | Student Accommodation | 99939 | Unusable Spaces | 13.56 | Bedroom 6 | 7 | Residential Accommodation Space Group | 700 | Residential - Specific type not defined |  | Unknown | 0.00 | NO
City Accommodation_CA13-Village Units 46 - 51_First Floor_46.106A _ BIR | CA-CA13-01-46.106A | CA13-01-46.106A-BIR | City Accommodation | CA | CA13 | Village Units 46 - 51 | 01 | First Floor | 46.106A | 99963 | Student Accommodation | 99939 | Unusable Spaces | 0.67 | BIR | 7 | Residential Accommodation Space Group | 700 | Residential - Specific type not defined |  | Unknown | 0.00 | NO
City Accommodation_CA13-Village Units 46 - 51_First Floor_46.106B _ BIR | CA-CA13-01-46.106B | CA13-01-46.106B-BIR | City Accommodation | CA | CA13 | Village Units 46 - 51 | 01 | First Floor | 46.106B | 99963 | Student Accommodation | 99939 | Unusable Spaces | 0.67 | BIR | 7 | Residential Accommodation Space Group | 700 | Residential - Specific type not defined |  | Unknown | 0.00 | NO
City Accommodation_CA13-Village Units 46 - 51_First Floor_46.107 _ Bathroom | CA-CA13-01-46.107 | CA13-01-46.107-Bathroom | City Accommodation | CA | CA13 | Village Units 46 - 51 | 01 | First Floor | 46.107 | 99963 | Student Accommodation | 99939 | Unusable Spaces | 4.33 | Bathroom | 7 | Residential Accommodation Space Group | 700 | Residential - Specific type not defined |  | Unknown | 0.00 | NO
City Accommodation_CA13-Village Units 46 - 51_First Floor_46.108 _ Deck | CA-CA13-01-46.108 | CA13-01-46.108-Deck | City Accommodation | CA | CA13 | Village Units 46 - 51 | 01 | First Floor | 46.108 | 99963 | Student Accommodation | 99939 | Unusable Spaces | 4.06 | Deck | 7 | Residential Accommodation Space Group | 700 | Residential - Specific type not defined |  | Unknown | 0.00 | NO
City Accommodation_CA13-Village Units 46 - 51_First Floor_47.101 _ Stair | CA-CA13-01-47.101 | CA13-01-47.101-Stair | City Accommodation | CA | CA13 | Village Units 46 - 51 | 01 | First Floor | 47.101 | 99963 | Student Accommodation | 99939 | Unusable Spaces | 4.34 | Stair | 7 | Residential Accommodation Space Group | 700 | Residential - Specific type not defined |  | Unknown | 0.00 | NO
City Accommodation_CA13-Village Units 46 - 51_First Floor_47.102 _ Corr. | CA-CA13-01-47.102 | CA13-01-47.102-Corr. | City Accommodation | CA | CA13 | Village Units 46 - 51 | 01 | First Floor | 47.102 | 99963 | Student Accommodation | 99939 | Unusable Spaces | 7.87 | Corr. | 7 | Residential Accommodation Space Group | 700 | Residential - Specific type not defined |  | Unknown | 0.00 | NO
City Accommodation_CA13-Village Units 46 - 51_First Floor_47.103 _ Bedroom 3 | CA-CA13-01-47.103 | CA13-01-47.103-Bedroom 3 | City Accommodation | CA | CA13 | Village Units 46 - 51 | 01 | First Floor | 47.103 | 99963 | Student Accommodation | 99939 | Unusable Spaces | 10.59 | Bedroom 3 | 7 | Residential Accommodation Space Group | 700 | Residential - Specific type not defined |  | Unknown | 0.00 | NO
City Accommodation_CA13-Village Units 46 - 51_First Floor_47.103A _ BIR | CA-CA13-01-47.103A | CA13-01-47.103A-BIR | City Accommodation | CA | CA13 | Village Units 46 - 51 | 01 | First Floor | 47.103A | 99963 | Student Accommodation | 99939 | Unusable Spaces | 0.67 | BIR | 7 | Residential Accommodation Space Group | 700 | Residential - Specific type not defined |  | Unknown | 0.00 | NO
City Accommodation_CA13-Village Units 46 - 51_First Floor_47.103B _ Deck | CA-CA13-01-47.103B | CA13-01-47.103B-Deck | City Accommodation | CA | CA13 | Village Units 46 - 51 | 01 | First Floor | 47.103B | 99963 | Student Accommodation | 99939 | Unusable Spaces | 3.34 | Deck | 7 | Residential Accommodation Space Group | 700 | Residential - Specific type not defined |  | Unknown | 0.00 | NO
City Accommodation_CA13-Village Units 46 - 51_First Floor_47.104 _ Bathroom | CA-CA13-01-47.104 | CA13-01-47.104-Bathroom | City Accommodation | CA | CA13 | Village Units 46 - 51 | 01 | First Floor | 47.104 | 99963 | Student Accommodation | 99939 | Unusable Spaces | 5.1 | Bathroom | 7 | Residential Accommodation Space Group | 700 | Residential - Specific type not defined |  | Unknown | 0.00 | NO
City Accommodation_CA13-Village Units 46 - 51_First Floor_47.105 _ Bedroom 4 | CA-CA13-01-47.105 | CA13-01-47.105-Bedroom 4 | City Accommodation | CA | CA13 | Village Units 46 - 51 | 01 | First Floor | 47.105 | 99963 | Student Accommodation | 99939 | Unusable Spaces | 16.8 | Bedroom 4 | 7 | Residential Accommodation Space Group | 700 | Residential - Specific type not defined |  | Unknown | 0.00 | NO
City Accommodation_CA13-Village Units 46 - 51_First Floor_47.105A _ BIR | CA-CA13-01-47.105A | CA13-01-47.105A-BIR | City Accommodation | CA | CA13 | Village Units 46 - 51 | 01 | First Floor | 47.105A | 99963 | Student Accommodation | 99939 | Unusable Spaces | 0.72 | BIR | 7 | Residential Accommodation Space Group | 700 | Residential - Specific type not defined |  | Unknown | 0.00 | NO
City Accommodation_CA13-Village Units 46 - 51_First Floor_48.101 _ Stair | CA-CA13-01-48.101 | CA13-01-48.101-Stair | City Accommodation | CA | CA13 | Village Units 46 - 51 | 01 | First Floor | 48.101 | 99963 | Student Accommodation | 99939 | Unusable Spaces | 4.35 | Stair | 7 | Residential Accommodation Space Group | 700 | Residential - Specific type not defined |  | Unknown | 0.00 | NO
City Accommodation_CA13-Village Units 46 - 51_First Floor_48.102 _ Corr. | CA-CA13-01-48.102 | CA13-01-48.102-Corr. | City Accommodation | CA | CA13 | Village Units 46 - 51 | 01 | First Floor | 48.102 | 99963 | Student Accommodation | 99939 | Unusable Spaces | 7.87 | Corr. | 7 | Residential Accommodation Space Group | 700 | Residential - Specific type not defined |  | Unknown | 0.00 | NO
City Accommodation_CA13-Village Units 46 - 51_First Floor_48.103 _ Bedroom 4 | CA-CA13-01-48.103 | CA13-01-48.103-Bedroom 4 | City Accommodation | CA | CA13 | Village Units 46 - 51 | 01 | First Floor | 48.103 | 99963 | Student Accommodation | 99939 | Unusable Spaces | 16.8 | Bedroom 4 | 7 | Residential Accommodation Space Group | 700 | Residential - Specific type not defined |  | Unknown | 0.00 | NO
City Accommodation_CA13-Village Units 46 - 51_First Floor_48.103A _ BIR | CA-CA13-01-48.103A | CA13-01-48.103A-BIR | City Accommodation | CA | CA13 | Village Units 46 - 51 | 01 | First Floor | 48.103A | 99963 | Student Accommodation | 99939 | Unusable Spaces | 0.72 | BIR | 7 | Residential Accommodation Space Group | 700 | Residential - Specific type not defined |  | Unknown | 0.00 | NO
City Accommodation_CA13-Village Units 46 - 51_First Floor_48.104 _ Bathroom | CA-CA13-01-48.104 | CA13-01-48.104-Bathroom | City Accommodation | CA | CA13 | Village Units 46 - 51 | 01 | First Floor | 48.104 | 99963 | Student Accommodation | 99939 | Unusable Spaces | 5.1 | Bathroom | 7 | Residential Accommodation Space Group | 700 | Residential - Specific type not defined |  | Unknown | 0.00 | NO
City Accommodation_CA13-Village Units 46 - 51_First Floor_48.105 _ Bedroom 3 | CA-CA13-01-48.105 | CA13-01-48.105-Bedroom 3 | City Accommodation | CA | CA13 | Village Units 46 - 51 | 01 | First Floor | 48.105 | 99963 | Student Accommodation | 99939 | Unusable Spaces | 10.59 | Bedroom 3 | 7 | Residential Accommodation Space Group | 700 | Residential - Specific type not defined |  | Unknown | 0.00 | NO
City Accommodation_CA13-Village Units 46 - 51_First Floor_48.105A _ BIR | CA-CA13-01-48.105A | CA13-01-48.105A-BIR | City Accommodation | CA | CA13 | Village Units 46 - 51 | 01 | First Floor | 48.105A | 99963 | Student Accommodation | 99939 | Unusable Spaces | 0.67 | BIR | 7 | Residential Accommodation Space Group | 700 | Residential - Specific type not defined |  | Unknown | 0.00 | NO
City Accommodation_CA13-Village Units 46 - 51_First Floor_48.105B _ Deck | CA-CA13-01-48.105B | CA13-01-48.105B-Deck | City Accommodation | CA | CA13 | Village Units 46 - 51 | 01 | First Floor | 48.105B | 99963 | Student Accommodation | 99939 | Unusable Spaces | 3.34 | Deck | 7 | Residential Accommodation Space Group | 700 | Residential - Specific type not defined |  | Unknown | 0.00 | NO
City Accommodation_CA13-Village Units 46 - 51_First Floor_49.101 _ Stair | CA-CA13-01-49.101 | CA13-01-49.101-Stair | City Accommodation | CA | CA13 | Village Units 46 - 51 | 01 | First Floor | 49.101 | 99963 | Student Accommodation | 99939 | Unusable Spaces | 4.34 | Stair | 7 | Residential Accommodation Space Group | 700 | Residential - Specific type not defined |  | Unknown | 0.00 | NO
City Accommodation_CA13-Village Units 46 - 51_First Floor_49.102 _ Corr. | CA-CA13-01-49.102 | CA13-01-49.102-Corr. | City Accommodation | CA | CA13 | Village Units 46 - 51 | 01 | First Floor | 49.102 | 99963 | Student Accommodation | 99939 | Unusable Spaces | 7.87 | Corr. | 7 | Residential Accommodation Space Group | 700 | Residential - Specific type not defined |  | Unknown | 0.00 | NO
City Accommodation_CA13-Village Units 46 - 51_First Floor_49.103 _ Bedroom 3 | CA-CA13-01-49.103 | CA13-01-49.103-Bedroom 3 | City Accommodation | CA | CA13 | Village Units 46 - 51 | 01 | First Floor | 49.103 | 99963 | Student Accommodation | 99939 | Unusable Spaces | 10.59 | Bedroom 3 | 7 | Residential Accommodation Space Group | 700 | Residential - Specific type not defined |  | Unknown | 0.00 | NO
City Accommodation_CA13-Village Units 46 - 51_First Floor_49.103A _ BIR | CA-CA13-01-49.103A | CA13-01-49.103A-BIR | City Accommodation | CA | CA13 | Village Units 46 - 51 | 01 | First Floor | 49.103A | 99963 | Student Accommodation | 99939 | Unusable Spaces | 0.67 | BIR | 7 | Residential Accommodation Space Group | 700 | Residential - Specific type not defined |  | Unknown | 0.00 | NO
City Accommodation_CA13-Village Units 46 - 51_First Floor_49.103B _ Deck | CA-CA13-01-49.103B | CA13-01-49.103B-Deck | City Accommodation | CA | CA13 | Village Units 46 - 51 | 01 | First Floor | 49.103B | 99963 | Student Accommodation | 99939 | Unusable Spaces | 3.34 | Deck | 7 | Residential Accommodation Space Group | 700 | Residential - Specific type not defined |  | Unknown | 0.00 | NO
City Accommodation_CA13-Village Units 46 - 51_First Floor_49.104 _ Bathroom | CA-CA13-01-49.104 | CA13-01-49.104-Bathroom | City Accommodation | CA | CA13 | Village Units 46 - 51 | 01 | First Floor | 49.104 | 99963 | Student Accommodation | 99939 | Unusable Spaces | 5.1 | Bathroom | 7 | Residential Accommodation Space Group | 700 | Residential - Specific type not defined |  | Unknown | 0.00 | NO
City Accommodation_CA13-Village Units 46 - 51_First Floor_49.105 _ Bedroom 4 | CA-CA13-01-49.105 | CA13-01-49.105-Bedroom 4 | City Accommodation | CA | CA13 | Village Units 46 - 51 | 01 | First Floor | 49.105 | 99963 | Student Accommodation | 99939 | Unusable Spaces | 16.8 | Bedroom 4 | 7 | Residential Accommodation Space Group | 700 | Residential - Specific type not defined |  | Unknown | 0.00 | NO
City Accommodation_CA13-Village Units 46 - 51_First Floor_49.105A _ BIR | CA-CA13-01-49.105A | CA13-01-49.105A-BIR | City Accommodation | CA | CA13 | Village Units 46 - 51 | 01 | First Floor | 49.105A | 99963 | Student Accommodation | 99939 | Unusable Spaces | 0.72 | BIR | 7 | Residential Accommodation Space Group | 700 | Residential - Specific type not defined |  | Unknown | 0.00 | NO
City Accommodation_CA13-Village Units 46 - 51_First Floor_50.101 _ Stair | CA-CA13-01-50.101 | CA13-01-50.101-Stair | City Accommodation | CA | CA13 | Village Units 46 - 51 | 01 | First Floor | 50.101 | 99963 | Student Accommodation | 99939 | Unusable Spaces | 4.34 | Stair | 7 | Residential Accommodation Space Group | 700 | Residential - Specific type not defined |  | Unknown | 0.00 | NO
City Accommodation_CA13-Village Units 46 - 51_First Floor_50.102 _ Corr. | CA-CA13-01-50.102 | CA13-01-50.102-Corr. | City Accommodation | CA | CA13 | Village Units 46 - 51 | 01 | First Floor | 50.102 | 99963 | Student Accommodation | 99939 | Unusable Spaces | 7.87 | Corr. | 7 | Residential Accommodation Space Group | 700 | Residential - Specific type not defined |  | Unknown | 0.00 | NO
City Accommodation_CA13-Village Units 46 - 51_First Floor_50.103 _ Bedroom 3 | CA-CA13-01-50.103 | CA13-01-50.103-Bedroom 3 | City Accommodation | CA | CA13 | Village Units 46 - 51 | 01 | First Floor | 50.103 | 99963 | Student Accommodation | 99939 | Unusable Spaces | 10.59 | Bedroom 3 | 7 | Residential Accommodation Space Group | 700 | Residential - Specific type not defined |  | Unknown | 0.00 | NO
City Accommodation_CA13-Village Units 46 - 51_First Floor_50.103A _ BIR | CA-CA13-01-50.103A | CA13-01-50.103A-BIR | City Accommodation | CA | CA13 | Village Units 46 - 51 | 01 | First Floor | 50.103A | 99963 | Student Accommodation | 99939 | Unusable Spaces | 0.67 | BIR | 7 | Residential Accommodation Space Group | 700 | Residential - Specific type not defined |  | Unknown | 0.00 | NO
City Accommodation_CA13-Village Units 46 - 51_First Floor_50.103B _ Deck | CA-CA13-01-50.103B | CA13-01-50.103B-Deck | City Accommodation | CA | CA13 | Village Units 46 - 51 | 01 | First Floor | 50.103B | 99963 | Student Accommodation | 99939 | Unusable Spaces | 3.34 | Deck | 7 | Residential Accommodation Space Group | 700 | Residential - Specific type not defined |  | Unknown | 0.00 | NO
City Accommodation_CA13-Village Units 46 - 51_First Floor_50.104 _ Bathroom | CA-CA13-01-50.104 | CA13-01-50.104-Bathroom | City Accommodation | CA | CA13 | Village Units 46 - 51 | 01 | First Floor | 50.104 | 99963 | Student Accommodation | 99939 | Unusable Spaces | 5.1 | Bathroom | 7 | Residential Accommodation Space Group | 700 | Residential - Specific type not defined |  | Unknown | 0.00 | NO
City Accommodation_CA13-Village Units 46 - 51_First Floor_50.105 _ Bedroom 4 | CA-CA13-01-50.105 | CA13-01-50.105-Bedroom 4 | City Accommodation | CA | CA13 | Village Units 46 - 51 | 01 | First Floor | 50.105 | 99963 | Student Accommodation | 99939 | Unusable Spaces | 16.8 | Bedroom 4 | 7 | Residential Accommodation Space Group | 700 | Residential - Specific type not defined |  | Unknown | 0.00 | NO
City Accommodation_CA13-Village Units 46 - 51_First Floor_50.105A _ BIR | CA-CA13-01-50.105A | CA13-01-50.105A-BIR | City Accommodation | CA | CA13 | Village Units 46 - 51 | 01 | First Floor | 50.105A | 99963 | Student Accommodation | 99939 | Unusable Spaces | 0.72 | BIR | 7 | Residential Accommodation Space Group | 700 | Residential - Specific type not defined |  | Unknown | 0.00 | NO
City Accommodation_CA13-Village Units 46 - 51_First Floor_51.101 _ Stair | CA-CA13-01-51.101 | CA13-01-51.101-Stair | City Accommodation | CA | CA13 | Village Units 46 - 51 | 01 | First Floor | 51.101 | 99963 | Student Accommodation | 99939 | Unusable Spaces | 4.35 | Stair | 7 | Residential Accommodation Space Group | 700 | Residential - Specific type not defined |  | Unknown | 0.00 | NO
City Accommodation_CA13-Village Units 46 - 51_First Floor_51.102 _ Corr. | CA-CA13-01-51.102 | CA13-01-51.102-Corr. | City Accommodation | CA | CA13 | Village Units 46 - 51 | 01 | First Floor | 51.102 | 99963 | Student Accommodation | 99939 | Unusable Spaces | 7.87 | Corr. | 7 | Residential Accommodation Space Group | 700 | Residential - Specific type not defined |  | Unknown | 0.00 | NO
City Accommodation_CA13-Village Units 46 - 51_First Floor_51.103 _ Bedroom 4 | CA-CA13-01-51.103 | CA13-01-51.103-Bedroom 4 | City Accommodation | CA | CA13 | Village Units 46 - 51 | 01 | First Floor | 51.103 | 99963 | Student Accommodation | 99939 | Unusable Spaces | 16.8 | Bedroom 4 | 7 | Residential Accommodation Space Group | 700 | Residential - Specific type not defined |  | Unknown | 0.00 | NO
City Accommodation_CA13-Village Units 46 - 51_First Floor_51.103A _ BIR | CA-CA13-01-51.103A | CA13-01-51.103A-BIR | City Accommodation | CA | CA13 | Village Units 46 - 51 | 01 | First Floor | 51.103A | 99963 | Student Accommodation | 99939 | Unusable Spaces | 0.72 | BIR | 7 | Residential Accommodation Space Group | 700 | Residential - Specific type not defined |  | Unknown | 0.00 | NO
City Accommodation_CA13-Village Units 46 - 51_First Floor_51.104 _ Bathroom | CA-CA13-01-51.104 | CA13-01-51.104-Bathroom | City Accommodation | CA | CA13 | Village Units 46 - 51 | 01 | First Floor | 51.104 | 99963 | Student Accommodation | 99939 | Unusable Spaces | 5.1 | Bathroom | 7 | Residential Accommodation Space Group | 700 | Residential - Specific type not defined |  | Unknown | 0.00 | NO
City Accommodation_CA13-Village Units 46 - 51_First Floor_51.105 _ Bedroom 3 | CA-CA13-01-51.105 | CA13-01-51.105-Bedroom 3 | City Accommodation | CA | CA13 | Village Units 46 - 51 | 01 | First Floor | 51.105 | 99963 | Student Accommodation | 99939 | Unusable Spaces | 10.59 | Bedroom 3 | 7 | Residential Accommodation Space Group | 700 | Residential - Specific type not defined |  | Unknown | 0.00 | NO
City Accommodation_CA13-Village Units 46 - 51_First Floor_51.105A _ BIR | CA-CA13-01-51.105A | CA13-01-51.105A-BIR | City Accommodation | CA | CA13 | Village Units 46 - 51 | 01 | First Floor | 51.105A | 99963 | Student Accommodation | 99939 | Unusable Spaces | 0.67 | BIR | 7 | Residential Accommodation Space Group | 700 | Residential - Specific type not defined |  | Unknown | 0.00 | NO
City Accommodation_CA13-Village Units 46 - 51_First Floor_51.105B _ Deck | CA-CA13-01-51.105B | CA13-01-51.105B-Deck | City Accommodation | CA | CA13 | Village Units 46 - 51 | 01 | First Floor | 51.105B | 99963 | Student Accommodation | 99939 | Unusable Spaces | 3.34 | Deck | 7 | Residential Accommodation Space Group | 700 | Residential - Specific type not defined |  | Unknown | 0.00 | NO
City Accommodation_CA13-Village Units 46 - 51_Second Floor_46.201 _ Stair | CA-CA13-02-46.201 | CA13-02-46.201-Stair | City Accommodation | CA | CA13 | Village Units 46 - 51 | 02 | Second Floor | 46.201 | 99963 | Student Accommodation | 99939 | Unusable Spaces | 4.35 | Stair | 7 | Residential Accommodation Space Group | 700 | Residential - Specific type not defined |  | Unknown | 0.00 | NO
City Accommodation_CA13-Village Units 46 - 51_Second Floor_46.202 _ Corr. | CA-CA13-02-46.202 | CA13-02-46.202-Corr. | City Accommodation | CA | CA13 | Village Units 46 - 51 | 02 | Second Floor | 46.202 | 99963 | Student Accommodation | 99939 | Unusable Spaces | 3.01 | Corr. | 7 | Residential Accommodation Space Group | 700 | Residential - Specific type not defined |  | Unknown | 0.00 | NO
City Accommodation_CA13-Village Units 46 - 51_Second Floor_46.203 _ Kitchen / Dining | CA-CA13-02-46.203 | CA13-02-46.203-Kitchen / Dining | City Accommodation | CA | CA13 | Village Units 46 - 51 | 02 | Second Floor | 46.203 | 99963 | Student Accommodation | 99939 | Unusable Spaces | 22.25 | Kitchen / Dining | 7 | Residential Accommodation Space Group | 700 | Residential - Specific type not defined |  | Unknown | 0.00 | NO
City Accommodation_CA13-Village Units 46 - 51_Second Floor_46.204 _ Living | CA-CA13-02-46.204 | CA13-02-46.204-Living | City Accommodation | CA | CA13 | Village Units 46 - 51 | 02 | Second Floor | 46.204 | 99963 | Student Accommodation | 99939 | Unusable Spaces | 21.3 | Living | 7 | Residential Accommodation Space Group | 700 | Residential - Specific type not defined |  | Unknown | 0.00 | NO
City Accommodation_CA13-Village Units 46 - 51_Second Floor_46.204A _ Deck | CA-CA13-02-46.204A | CA13-02-46.204A-Deck | City Accommodation | CA | CA13 | Village Units 46 - 51 | 02 | Second Floor | 46.204A | 99963 | Student Accommodation | 99939 | Unusable Spaces | 2.91 | Deck | 7 | Residential Accommodation Space Group | 700 | Residential - Specific type not defined |  | Unknown | 0.00 | NO
City Accommodation_CA13-Village Units 46 - 51_Second Floor_46.205 _ Bedroom 7 | CA-CA13-02-46.205 | CA13-02-46.205-Bedroom 7 | City Accommodation | CA | CA13 | Village Units 46 - 51 | 02 | Second Floor | 46.205 | 99963 | Student Accommodation | 99939 | Unusable Spaces | 13.56 | Bedroom 7 | 7 | Residential Accommodation Space Group | 700 | Residential - Specific type not defined |  | Unknown | 0.00 | NO
City Accommodation_CA13-Village Units 46 - 51_Second Floor_46.205A _ BIR | CA-CA13-02-46.205A | CA13-02-46.205A-BIR | City Accommodation | CA | CA13 | Village Units 46 - 51 | 02 | Second Floor | 46.205A | 99963 | Student Accommodation | 99939 | Unusable Spaces | 0.67 | BIR | 7 | Residential Accommodation Space Group | 700 | Residential - Specific type not defined |  | Unknown | 0.00 | NO
City Accommodation_CA13-Village Units 46 - 51_Second Floor_46.205B _ BIR | CA-CA13-02-46.205B | CA13-02-46.205B-BIR | City Accommodation | CA | CA13 | Village Units 46 - 51 | 02 | Second Floor | 46.205B | 99963 | Student Accommodation | 99939 | Unusable Spaces | 0.67 | BIR | 7 | Residential Accommodation Space Group | 700 | Residential - Specific type not defined |  | Unknown | 0.00 | NO
City Accommodation_CA13-Village Units 46 - 51_Second Floor_46.206 _ Bathroom | CA-CA13-02-46.206 | CA13-02-46.206-Bathroom | City Accommodation | CA | CA13 | Village Units 46 - 51 | 02 | Second Floor | 46.206 | 99963 | Student Accommodation | 99939 | Unusable Spaces | 4.33 | Bathroom | 7 | Residential Accommodation Space Group | 700 | Residential - Specific type not defined |  | Unknown | 0.00 | NO
City Accommodation_CA13-Village Units 46 - 51_Second Floor_46.207 _ Deck | CA-CA13-02-46.207 | CA13-02-46.207-Deck | City Accommodation | CA | CA13 | Village Units 46 - 51 | 02 | Second Floor | 46.207 | 99963 | Student Accommodation | 99939 | Unusable Spaces | 4.06 | Deck | 7 | Residential Accommodation Space Group | 700 | Residential - Specific type not defined |  | Unknown | 0.00 | NO
City Accommodation_CA13-Village Units 46 - 51_Second Floor_47.201 _ Stair | CA-CA13-02-47.201 | CA13-02-47.201-Stair | City Accommodation | CA | CA13 | Village Units 46 - 51 | 02 | Second Floor | 47.201 | 99963 | Student Accommodation | 99939 | Unusable Spaces | 4.35 | Stair | 7 | Residential Accommodation Space Group | 700 | Residential - Specific type not defined |  | Unknown | 0.00 | NO
City Accommodation_CA13-Village Units 46 - 51_Second Floor_47.202 _ Kitchen / Dining | CA-CA13-02-47.202 | CA13-02-47.202-Kitchen / Dining | City Accommodation | CA | CA13 | Village Units 46 - 51 | 02 | Second Floor | 47.202 | 99963 | Student Accommodation | 99939 | Unusable Spaces | 22.25 | Kitchen / Dining | 7 | Residential Accommodation Space Group | 700 | Residential - Specific type not defined |  | Unknown | 0.00 | NO
City Accommodation_CA13-Village Units 46 - 51_Second Floor_47.203 _ Living | CA-CA13-02-47.203 | CA13-02-47.203-Living | City Accommodation | CA | CA13 | Village Units 46 - 51 | 02 | Second Floor | 47.203 | 99963 | Student Accommodation | 99939 | Unusable Spaces | 17.5 | Living | 7 | Residential Accommodation Space Group | 700 | Residential - Specific type not defined |  | Unknown | 0.00 | NO
City Accommodation_CA13-Village Units 46 - 51_Second Floor_47.203A _ Deck | CA-CA13-02-47.203A | CA13-02-47.203A-Deck | City Accommodation | CA | CA13 | Village Units 46 - 51 | 02 | Second Floor | 47.203A | 99963 | Student Accommodation | 99939 | Unusable Spaces | 5.54 | Deck | 7 | Residential Accommodation Space Group | 700 | Residential - Specific type not defined |  | Unknown | 0.00 | NO
City Accommodation_CA13-Village Units 46 - 51_Second Floor_48.201 _ Stair | CA-CA13-02-48.201 | CA13-02-48.201-Stair | City Accommodation | CA | CA13 | Village Units 46 - 51 | 02 | Second Floor | 48.201 | 99963 | Student Accommodation | 99939 | Unusable Spaces | 4.35 | Stair | 7 | Residential Accommodation Space Group | 700 | Residential - Specific type not defined |  | Unknown | 0.00 | NO
City Accommodation_CA13-Village Units 46 - 51_Second Floor_48.202 _ Living | CA-CA13-02-48.202 | CA13-02-48.202-Living | City Accommodation | CA | CA13 | Village Units 46 - 51 | 02 | Second Floor | 48.202 | 99963 | Student Accommodation | 99939 | Unusable Spaces | 17.5 | Living | 7 | Residential Accommodation Space Group | 700 | Residential - Specific type not defined |  | Unknown | 0.00 | NO
City Accommodation_CA13-Village Units 46 - 51_Second Floor_48.202A _ Deck | CA-CA13-02-48.202A | CA13-02-48.202A-Deck | City Accommodation | CA | CA13 | Village Units 46 - 51 | 02 | Second Floor | 48.202A | 99963 | Student Accommodation | 99939 | Unusable Spaces | 5.54 | Deck | 7 | Residential Accommodation Space Group | 700 | Residential - Specific type not defined |  | Unknown | 0.00 | NO
City Accommodation_CA13-Village Units 46 - 51_Second Floor_48.203 _ Kitchen / Dining | CA-CA13-02-48.203 | CA13-02-48.203-Kitchen / Dining | City Accommodation | CA | CA13 | Village Units 46 - 51 | 02 | Second Floor | 48.203 | 99963 | Student Accommodation | 99939 | Unusable Spaces | 22.25 | Kitchen / Dining | 7 | Residential Accommodation Space Group | 700 | Residential - Specific type not defined |  | Unknown | 0.00 | NO
City Accommodation_CA13-Village Units 46 - 51_Second Floor_49.201 _ Stair | CA-CA13-02-49.201 | CA13-02-49.201-Stair | City Accommodation | CA | CA13 | Village Units 46 - 51 | 02 | Second Floor | 49.201 | 99963 | Student Accommodation | 99939 | Unusable Spaces | 4.35 | Stair | 7 | Residential Accommodation Space Group | 700 | Residential - Specific type not defined |  | Unknown | 0.00 | NO
City Accommodation_CA13-Village Units 46 - 51_Second Floor_49.202 _ Kitchen / Dining | CA-CA13-02-49.202 | CA13-02-49.202-Kitchen / Dining | City Accommodation | CA | CA13 | Village Units 46 - 51 | 02 | Second Floor | 49.202 | 99963 | Student Accommodation | 99939 | Unusable Spaces | 22.25 | Kitchen / Dining | 7 | Residential Accommodation Space Group | 700 | Residential - Specific type not defined |  | Unknown | 0.00 | NO
City Accommodation_CA13-Village Units 46 - 51_Second Floor_49.203 _ Living | CA-CA13-02-49.203 | CA13-02-49.203-Living | City Accommodation | CA | CA13 | Village Units 46 - 51 | 02 | Second Floor | 49.203 | 99963 | Student Accommodation | 99939 | Unusable Spaces | 17.5 | Living | 7 | Residential Accommodation Space Group | 700 | Residential - Specific type not defined |  | Unknown | 0.00 | NO
City Accommodation_CA13-Village Units 46 - 51_Second Floor_49.203A _ Deck | CA-CA13-02-49.203A | CA13-02-49.203A-Deck | City Accommodation | CA | CA13 | Village Units 46 - 51 | 02 | Second Floor | 49.203A | 99963 | Student Accommodation | 99939 | Unusable Spaces | 5.54 | Deck | 7 | Residential Accommodation Space Group | 700 | Residential - Specific type not defined |  | Unknown | 0.00 | NO
City Accommodation_CA13-Village Units 46 - 51_Second Floor_50.201 _ Stair | CA-CA13-02-50.201 | CA13-02-50.201-Stair | City Accommodation | CA | CA13 | Village Units 46 - 51 | 02 | Second Floor | 50.201 | 99963 | Student Accommodation | 99939 | Unusable Spaces | 4.35 | Stair | 7 | Residential Accommodation Space Group | 700 | Residential - Specific type not defined |  | Unknown | 0.00 | NO
City Accommodation_CA13-Village Units 46 - 51_Second Floor_50.202 _ Kitchen / Dining | CA-CA13-02-50.202 | CA13-02-50.202-Kitchen / Dining | City Accommodation | CA | CA13 | Village Units 46 - 51 | 02 | Second Floor | 50.202 | 99963 | Student Accommodation | 99939 | Unusable Spaces | 22.25 | Kitchen / Dining | 7 | Residential Accommodation Space Group | 700 | Residential - Specific type not defined |  | Unknown | 0.00 | NO
City Accommodation_CA13-Village Units 46 - 51_Second Floor_50.203 _ Living | CA-CA13-02-50.203 | CA13-02-50.203-Living | City Accommodation | CA | CA13 | Village Units 46 - 51 | 02 | Second Floor | 50.203 | 99963 | Student Accommodation | 99939 | Unusable Spaces | 17.5 | Living | 7 | Residential Accommodation Space Group | 700 | Residential - Specific type not defined |  | Unknown | 0.00 | NO
City Accommodation_CA13-Village Units 46 - 51_Second Floor_50.203A _ Deck | CA-CA13-02-50.203A | CA13-02-50.203A-Deck | City Accommodation | CA | CA13 | Village Units 46 - 51 | 02 | Second Floor | 50.203A | 99963 | Student Accommodation | 99939 | Unusable Spaces | 5.54 | Deck | 7 | Residential Accommodation Space Group | 700 | Residential - Specific type not defined |  | Unknown | 0.00 | NO
City Accommodation_CA13-Village Units 46 - 51_Second Floor_51.201 _ Stair | CA-CA13-02-51.201 | CA13-02-51.201-Stair | City Accommodation | CA | CA13 | Village Units 46 - 51 | 02 | Second Floor | 51.201 | 99963 | Student Accommodation | 99939 | Unusable Spaces | 4.35 | Stair | 7 | Residential Accommodation Space Group | 700 | Residential - Specific type not defined |  | Unknown | 0.00 | NO
City Accommodation_CA13-Village Units 46 - 51_Second Floor_51.202 _ Living | CA-CA13-02-51.202 | CA13-02-51.202-Living | City Accommodation | CA | CA13 | Village Units 46 - 51 | 02 | Second Floor | 51.202 | 99963 | Student Accommodation | 99939 | Unusable Spaces | 17.5 | Living | 7 | Residential Accommodation Space Group | 700 | Residential - Specific type not defined |  | Unknown | 0.00 | NO
City Accommodation_CA13-Village Units 46 - 51_Second Floor_51.202A _ Deck | CA-CA13-02-51.202A | CA13-02-51.202A-Deck | City Accommodation | CA | CA13 | Village Units 46 - 51 | 02 | Second Floor | 51.202A | 99963 | Student Accommodation | 99939 | Unusable Spaces | 5.54 | Deck | 7 | Residential Accommodation Space Group | 700 | Residential - Specific type not defined |  | Unknown | 0.00 | NO
City Accommodation_CA13-Village Units 46 - 51_Second Floor_51.203 _ Kitchen / Dining | CA-CA13-02-51.203 | CA13-02-51.203-Kitchen / Dining | City Accommodation | CA | CA13 | Village Units 46 - 51 | 02 | Second Floor | 51.203 | 99963 | Student Accommodation | 99939 | Unusable Spaces | 22.25 | Kitchen / Dining | 7 | Residential Accommodation Space Group | 700 | Residential - Specific type not defined |  | Unknown | 0.00 | NO
City Accommodation_CA13-Village Units 46 - 51_Third Floor_46.301 _ Stair | CA-CA13-03-46.301 | CA13-03-46.301-Stair | City Accommodation | CA | CA13 | Village Units 46 - 51 | 03 | Third Floor | 46.301 | 99963 | Student Accommodation | 99939 | Unusable Spaces | 4.25 | Stair | 7 | Residential Accommodation Space Group | 700 | Residential - Specific type not defined |  | Unknown | 0.00 | NO
City Accommodation_CA13-Village Units 46 - 51_Third Floor_46.302 _ Corr. | CA-CA13-03-46.302 | CA13-03-46.302-Corr. | City Accommodation | CA | CA13 | Village Units 46 - 51 | 03 | Third Floor | 46.302 | 99963 | Student Accommodation | 99939 | Unusable Spaces | 2 | Corr. | 7 | Residential Accommodation Space Group | 700 | Residential - Specific type not defined |  | Unknown | 0.00 | NO
City Accommodation_CA13-Village Units 46 - 51_Third Floor_46.303 _ Bedroom 8 | CA-CA13-03-46.303 | CA13-03-46.303-Bedroom 8 | City Accommodation | CA | CA13 | Village Units 46 - 51 | 03 | Third Floor | 46.303 | 99963 | Student Accommodation | 99939 | Unusable Spaces | 16.8 | Bedroom 8 | 7 | Residential Accommodation Space Group | 700 | Residential - Specific type not defined |  | Unknown | 0.00 | NO
City Accommodation_CA13-Village Units 46 - 51_Third Floor_46.303A _ BIR | CA-CA13-03-46.303A | CA13-03-46.303A-BIR | City Accommodation | CA | CA13 | Village Units 46 - 51 | 03 | Third Floor | 46.303A | 99963 | Student Accommodation | 99939 | Unusable Spaces | 0.72 | BIR | 7 | Residential Accommodation Space Group | 700 | Residential - Specific type not defined |  | Unknown | 0.00 | NO
City Accommodation_CA13-Village Units 46 - 51_Third Floor_46.304 _ Bathroom | CA-CA13-03-46.304 | CA13-03-46.304-Bathroom | City Accommodation | CA | CA13 | Village Units 46 - 51 | 03 | Third Floor | 46.304 | 99963 | Student Accommodation | 99939 | Unusable Spaces | 4.86 | Bathroom | 7 | Residential Accommodation Space Group | 700 | Residential - Specific type not defined |  | Unknown | 0.00 | NO
City Accommodation_CA13-Village Units 46 - 51_Third Floor_46.305 _ Roof Deck | CA-CA13-03-46.305 | CA13-03-46.305-Roof Deck | City Accommodation | CA | CA13 | Village Units 46 - 51 | 03 | Third Floor | 46.305 | 99963 | Student Accommodation | 99939 | Unusable Spaces | 17.63 | Roof Deck | 7 | Residential Accommodation Space Group | 700 | Residential - Specific type not defined |  | Unknown | 0.00 | NO
City Accommodation_CA13-Village Units 46 - 51_Third Floor_47.301 _ Stair | CA-CA13-03-47.301 | CA13-03-47.301-Stair | City Accommodation | CA | CA13 | Village Units 46 - 51 | 03 | Third Floor | 47.301 | 99963 | Student Accommodation | 99939 | Unusable Spaces | 4.25 | Stair | 7 | Residential Accommodation Space Group | 700 | Residential - Specific type not defined |  | Unknown | 0.00 | NO
City Accommodation_CA13-Village Units 46 - 51_Third Floor_47.302 _ Corr. | CA-CA13-03-47.302 | CA13-03-47.302-Corr. | City Accommodation | CA | CA13 | Village Units 46 - 51 | 03 | Third Floor | 47.302 | 99963 | Student Accommodation | 99939 | Unusable Spaces | 2 | Corr. | 7 | Residential Accommodation Space Group | 700 | Residential - Specific type not defined |  | Unknown | 0.00 | NO
City Accommodation_CA13-Village Units 46 - 51_Third Floor_47.303 _ Bedroom 5 | CA-CA13-03-47.303 | CA13-03-47.303-Bedroom 5 | City Accommodation | CA | CA13 | Village Units 46 - 51 | 03 | Third Floor | 47.303 | 99963 | Student Accommodation | 99939 | Unusable Spaces | 16.8 | Bedroom 5 | 7 | Residential Accommodation Space Group | 700 | Residential - Specific type not defined |  | Unknown | 0.00 | NO
City Accommodation_CA13-Village Units 46 - 51_Third Floor_47.303A _ BIR | CA-CA13-03-47.303A | CA13-03-47.303A-BIR | City Accommodation | CA | CA13 | Village Units 46 - 51 | 03 | Third Floor | 47.303A | 99963 | Student Accommodation | 99939 | Unusable Spaces | 0.72 | BIR | 7 | Residential Accommodation Space Group | 700 | Residential - Specific type not defined |  | Unknown | 0.00 | NO
City Accommodation_CA13-Village Units 46 - 51_Third Floor_47.304 _ Bathroom | CA-CA13-03-47.304 | CA13-03-47.304-Bathroom | City Accommodation | CA | CA13 | Village Units 46 - 51 | 03 | Third Floor | 47.304 | 99963 | Student Accommodation | 99939 | Unusable Spaces | 4.86 | Bathroom | 7 | Residential Accommodation Space Group | 700 | Residential - Specific type not defined |  | Unknown | 0.00 | NO
City Accommodation_CA13-Village Units 46 - 51_Third Floor_47.305 _ Roof Deck | CA-CA13-03-47.305 | CA13-03-47.305-Roof Deck | City Accommodation | CA | CA13 | Village Units 46 - 51 | 03 | Third Floor | 47.305 | 99963 | Student Accommodation | 99939 | Unusable Spaces | 17.63 | Roof Deck | 7 | Residential Accommodation Space Group | 700 | Residential - Specific type not defined |  | Unknown | 0.00 | NO
City Accommodation_CA13-Village Units 46 - 51_Third Floor_48.301 _ Stair | CA-CA13-03-48.301 | CA13-03-48.301-Stair | City Accommodation | CA | CA13 | Village Units 46 - 51 | 03 | Third Floor | 48.301 | 99963 | Student Accommodation | 99939 | Unusable Spaces | 4.25 | Stair | 7 | Residential Accommodation Space Group | 700 | Residential - Specific type not defined |  | Unknown | 0.00 | NO
City Accommodation_CA13-Village Units 46 - 51_Third Floor_48.302 _ Corr. | CA-CA13-03-48.302 | CA13-03-48.302-Corr. | City Accommodation | CA | CA13 | Village Units 46 - 51 | 03 | Third Floor | 48.302 | 99963 | Student Accommodation | 99939 | Unusable Spaces | 2 | Corr. | 7 | Residential Accommodation Space Group | 700 | Residential - Specific type not defined |  | Unknown | 0.00 | NO
City Accommodation_CA13-Village Units 46 - 51_Third Floor_48.303 _ Bedroom 5 | CA-CA13-03-48.303 | CA13-03-48.303-Bedroom 5 | City Accommodation | CA | CA13 | Village Units 46 - 51 | 03 | Third Floor | 48.303 | 99963 | Student Accommodation | 99939 | Unusable Spaces | 16.8 | Bedroom 5 | 7 | Residential Accommodation Space Group | 700 | Residential - Specific type not defined |  | Unknown | 0.00 | NO
City Accommodation_CA13-Village Units 46 - 51_Third Floor_48.303A _ BIR | CA-CA13-03-48.303A | CA13-03-48.303A-BIR | City Accommodation | CA | CA13 | Village Units 46 - 51 | 03 | Third Floor | 48.303A | 99963 | Student Accommodation | 99939 | Unusable Spaces | 0.72 | BIR | 7 | Residential Accommodation Space Group | 700 | Residential - Specific type not defined |  | Unknown | 0.00 | NO
City Accommodation_CA13-Village Units 46 - 51_Third Floor_48.304 _ Bathroom | CA-CA13-03-48.304 | CA13-03-48.304-Bathroom | City Accommodation | CA | CA13 | Village Units 46 - 51 | 03 | Third Floor | 48.304 | 99963 | Student Accommodation | 99939 | Unusable Spaces | 4.86 | Bathroom | 7 | Residential Accommodation Space Group | 700 | Residential - Specific type not defined |  | Unknown | 0.00 | NO
City Accommodation_CA13-Village Units 46 - 51_Third Floor_48.305 _ Roof Deck | CA-CA13-03-48.305 | CA13-03-48.305-Roof Deck | City Accommodation | CA | CA13 | Village Units 46 - 51 | 03 | Third Floor | 48.305 | 99963 | Student Accommodation | 99939 | Unusable Spaces | 17.63 | Roof Deck | 7 | Residential Accommodation Space Group | 700 | Residential - Specific type not defined |  | Unknown | 0.00 | NO
City Accommodation_CA13-Village Units 46 - 51_Third Floor_49.301 _ Stair | CA-CA13-03-49.301 | CA13-03-49.301-Stair | City Accommodation | CA | CA13 | Village Units 46 - 51 | 03 | Third Floor | 49.301 | 99963 | Student Accommodation | 99939 | Unusable Spaces | 4.25 | Stair | 7 | Residential Accommodation Space Group | 700 | Residential - Specific type not defined |  | Unknown | 0.00 | NO
City Accommodation_CA13-Village Units 46 - 51_Third Floor_49.302 _ Corr. | CA-CA13-03-49.302 | CA13-03-49.302-Corr. | City Accommodation | CA | CA13 | Village Units 46 - 51 | 03 | Third Floor | 49.302 | 99963 | Student Accommodation | 99939 | Unusable Spaces | 2 | Corr. | 7 | Residential Accommodation Space Group | 700 | Residential - Specific type not defined |  | Unknown | 0.00 | NO
City Accommodation_CA13-Village Units 46 - 51_Third Floor_49.303 _ Bedroom 5 | CA-CA13-03-49.303 | CA13-03-49.303-Bedroom 5 | City Accommodation | CA | CA13 | Village Units 46 - 51 | 03 | Third Floor | 49.303 | 99963 | Student Accommodation | 99939 | Unusable Spaces | 16.8 | Bedroom 5 | 7 | Residential Accommodation Space Group | 700 | Residential - Specific type not defined |  | Unknown | 0.00 | NO
City Accommodation_CA13-Village Units 46 - 51_Third Floor_49.303A _ BIR | CA-CA13-03-49.303A | CA13-03-49.303A-BIR | City Accommodation | CA | CA13 | Village Units 46 - 51 | 03 | Third Floor | 49.303A | 99963 | Student Accommodation | 99939 | Unusable Spaces | 0.72 | BIR | 7 | Residential Accommodation Space Group | 700 | Residential - Specific type not defined |  | Unknown | 0.00 | NO
City Accommodation_CA13-Village Units 46 - 51_Third Floor_49.304 _ Bathroom | CA-CA13-03-49.304 | CA13-03-49.304-Bathroom | City Accommodation | CA | CA13 | Village Units 46 - 51 | 03 | Third Floor | 49.304 | 99963 | Student Accommodation | 99939 | Unusable Spaces | 4.86 | Bathroom | 7 | Residential Accommodation Space Group | 700 | Residential - Specific type not defined |  | Unknown | 0.00 | NO
City Accommodation_CA13-Village Units 46 - 51_Third Floor_49.305 _ Deck | CA-CA13-03-49.305 | CA13-03-49.305-Deck | City Accommodation | CA | CA13 | Village Units 46 - 51 | 03 | Third Floor | 49.305 | 99963 | Student Accommodation | 99939 | Unusable Spaces | 17.63 | Deck | 7 | Residential Accommodation Space Group | 700 | Residential - Specific type not defined |  | Unknown | 0.00 | NO
City Accommodation_CA13-Village Units 46 - 51_Third Floor_50.301 _ Stair | CA-CA13-03-50.301 | CA13-03-50.301-Stair | City Accommodation | CA | CA13 | Village Units 46 - 51 | 03 | Third Floor | 50.301 | 99963 | Student Accommodation | 99939 | Unusable Spaces | 4.25 | Stair | 7 | Residential Accommodation Space Group | 700 | Residential - Specific type not defined |  | Unknown | 0.00 | NO
City Accommodation_CA13-Village Units 46 - 51_Third Floor_50.302 _ Corr. | CA-CA13-03-50.302 | CA13-03-50.302-Corr. | City Accommodation | CA | CA13 | Village Units 46 - 51 | 03 | Third Floor | 50.302 | 99963 | Student Accommodation | 99939 | Unusable Spaces | 2 | Corr. | 7 | Residential Accommodation Space Group | 700 | Residential - Specific type not defined |  | Unknown | 0.00 | NO
City Accommodation_CA13-Village Units 46 - 51_Third Floor_50.303 _ Bedroom 5 | CA-CA13-03-50.303 | CA13-03-50.303-Bedroom 5 | City Accommodation | CA | CA13 | Village Units 46 - 51 | 03 | Third Floor | 50.303 | 99963 | Student Accommodation | 99939 | Unusable Spaces | 16.8 | Bedroom 5 | 7 | Residential Accommodation Space Group | 700 | Residential - Specific type not defined |  | Unknown | 0.00 | NO
City Accommodation_CA13-Village Units 46 - 51_Third Floor_50.303A _ BIR | CA-CA13-03-50.303A | CA13-03-50.303A-BIR | City Accommodation | CA | CA13 | Village Units 46 - 51 | 03 | Third Floor | 50.303A | 99963 | Student Accommodation | 99939 | Unusable Spaces | 0.72 | BIR | 7 | Residential Accommodation Space Group | 700 | Residential - Specific type not defined |  | Unknown | 0.00 | NO
City Accommodation_CA13-Village Units 46 - 51_Third Floor_50.304 _ Bathroom | CA-CA13-03-50.304 | CA13-03-50.304-Bathroom | City Accommodation | CA | CA13 | Village Units 46 - 51 | 03 | Third Floor | 50.304 | 99963 | Student Accommodation | 99939 | Unusable Spaces | 4.86 | Bathroom | 7 | Residential Accommodation Space Group | 700 | Residential - Specific type not defined |  | Unknown | 0.00 | NO
City Accommodation_CA13-Village Units 46 - 51_Third Floor_50.305 _ Deck | CA-CA13-03-50.305 | CA13-03-50.305-Deck | City Accommodation | CA | CA13 | Village Units 46 - 51 | 03 | Third Floor | 50.305 | 99963 | Student Accommodation | 99939 | Unusable Spaces | 17.63 | Deck | 7 | Residential Accommodation Space Group | 700 | Residential - Specific type not defined |  | Unknown | 0.00 | NO
City Accommodation_CA13-Village Units 46 - 51_Third Floor_51.301 _ Stair | CA-CA13-03-51.301 | CA13-03-51.301-Stair | City Accommodation | CA | CA13 | Village Units 46 - 51 | 03 | Third Floor | 51.301 | 99963 | Student Accommodation | 99939 | Unusable Spaces | 4.25 | Stair | 7 | Residential Accommodation Space Group | 700 | Residential - Specific type not defined |  | Unknown | 0.00 | NO
City Accommodation_CA13-Village Units 46 - 51_Third Floor_51.302 _ Corr. | CA-CA13-03-51.302 | CA13-03-51.302-Corr. | City Accommodation | CA | CA13 | Village Units 46 - 51 | 03 | Third Floor | 51.302 | 99963 | Student Accommodation | 99939 | Unusable Spaces | 2 | Corr. | 7 | Residential Accommodation Space Group | 700 | Residential - Specific type not defined |  | Unknown | 0.00 | NO
City Accommodation_CA13-Village Units 46 - 51_Third Floor_51.303 _ Bedroom 5 | CA-CA13-03-51.303 | CA13-03-51.303-Bedroom 5 | City Accommodation | CA | CA13 | Village Units 46 - 51 | 03 | Third Floor | 51.303 | 99963 | Student Accommodation | 99939 | Unusable Spaces | 16.8 | Bedroom 5 | 7 | Residential Accommodation Space Group | 700 | Residential - Specific type not defined |  | Unknown | 0.00 | NO
City Accommodation_CA13-Village Units 46 - 51_Third Floor_51.303A _ BIR | CA-CA13-03-51.303A | CA13-03-51.303A-BIR | City Accommodation | CA | CA13 | Village Units 46 - 51 | 03 | Third Floor | 51.303A | 99963 | Student Accommodation | 99939 | Unusable Spaces | 0.72 | BIR | 7 | Residential Accommodation Space Group | 700 | Residential - Specific type not defined |  | Unknown | 0.00 | NO
City Accommodation_CA13-Village Units 46 - 51_Third Floor_51.304 _ Bathroom | CA-CA13-03-51.304 | CA13-03-51.304-Bathroom | City Accommodation | CA | CA13 | Village Units 46 - 51 | 03 | Third Floor | 51.304 | 99963 | Student Accommodation | 99939 | Unusable Spaces | 4.86 | Bathroom | 7 | Residential Accommodation Space Group | 700 | Residential - Specific type not defined |  | Unknown | 0.00 | NO
City Accommodation_CA13-Village Units 46 - 51_Third Floor_51.305 _ Deck | CA-CA13-03-51.305 | CA13-03-51.305-Deck | City Accommodation | CA | CA13 | Village Units 46 - 51 | 03 | Third Floor | 51.305 | 99963 | Student Accommodation | 99939 | Unusable Spaces | 17.63 | Deck | 7 | Residential Accommodation Space Group | 700 | Residential - Specific type not defined |  | Unknown | 0.00 | NO
City Accommodation_CA13-Village Units 46 - 51_Ground Floor_46.G01 _ Porch | CA-CA13-GN-46.G01 | CA13-GN-46.G01-Porch | City Accommodation | CA | CA13 | Village Units 46 - 51 | GN | Ground Floor | 46.G01 | 99963 | Student Accommodation | 99939 | Unusable Spaces | 3.3 | Porch | 7 | Residential Accommodation Space Group | 700 | Residential - Specific type not defined |  | Unknown | 0.00 | NO
City Accommodation_CA13-Village Units 46 - 51_Ground Floor_46.G02 _ Stair | CA-CA13-GN-46.G02 | CA13-GN-46.G02-Stair | City Accommodation | CA | CA13 | Village Units 46 - 51 | GN | Ground Floor | 46.G02 | 99963 | Student Accommodation | 99939 | Unusable Spaces | 2.93 | Stair | 7 | Residential Accommodation Space Group | 700 | Residential - Specific type not defined |  | Unknown | 0.00 | NO
City Accommodation_CA13-Village Units 46 - 51_Ground Floor_46.G03 _ Corr. | CA-CA13-GN-46.G03 | CA13-GN-46.G03-Corr. | City Accommodation | CA | CA13 | Village Units 46 - 51 | GN | Ground Floor | 46.G03 | 99963 | Student Accommodation | 99939 | Unusable Spaces | 10.94 | Corr. | 7 | Residential Accommodation Space Group | 700 | Residential - Specific type not defined |  | Unknown | 0.00 | NO
City Accommodation_CA13-Village Units 46 - 51_Ground Floor_46.G03A _ Linen | CA-CA13-GN-46.G03A | CA13-GN-46.G03A-Linen | City Accommodation | CA | CA13 | Village Units 46 - 51 | GN | Ground Floor | 46.G03A | 99963 | Student Accommodation | 99939 | Unusable Spaces | 0.49 | Linen | 7 | Residential Accommodation Space Group | 700 | Residential - Specific type not defined |  | Unknown | 0.00 | NO
City Accommodation_CA13-Village Units 46 - 51_Ground Floor_46.G04 _ Ldry | CA-CA13-GN-46.G04 | CA13-GN-46.G04-Ldry | City Accommodation | CA | CA13 | Village Units 46 - 51 | GN | Ground Floor | 46.G04 | 99963 | Student Accommodation | 99939 | Unusable Spaces | 1.08 | Ldry | 7 | Residential Accommodation Space Group | 700 | Residential - Specific type not defined |  | Unknown | 0.00 | NO
City Accommodation_CA13-Village Units 46 - 51_Ground Floor_46.G05 _ Bedroom 1 | CA-CA13-GN-46.G05 | CA13-GN-46.G05-Bedroom 1 | City Accommodation | CA | CA13 | Village Units 46 - 51 | GN | Ground Floor | 46.G05 | 99963 | Student Accommodation | 99939 | Unusable Spaces | 16.08 | Bedroom 1 | 7 | Residential Accommodation Space Group | 700 | Residential - Specific type not defined |  | Unknown | 0.00 | NO
City Accommodation_CA13-Village Units 46 - 51_Ground Floor_46.G05A _ BIR | CA-CA13-GN-46.G05A | CA13-GN-46.G05A-BIR | City Accommodation | CA | CA13 | Village Units 46 - 51 | GN | Ground Floor | 46.G05A | 99963 | Student Accommodation | 99939 | Unusable Spaces | 0.67 | BIR | 7 | Residential Accommodation Space Group | 700 | Residential - Specific type not defined |  | Unknown | 0.00 | NO
City Accommodation_CA13-Village Units 46 - 51_Ground Floor_46.G06 _ HWS | CA-CA13-GN-46.G06 | CA13-GN-46.G06-HWS | City Accommodation | CA | CA13 | Village Units 46 - 51 | GN | Ground Floor | 46.G06 | 99963 | Student Accommodation | 99939 | Unusable Spaces | 0.73 | HWS | 7 | Residential Accommodation Space Group | 700 | Residential - Specific type not defined |  | Unknown | 0.00 | NO
City Accommodation_CA13-Village Units 46 - 51_Ground Floor_46.G07 _ Bathroom | CA-CA13-GN-46.G07 | CA13-GN-46.G07-Bathroom | City Accommodation | CA | CA13 | Village Units 46 - 51 | GN | Ground Floor | 46.G07 | 99963 | Student Accommodation | 99939 | Unusable Spaces | 5.14 | Bathroom | 7 | Residential Accommodation Space Group | 700 | Residential - Specific type not defined |  | Unknown | 0.00 | NO
City Accommodation_CA13-Village Units 46 - 51_Ground Floor_46.G08 _ Bedroom 2 | CA-CA13-GN-46.G08 | CA13-GN-46.G08-Bedroom 2 | City Accommodation | CA | CA13 | Village Units 46 - 51 | GN | Ground Floor | 46.G08 | 99963 | Student Accommodation | 99939 | Unusable Spaces | 10.59 | Bedroom 2 | 7 | Residential Accommodation Space Group | 700 | Residential - Specific type not defined |  | Unknown | 0.00 | NO
City Accommodation_CA13-Village Units 46 - 51_Ground Floor_46.G08A _ BIR | CA-CA13-GN-46.G08A | CA13-GN-46.G08A-BIR | City Accommodation | CA | CA13 | Village Units 46 - 51 | GN | Ground Floor | 46.G08A | 99963 | Student Accommodation | 99939 | Unusable Spaces | 0.67 | BIR | 7 | Residential Accommodation Space Group | 700 | Residential - Specific type not defined |  | Unknown | 0.00 | NO
City Accommodation_CA13-Village Units 46 - 51_Ground Floor_46.G09 _ Courtyard | CA-CA13-GN-46.G09 | CA13-GN-46.G09-Courtyard | City Accommodation | CA | CA13 | Village Units 46 - 51 | GN | Ground Floor | 46.G09 | 99963 | Student Accommodation | 99939 | Unusable Spaces | 8.67 | Courtyard | 7 | Residential Accommodation Space Group | 700 | Residential - Specific type not defined |  | Unknown | 0.00 | NO
City Accommodation_CA13-Village Units 46 - 51_Ground Floor_46.G10 _ Bedroom 3 | CA-CA13-GN-46.G10 | CA13-GN-46.G10-Bedroom 3 | City Accommodation | CA | CA13 | Village Units 46 - 51 | GN | Ground Floor | 46.G10 | 99963 | Student Accommodation | 99939 | Unusable Spaces | 13.56 | Bedroom 3 | 7 | Residential Accommodation Space Group | 700 | Residential - Specific type not defined |  | Unknown | 0.00 | NO
City Accommodation_CA13-Village Units 46 - 51_Ground Floor_46.G10A _ BIR | CA-CA13-GN-46.G10A | CA13-GN-46.G10A-BIR | City Accommodation | CA | CA13 | Village Units 46 - 51 | GN | Ground Floor | 46.G10A | 99963 | Student Accommodation | 99939 | Unusable Spaces | 0.67 | BIR | 7 | Residential Accommodation Space Group | 700 | Residential - Specific type not defined |  | Unknown | 0.00 | NO
City Accommodation_CA13-Village Units 46 - 51_Ground Floor_46.G10B _ BIR | CA-CA13-GN-46.G10B | CA13-GN-46.G10B-BIR | City Accommodation | CA | CA13 | Village Units 46 - 51 | GN | Ground Floor | 46.G10B | 99963 | Student Accommodation | 99939 | Unusable Spaces | 0.67 | BIR | 7 | Residential Accommodation Space Group | 700 | Residential - Specific type not defined |  | Unknown | 0.00 | NO
City Accommodation_CA13-Village Units 46 - 51_Ground Floor_46.G11 _ Bathroom | CA-CA13-GN-46.G11 | CA13-GN-46.G11-Bathroom | City Accommodation | CA | CA13 | Village Units 46 - 51 | GN | Ground Floor | 46.G11 | 99963 | Student Accommodation | 99939 | Unusable Spaces | 4.33 | Bathroom | 7 | Residential Accommodation Space Group | 700 | Residential - Specific type not defined |  | Unknown | 0.00 | NO
City Accommodation_CA13-Village Units 46 - 51_Ground Floor_47.G01 _ Porch | CA-CA13-GN-47.G01 | CA13-GN-47.G01-Porch | City Accommodation | CA | CA13 | Village Units 46 - 51 | GN | Ground Floor | 47.G01 | 99963 | Student Accommodation | 99939 | Unusable Spaces | 1.98 | Porch | 7 | Residential Accommodation Space Group | 700 | Residential - Specific type not defined |  | Unknown | 0.00 | NO
City Accommodation_CA13-Village Units 46 - 51_Ground Floor_47.G02 _ Stair | CA-CA13-GN-47.G02 | CA13-GN-47.G02-Stair | City Accommodation | CA | CA13 | Village Units 46 - 51 | GN | Ground Floor | 47.G02 | 99963 | Student Accommodation | 99939 | Unusable Spaces | 2.93 | Stair | 7 | Residential Accommodation Space Group | 700 | Residential - Specific type not defined |  | Unknown | 0.00 | NO
City Accommodation_CA13-Village Units 46 - 51_Ground Floor_47.G03 _ Corr. | CA-CA13-GN-47.G03 | CA13-GN-47.G03-Corr. | City Accommodation | CA | CA13 | Village Units 46 - 51 | GN | Ground Floor | 47.G03 | 99963 | Student Accommodation | 99939 | Unusable Spaces | 5.9 | Corr. | 7 | Residential Accommodation Space Group | 700 | Residential - Specific type not defined |  | Unknown | 0.00 | NO
City Accommodation_CA13-Village Units 46 - 51_Ground Floor_47.G03A _ Linen | CA-CA13-GN-47.G03A | CA13-GN-47.G03A-Linen | City Accommodation | CA | CA13 | Village Units 46 - 51 | GN | Ground Floor | 47.G03A | 99963 | Student Accommodation | 99939 | Unusable Spaces | 0.49 | Linen | 7 | Residential Accommodation Space Group | 700 | Residential - Specific type not defined |  | Unknown | 0.00 | NO
City Accommodation_CA13-Village Units 46 - 51_Ground Floor_47.G04 _ Ldry | CA-CA13-GN-47.G04 | CA13-GN-47.G04-Ldry | City Accommodation | CA | CA13 | Village Units 46 - 51 | GN | Ground Floor | 47.G04 | 99963 | Student Accommodation | 99939 | Unusable Spaces | 1.08 | Ldry | 7 | Residential Accommodation Space Group | 700 | Residential - Specific type not defined |  | Unknown | 0.00 | NO
City Accommodation_CA13-Village Units 46 - 51_Ground Floor_47.G05 _ Bedroom 2 | CA-CA13-GN-47.G05 | CA13-GN-47.G05-Bedroom 2 | City Accommodation | CA | CA13 | Village Units 46 - 51 | GN | Ground Floor | 47.G05 | 99963 | Student Accommodation | 99939 | Unusable Spaces | 16.08 | Bedroom 2 | 7 | Residential Accommodation Space Group | 700 | Residential - Specific type not defined |  | Unknown | 0.00 | NO
City Accommodation_CA13-Village Units 46 - 51_Ground Floor_47.G05A _ BIR | CA-CA13-GN-47.G05A | CA13-GN-47.G05A-BIR | City Accommodation | CA | CA13 | Village Units 46 - 51 | GN | Ground Floor | 47.G05A | 99963 | Student Accommodation | 99939 | Unusable Spaces | 0.67 | BIR | 7 | Residential Accommodation Space Group | 700 | Residential - Specific type not defined |  | Unknown | 0.00 | NO
City Accommodation_CA13-Village Units 46 - 51_Ground Floor_47.G06 _ HWS | CA-CA13-GN-47.G06 | CA13-GN-47.G06-HWS | City Accommodation | CA | CA13 | Village Units 46 - 51 | GN | Ground Floor | 47.G06 | 99963 | Student Accommodation | 99939 | Unusable Spaces | 0.73 | HWS | 7 | Residential Accommodation Space Group | 700 | Residential - Specific type not defined |  | Unknown | 0.00 | NO
City Accommodation_CA13-Village Units 46 - 51_Ground Floor_47.G07 _ Bathroom 1 | CA-CA13-GN-47.G07 | CA13-GN-47.G07-Bathroom 1 | City Accommodation | CA | CA13 | Village Units 46 - 51 | GN | Ground Floor | 47.G07 | 99963 | Student Accommodation | 99939 | Unusable Spaces | 5.14 | Bathroom 1 | 7 | Residential Accommodation Space Group | 700 | Residential - Specific type not defined |  | Unknown | 0.00 | NO
City Accommodation_CA13-Village Units 46 - 51_Ground Floor_47.G08 _ Bedroom 1 | CA-CA13-GN-47.G08 | CA13-GN-47.G08-Bedroom 1 | City Accommodation | CA | CA13 | Village Units 46 - 51 | GN | Ground Floor | 47.G08 | 99963 | Student Accommodation | 99939 | Unusable Spaces | 10.59 | Bedroom 1 | 7 | Residential Accommodation Space Group | 700 | Residential - Specific type not defined |  | Unknown | 0.00 | NO
City Accommodation_CA13-Village Units 46 - 51_Ground Floor_47.G08A _ BIR | CA-CA13-GN-47.G08A | CA13-GN-47.G08A-BIR | City Accommodation | CA | CA13 | Village Units 46 - 51 | GN | Ground Floor | 47.G08A | 99963 | Student Accommodation | 99939 | Unusable Spaces | 0.67 | BIR | 7 | Residential Accommodation Space Group | 700 | Residential - Specific type not defined |  | Unknown | 0.00 | NO
City Accommodation_CA13-Village Units 46 - 51_Ground Floor_48.G01 _ Porch | CA-CA13-GN-48.G01 | CA13-GN-48.G01-Porch | City Accommodation | CA | CA13 | Village Units 46 - 51 | GN | Ground Floor | 48.G01 | 99963 | Student Accommodation | 99939 | Unusable Spaces | 1.98 | Porch | 7 | Residential Accommodation Space Group | 700 | Residential - Specific type not defined |  | Unknown | 0.00 | NO
City Accommodation_CA13-Village Units 46 - 51_Ground Floor_48.G02 _ Stair | CA-CA13-GN-48.G02 | CA13-GN-48.G02-Stair | City Accommodation | CA | CA13 | Village Units 46 - 51 | GN | Ground Floor | 48.G02 | 99963 | Student Accommodation | 99939 | Unusable Spaces | 2.93 | Stair | 7 | Residential Accommodation Space Group | 700 | Residential - Specific type not defined |  | Unknown | 0.00 | NO
City Accommodation_CA13-Village Units 46 - 51_Ground Floor_48.G03 _ Corr. | CA-CA13-GN-48.G03 | CA13-GN-48.G03-Corr. | City Accommodation | CA | CA13 | Village Units 46 - 51 | GN | Ground Floor | 48.G03 | 99963 | Student Accommodation | 99939 | Unusable Spaces | 5.9 | Corr. | 7 | Residential Accommodation Space Group | 700 | Residential - Specific type not defined |  | Unknown | 0.00 | NO
City Accommodation_CA13-Village Units 46 - 51_Ground Floor_48.G03A _ Linen | CA-CA13-GN-48.G03A | CA13-GN-48.G03A-Linen | City Accommodation | CA | CA13 | Village Units 46 - 51 | GN | Ground Floor | 48.G03A | 99963 | Student Accommodation | 99939 | Unusable Spaces | 0.49 | Linen | 7 | Residential Accommodation Space Group | 700 | Residential - Specific type not defined |  | Unknown | 0.00 | NO
City Accommodation_CA13-Village Units 46 - 51_Ground Floor_48.G04 _ Ldry | CA-CA13-GN-48.G04 | CA13-GN-48.G04-Ldry | City Accommodation | CA | CA13 | Village Units 46 - 51 | GN | Ground Floor | 48.G04 | 99963 | Student Accommodation | 99939 | Unusable Spaces | 1.08 | Ldry | 7 | Residential Accommodation Space Group | 700 | Residential - Specific type not defined |  | Unknown | 0.00 | NO
City Accommodation_CA13-Village Units 46 - 51_Ground Floor_48.G05 _ Bedroom 2 | CA-CA13-GN-48.G05 | CA13-GN-48.G05-Bedroom 2 | City Accommodation | CA | CA13 | Village Units 46 - 51 | GN | Ground Floor | 48.G05 | 99963 | Student Accommodation | 99939 | Unusable Spaces | 16.08 | Bedroom 2 | 7 | Residential Accommodation Space Group | 700 | Residential - Specific type not defined |  | Unknown | 0.00 | NO
City Accommodation_CA13-Village Units 46 - 51_Ground Floor_48.G05A _ BIR | CA-CA13-GN-48.G05A | CA13-GN-48.G05A-BIR | City Accommodation | CA | CA13 | Village Units 46 - 51 | GN | Ground Floor | 48.G05A | 99963 | Student Accommodation | 99939 | Unusable Spaces | 0.67 | BIR | 7 | Residential Accommodation Space Group | 700 | Residential - Specific type not defined |  | Unknown | 0.00 | NO
City Accommodation_CA13-Village Units 46 - 51_Ground Floor_48.G06 _ HWS | CA-CA13-GN-48.G06 | CA13-GN-48.G06-HWS | City Accommodation | CA | CA13 | Village Units 46 - 51 | GN | Ground Floor | 48.G06 | 99963 | Student Accommodation | 99939 | Unusable Spaces | 0.73 | HWS | 7 | Residential Accommodation Space Group | 700 | Residential - Specific type not defined |  | Unknown | 0.00 | NO
City Accommodation_CA13-Village Units 46 - 51_Ground Floor_48.G07 _ Bathroom | CA-CA13-GN-48.G07 | CA13-GN-48.G07-Bathroom | City Accommodation | CA | CA13 | Village Units 46 - 51 | GN | Ground Floor | 48.G07 | 99963 | Student Accommodation | 99939 | Unusable Spaces | 5.14 | Bathroom | 7 | Residential Accommodation Space Group | 700 | Residential - Specific type not defined |  | Unknown | 0.00 | NO
City Accommodation_CA13-Village Units 46 - 51_Ground Floor_48.G08 _ Bedroom 1 | CA-CA13-GN-48.G08 | CA13-GN-48.G08-Bedroom 1 | City Accommodation | CA | CA13 | Village Units 46 - 51 | GN | Ground Floor | 48.G08 | 99963 | Student Accommodation | 99939 | Unusable Spaces | 10.59 | Bedroom 1 | 7 | Residential Accommodation Space Group | 700 | Residential - Specific type not defined |  | Unknown | 0.00 | NO
City Accommodation_CA13-Village Units 46 - 51_Ground Floor_48.G08A _ BIR | CA-CA13-GN-48.G08A | CA13-GN-48.G08A-BIR | City Accommodation | CA | CA13 | Village Units 46 - 51 | GN | Ground Floor | 48.G08A | 99963 | Student Accommodation | 99939 | Unusable Spaces | 0.67 | BIR | 7 | Residential Accommodation Space Group | 700 | Residential - Specific type not defined |  | Unknown | 0.00 | NO
City Accommodation_CA13-Village Units 46 - 51_Ground Floor_49.G01 _ Porch | CA-CA13-GN-49.G01 | CA13-GN-49.G01-Porch | City Accommodation | CA | CA13 | Village Units 46 - 51 | GN | Ground Floor | 49.G01 | 99963 | Student Accommodation | 99939 | Unusable Spaces | 1.98 | Porch | 7 | Residential Accommodation Space Group | 700 | Residential - Specific type not defined |  | Unknown | 0.00 | NO
City Accommodation_CA13-Village Units 46 - 51_Ground Floor_49.G02 _ Stair | CA-CA13-GN-49.G02 | CA13-GN-49.G02-Stair | City Accommodation | CA | CA13 | Village Units 46 - 51 | GN | Ground Floor | 49.G02 | 99963 | Student Accommodation | 99939 | Unusable Spaces | 2.93 | Stair | 7 | Residential Accommodation Space Group | 700 | Residential - Specific type not defined |  | Unknown | 0.00 | NO
City Accommodation_CA13-Village Units 46 - 51_Ground Floor_49.G03 _ Corr. | CA-CA13-GN-49.G03 | CA13-GN-49.G03-Corr. | City Accommodation | CA | CA13 | Village Units 46 - 51 | GN | Ground Floor | 49.G03 | 99963 | Student Accommodation | 99939 | Unusable Spaces | 5.9 | Corr. | 7 | Residential Accommodation Space Group | 700 | Residential - Specific type not defined |  | Unknown | 0.00 | NO
City Accommodation_CA13-Village Units 46 - 51_Ground Floor_49.G03A _ Linen | CA-CA13-GN-49.G03A | CA13-GN-49.G03A-Linen | City Accommodation | CA | CA13 | Village Units 46 - 51 | GN | Ground Floor | 49.G03A | 99963 | Student Accommodation | 99939 | Unusable Spaces | 0.49 | Linen | 7 | Residential Accommodation Space Group | 700 | Residential - Specific type not defined |  | Unknown | 0.00 | NO
City Accommodation_CA13-Village Units 46 - 51_Ground Floor_49.G04 _ Ldry | CA-CA13-GN-49.G04 | CA13-GN-49.G04-Ldry | City Accommodation | CA | CA13 | Village Units 46 - 51 | GN | Ground Floor | 49.G04 | 99963 | Student Accommodation | 99939 | Unusable Spaces | 1.08 | Ldry | 7 | Residential Accommodation Space Group | 700 | Residential - Specific type not defined |  | Unknown | 0.00 | NO
City Accommodation_CA13-Village Units 46 - 51_Ground Floor_49.G05 _ Bedroom 2 | CA-CA13-GN-49.G05 | CA13-GN-49.G05-Bedroom 2 | City Accommodation | CA | CA13 | Village Units 46 - 51 | GN | Ground Floor | 49.G05 | 99963 | Student Accommodation | 99939 | Unusable Spaces | 16.08 | Bedroom 2 | 7 | Residential Accommodation Space Group | 700 | Residential - Specific type not defined |  | Unknown | 0.00 | NO
City Accommodation_CA13-Village Units 46 - 51_Ground Floor_49.G05A _ BIR | CA-CA13-GN-49.G05A | CA13-GN-49.G05A-BIR | City Accommodation | CA | CA13 | Village Units 46 - 51 | GN | Ground Floor | 49.G05A | 99963 | Student Accommodation | 99939 | Unusable Spaces | 0.67 | BIR | 7 | Residential Accommodation Space Group | 700 | Residential - Specific type not defined |  | Unknown | 0.00 | NO
City Accommodation_CA13-Village Units 46 - 51_Ground Floor_49.G06 _ HWS | CA-CA13-GN-49.G06 | CA13-GN-49.G06-HWS | City Accommodation | CA | CA13 | Village Units 46 - 51 | GN | Ground Floor | 49.G06 | 99963 | Student Accommodation | 99939 | Unusable Spaces | 0.73 | HWS | 7 | Residential Accommodation Space Group | 700 | Residential - Specific type not defined |  | Unknown | 0.00 | NO
City Accommodation_CA13-Village Units 46 - 51_Ground Floor_49.G07 _ Bathroom | CA-CA13-GN-49.G07 | CA13-GN-49.G07-Bathroom | City Accommodation | CA | CA13 | Village Units 46 - 51 | GN | Ground Floor | 49.G07 | 99963 | Student Accommodation | 99939 | Unusable Spaces | 5.14 | Bathroom | 7 | Residential Accommodation Space Group | 700 | Residential - Specific type not defined |  | Unknown | 0.00 | NO
City Accommodation_CA13-Village Units 46 - 51_Ground Floor_49.G08 _ Bedroom 1 | CA-CA13-GN-49.G08 | CA13-GN-49.G08-Bedroom 1 | City Accommodation | CA | CA13 | Village Units 46 - 51 | GN | Ground Floor | 49.G08 | 99963 | Student Accommodation | 99939 | Unusable Spaces | 10.59 | Bedroom 1 | 7 | Residential Accommodation Space Group | 700 | Residential - Specific type not defined |  | Unknown | 0.00 | NO
City Accommodation_CA13-Village Units 46 - 51_Ground Floor_49.G08A _ BIR | CA-CA13-GN-49.G08A | CA13-GN-49.G08A-BIR | City Accommodation | CA | CA13 | Village Units 46 - 51 | GN | Ground Floor | 49.G08A | 99963 | Student Accommodation | 99939 | Unusable Spaces | 0.67 | BIR | 7 | Residential Accommodation Space Group | 700 | Residential - Specific type not defined |  | Unknown | 0.00 | NO
City Accommodation_CA13-Village Units 46 - 51_Ground Floor_50.G01 _ Porch | CA-CA13-GN-50.G01 | CA13-GN-50.G01-Porch | City Accommodation | CA | CA13 | Village Units 46 - 51 | GN | Ground Floor | 50.G01 | 99963 | Student Accommodation | 99939 | Unusable Spaces | 1.98 | Porch | 7 | Residential Accommodation Space Group | 700 | Residential - Specific type not defined |  | Unknown | 0.00 | NO
City Accommodation_CA13-Village Units 46 - 51_Ground Floor_50.G02 _ Stair | CA-CA13-GN-50.G02 | CA13-GN-50.G02-Stair | City Accommodation | CA | CA13 | Village Units 46 - 51 | GN | Ground Floor | 50.G02 | 99963 | Student Accommodation | 99939 | Unusable Spaces | 2.93 | Stair | 7 | Residential Accommodation Space Group | 700 | Residential - Specific type not defined |  | Unknown | 0.00 | NO
City Accommodation_CA13-Village Units 46 - 51_Ground Floor_50.G03 _ Corr. | CA-CA13-GN-50.G03 | CA13-GN-50.G03-Corr. | City Accommodation | CA | CA13 | Village Units 46 - 51 | GN | Ground Floor | 50.G03 | 99963 | Student Accommodation | 99939 | Unusable Spaces | 5.9 | Corr. | 7 | Residential Accommodation Space Group | 700 | Residential - Specific type not defined |  | Unknown | 0.00 | NO
City Accommodation_CA13-Village Units 46 - 51_Ground Floor_50.G03A _ Linen | CA-CA13-GN-50.G03A | CA13-GN-50.G03A-Linen | City Accommodation | CA | CA13 | Village Units 46 - 51 | GN | Ground Floor | 50.G03A | 99963 | Student Accommodation | 99939 | Unusable Spaces | 0.49 | Linen | 7 | Residential Accommodation Space Group | 700 | Residential - Specific type not defined |  | Unknown | 0.00 | NO
City Accommodation_CA13-Village Units 46 - 51_Ground Floor_50.G04 _ Ldry | CA-CA13-GN-50.G04 | CA13-GN-50.G04-Ldry | City Accommodation | CA | CA13 | Village Units 46 - 51 | GN | Ground Floor | 50.G04 | 99963 | Student Accommodation | 99939 | Unusable Spaces | 1.08 | Ldry | 7 | Residential Accommodation Space Group | 700 | Residential - Specific type not defined |  | Unknown | 0.00 | NO
City Accommodation_CA13-Village Units 46 - 51_Ground Floor_50.G05 _ Bedroom 2 | CA-CA13-GN-50.G05 | CA13-GN-50.G05-Bedroom 2 | City Accommodation | CA | CA13 | Village Units 46 - 51 | GN | Ground Floor | 50.G05 | 99963 | Student Accommodation | 99939 | Unusable Spaces | 16.08 | Bedroom 2 | 7 | Residential Accommodation Space Group | 700 | Residential - Specific type not defined |  | Unknown | 0.00 | NO
City Accommodation_CA13-Village Units 46 - 51_Ground Floor_50.G05A _ BIR | CA-CA13-GN-50.G05A | CA13-GN-50.G05A-BIR | City Accommodation | CA | CA13 | Village Units 46 - 51 | GN | Ground Floor | 50.G05A | 99963 | Student Accommodation | 99939 | Unusable Spaces | 0.67 | BIR | 7 | Residential Accommodation Space Group | 700 | Residential - Specific type not defined |  | Unknown | 0.00 | NO
City Accommodation_CA13-Village Units 46 - 51_Ground Floor_50.G06 _ HWS | CA-CA13-GN-50.G06 | CA13-GN-50.G06-HWS | City Accommodation | CA | CA13 | Village Units 46 - 51 | GN | Ground Floor | 50.G06 | 99963 | Student Accommodation | 99939 | Unusable Spaces | 0.73 | HWS | 7 | Residential Accommodation Space Group | 700 | Residential - Specific type not defined |  | Unknown | 0.00 | NO
City Accommodation_CA13-Village Units 46 - 51_Ground Floor_50.G07 _ Bathroom | CA-CA13-GN-50.G07 | CA13-GN-50.G07-Bathroom | City Accommodation | CA | CA13 | Village Units 46 - 51 | GN | Ground Floor | 50.G07 | 99963 | Student Accommodation | 99939 | Unusable Spaces | 5.14 | Bathroom | 7 | Residential Accommodation Space Group | 700 | Residential - Specific type not defined |  | Unknown | 0.00 | NO
City Accommodation_CA13-Village Units 46 - 51_Ground Floor_50.G08 _ Bedroom 1 | CA-CA13-GN-50.G08 | CA13-GN-50.G08-Bedroom 1 | City Accommodation | CA | CA13 | Village Units 46 - 51 | GN | Ground Floor | 50.G08 | 99963 | Student Accommodation | 99939 | Unusable Spaces | 10.59 | Bedroom 1 | 7 | Residential Accommodation Space Group | 700 | Residential - Specific type not defined |  | Unknown | 0.00 | NO
City Accommodation_CA13-Village Units 46 - 51_Ground Floor_50.G08A _ BIR | CA-CA13-GN-50.G08A | CA13-GN-50.G08A-BIR | City Accommodation | CA | CA13 | Village Units 46 - 51 | GN | Ground Floor | 50.G08A | 99963 | Student Accommodation | 99939 | Unusable Spaces | 0.67 | BIR | 7 | Residential Accommodation Space Group | 700 | Residential - Specific type not defined |  | Unknown | 0.00 | NO
City Accommodation_CA13-Village Units 46 - 51_Ground Floor_51.G01 _ Porch | CA-CA13-GN-51.G01 | CA13-GN-51.G01-Porch | City Accommodation | CA | CA13 | Village Units 46 - 51 | GN | Ground Floor | 51.G01 | 99963 | Student Accommodation | 99939 | Unusable Spaces | 1.98 | Porch | 7 | Residential Accommodation Space Group | 700 | Residential - Specific type not defined |  | Unknown | 0.00 | NO
City Accommodation_CA13-Village Units 46 - 51_Ground Floor_51.G02 _ Stair | CA-CA13-GN-51.G02 | CA13-GN-51.G02-Stair | City Accommodation | CA | CA13 | Village Units 46 - 51 | GN | Ground Floor | 51.G02 | 99963 | Student Accommodation | 99939 | Unusable Spaces | 2.93 | Stair | 7 | Residential Accommodation Space Group | 700 | Residential - Specific type not defined |  | Unknown | 0.00 | NO
City Accommodation_CA13-Village Units 46 - 51_Ground Floor_51.G03 _ Corr. | CA-CA13-GN-51.G03 | CA13-GN-51.G03-Corr. | City Accommodation | CA | CA13 | Village Units 46 - 51 | GN | Ground Floor | 51.G03 | 99963 | Student Accommodation | 99939 | Unusable Spaces | 5.9 | Corr. | 7 | Residential Accommodation Space Group | 700 | Residential - Specific type not defined |  | Unknown | 0.00 | NO
City Accommodation_CA13-Village Units 46 - 51_Ground Floor_51.G03A _ Linen | CA-CA13-GN-51.G03A | CA13-GN-51.G03A-Linen | City Accommodation | CA | CA13 | Village Units 46 - 51 | GN | Ground Floor | 51.G03A | 99963 | Student Accommodation | 99939 | Unusable Spaces | 0.49 | Linen | 7 | Residential Accommodation Space Group | 700 | Residential - Specific type not defined |  | Unknown | 0.00 | NO
City Accommodation_CA13-Village Units 46 - 51_Ground Floor_51.G04 _ Ldry | CA-CA13-GN-51.G04 | CA13-GN-51.G04-Ldry | City Accommodation | CA | CA13 | Village Units 46 - 51 | GN | Ground Floor | 51.G04 | 99963 | Student Accommodation | 99939 | Unusable Spaces | 1.08 | Ldry | 7 | Residential Accommodation Space Group | 700 | Residential - Specific type not defined |  | Unknown | 0.00 | NO
City Accommodation_CA13-Village Units 46 - 51_Ground Floor_51.G05 _ Bedroom 2 | CA-CA13-GN-51.G05 | CA13-GN-51.G05-Bedroom 2 | City Accommodation | CA | CA13 | Village Units 46 - 51 | GN | Ground Floor | 51.G05 | 99963 | Student Accommodation | 99939 | Unusable Spaces | 16.08 | Bedroom 2 | 7 | Residential Accommodation Space Group | 700 | Residential - Specific type not defined |  | Unknown | 0.00 | NO
City Accommodation_CA13-Village Units 46 - 51_Ground Floor_51.G05A _ BIR | CA-CA13-GN-51.G05A | CA13-GN-51.G05A-BIR | City Accommodation | CA | CA13 | Village Units 46 - 51 | GN | Ground Floor | 51.G05A | 99963 | Student Accommodation | 99939 | Unusable Spaces | 0.67 | BIR | 7 | Residential Accommodation Space Group | 700 | Residential - Specific type not defined |  | Unknown | 0.00 | NO
City Accommodation_CA13-Village Units 46 - 51_Ground Floor_51.G06 _ HWS | CA-CA13-GN-51.G06 | CA13-GN-51.G06-HWS | City Accommodation | CA | CA13 | Village Units 46 - 51 | GN | Ground Floor | 51.G06 | 99963 | Student Accommodation | 99939 | Unusable Spaces | 0.73 | HWS | 7 | Residential Accommodation Space Group | 700 | Residential - Specific type not defined |  | Unknown | 0.00 | NO
City Accommodation_CA13-Village Units 46 - 51_Ground Floor_51.G07 _ Bathroom | CA-CA13-GN-51.G07 | CA13-GN-51.G07-Bathroom | City Accommodation | CA | CA13 | Village Units 46 - 51 | GN | Ground Floor | 51.G07 | 99963 | Student Accommodation | 99939 | Unusable Spaces | 5.14 | Bathroom | 7 | Residential Accommodation Space Group | 700 | Residential - Specific type not defined |  | Unknown | 0.00 | NO
City Accommodation_CA13-Village Units 46 - 51_Ground Floor_51.G08 _ Bedroom 1 | CA-CA13-GN-51.G08 | CA13-GN-51.G08-Bedroom 1 | City Accommodation | CA | CA13 | Village Units 46 - 51 | GN | Ground Floor | 51.G08 | 99963 | Student Accommodation | 99939 | Unusable Spaces | 10.59 | Bedroom 1 | 7 | Residential Accommodation Space Group | 700 | Residential - Specific type not defined |  | Unknown | 0.00 | NO
City Accommodation_CA13-Village Units 46 - 51_Ground Floor_51.G08A _ BIR | CA-CA13-GN-51.G08A | CA13-GN-51.G08A-BIR | City Accommodation | CA | CA13 | Village Units 46 - 51 | GN | Ground Floor | 51.G08A | 99963 | Student Accommodation | 99939 | Unusable Spaces | 0.67 | BIR | 7 | Residential Accommodation Space Group | 700 | Residential - Specific type not defined |  | Unknown | 0.00 | NO
City Accommodation_CA14-Village Units 52 - 95 & Car park_First Floor_52.101 _ Stair | CA-CA14-01-52.101 | CA14-01-52.101-Stair | City Accommodation | CA | CA14 | Village Units 52 - 95 & Car park | 01 | First Floor | 52.101 | 99963 | Student Accommodation | 99939 | Unusable Spaces | 2.7 | Stair | 7 | Residential Accommodation Space Group | 700 | Residential - Specific type not defined |  | Unknown | 0.00 | NO
City Accommodation_CA14-Village Units 52 - 95 & Car park_First Floor_52.102 _ Corr. | CA-CA14-01-52.102 | CA14-01-52.102-Corr. | City Accommodation | CA | CA14 | Village Units 52 - 95 & Car park | 01 | First Floor | 52.102 | 99963 | Student Accommodation | 99939 | Unusable Spaces | 4.24 | Corr. | 7 | Residential Accommodation Space Group | 700 | Residential - Specific type not defined |  | Unknown | 0.00 | NO
City Accommodation_CA14-Village Units 52 - 95 & Car park_First Floor_52.102A _ Linen | CA-CA14-01-52.102A | CA14-01-52.102A-Linen | City Accommodation | CA | CA14 | Village Units 52 - 95 & Car park | 01 | First Floor | 52.102A | 99963 | Student Accommodation | 99939 | Unusable Spaces | 0.37 | Linen | 7 | Residential Accommodation Space Group | 700 | Residential - Specific type not defined |  | Unknown | 0.00 | NO
City Accommodation_CA14-Village Units 52 - 95 & Car park_First Floor_52.103 _ Stair | CA-CA14-01-52.103 | CA14-01-52.103-Stair | City Accommodation | CA | CA14 | Village Units 52 - 95 & Car park | 01 | First Floor | 52.103 | 99963 | Student Accommodation | 99939 | Unusable Spaces | 2.1 | Stair | 7 | Residential Accommodation Space Group | 700 | Residential - Specific type not defined |  | Unknown | 0.00 | NO
City Accommodation_CA14-Village Units 52 - 95 & Car park_First Floor_52.104 _ Bedroom 4 | CA-CA14-01-52.104 | CA14-01-52.104-Bedroom 4 | City Accommodation | CA | CA14 | Village Units 52 - 95 & Car park | 01 | First Floor | 52.104 | 99963 | Student Accommodation | 99939 | Unusable Spaces | 12.89 | Bedroom 4 | 7 | Residential Accommodation Space Group | 700 | Residential - Specific type not defined |  | Unknown | 0.00 | NO
City Accommodation_CA14-Village Units 52 - 95 & Car park_First Floor_52.104A _ BIR | CA-CA14-01-52.104A | CA14-01-52.104A-BIR | City Accommodation | CA | CA14 | Village Units 52 - 95 & Car park | 01 | First Floor | 52.104A | 99963 | Student Accommodation | 99939 | Unusable Spaces | 0.8 | BIR | 7 | Residential Accommodation Space Group | 700 | Residential - Specific type not defined |  | Unknown | 0.00 | NO
City Accommodation_CA14-Village Units 52 - 95 & Car park_First Floor_52.105 _ Bedroom 3 | CA-CA14-01-52.105 | CA14-01-52.105-Bedroom 3 | City Accommodation | CA | CA14 | Village Units 52 - 95 & Car park | 01 | First Floor | 52.105 | 99963 | Student Accommodation | 99939 | Unusable Spaces | 11.96 | Bedroom 3 | 7 | Residential Accommodation Space Group | 700 | Residential - Specific type not defined |  | Unknown | 0.00 | NO
City Accommodation_CA14-Village Units 52 - 95 & Car park_First Floor_52.105A _ BIR | CA-CA14-01-52.105A | CA14-01-52.105A-BIR | City Accommodation | CA | CA14 | Village Units 52 - 95 & Car park | 01 | First Floor | 52.105A | 99963 | Student Accommodation | 99939 | Unusable Spaces | 0.8 | BIR | 7 | Residential Accommodation Space Group | 700 | Residential - Specific type not defined |  | Unknown | 0.00 | NO
City Accommodation_CA14-Village Units 52 - 95 & Car park_First Floor_52.106 _ Bathroom | CA-CA14-01-52.106 | CA14-01-52.106-Bathroom | City Accommodation | CA | CA14 | Village Units 52 - 95 & Car park | 01 | First Floor | 52.106 | 99963 | Student Accommodation | 99939 | Unusable Spaces | 3.49 | Bathroom | 7 | Residential Accommodation Space Group | 700 | Residential - Specific type not defined |  | Unknown | 0.00 | NO
City Accommodation_CA14-Village Units 52 - 95 & Car park_First Floor_53.101 _ Stair | CA-CA14-01-53.101 | CA14-01-53.101-Stair | City Accommodation | CA | CA14 | Village Units 52 - 95 & Car park | 01 | First Floor | 53.101 | 99963 | Student Accommodation | 99939 | Unusable Spaces | 2.7 | Stair | 7 | Residential Accommodation Space Group | 700 | Residential - Specific type not defined |  | Unknown | 0.00 | NO
City Accommodation_CA14-Village Units 52 - 95 & Car park_First Floor_53.102 _ Corr. | CA-CA14-01-53.102 | CA14-01-53.102-Corr. | City Accommodation | CA | CA14 | Village Units 52 - 95 & Car park | 01 | First Floor | 53.102 | 99963 | Student Accommodation | 99939 | Unusable Spaces | 4.24 | Corr. | 7 | Residential Accommodation Space Group | 700 | Residential - Specific type not defined |  | Unknown | 0.00 | NO
City Accommodation_CA14-Village Units 52 - 95 & Car park_First Floor_53.102A _ Linen | CA-CA14-01-53.102A | CA14-01-53.102A-Linen | City Accommodation | CA | CA14 | Village Units 52 - 95 & Car park | 01 | First Floor | 53.102A | 99963 | Student Accommodation | 99939 | Unusable Spaces | 0.37 | Linen | 7 | Residential Accommodation Space Group | 700 | Residential - Specific type not defined |  | Unknown | 0.00 | NO
City Accommodation_CA14-Village Units 52 - 95 & Car park_First Floor_53.103 _ Stair | CA-CA14-01-53.103 | CA14-01-53.103-Stair | City Accommodation | CA | CA14 | Village Units 52 - 95 & Car park | 01 | First Floor | 53.103 | 99963 | Student Accommodation | 99939 | Unusable Spaces | 2.1 | Stair | 7 | Residential Accommodation Space Group | 700 | Residential - Specific type not defined |  | Unknown | 0.00 | NO
City Accommodation_CA14-Village Units 52 - 95 & Car park_First Floor_53.104 _ Bedroom 4 | CA-CA14-01-53.104 | CA14-01-53.104-Bedroom 4 | City Accommodation | CA | CA14 | Village Units 52 - 95 & Car park | 01 | First Floor | 53.104 | 99963 | Student Accommodation | 99939 | Unusable Spaces | 12.89 | Bedroom 4 | 7 | Residential Accommodation Space Group | 700 | Residential - Specific type not defined |  | Unknown | 0.00 | NO
City Accommodation_CA14-Village Units 52 - 95 & Car park_First Floor_53.104A _ BIR | CA-CA14-01-53.104A | CA14-01-53.104A-BIR | City Accommodation | CA | CA14 | Village Units 52 - 95 & Car park | 01 | First Floor | 53.104A | 99963 | Student Accommodation | 99939 | Unusable Spaces | 0.8 | BIR | 7 | Residential Accommodation Space Group | 700 | Residential - Specific type not defined |  | Unknown | 0.00 | NO
City Accommodation_CA14-Village Units 52 - 95 & Car park_First Floor_53.105 _ Bedroom 3 | CA-CA14-01-53.105 | CA14-01-53.105-Bedroom 3 | City Accommodation | CA | CA14 | Village Units 52 - 95 & Car park | 01 | First Floor | 53.105 | 99963 | Student Accommodation | 99939 | Unusable Spaces | 11.96 | Bedroom 3 | 7 | Residential Accommodation Space Group | 700 | Residential - Specific type not defined |  | Unknown | 0.00 | NO
City Accommodation_CA14-Village Units 52 - 95 & Car park_First Floor_53.105A _ BIR | CA-CA14-01-53.105A | CA14-01-53.105A-BIR | City Accommodation | CA | CA14 | Village Units 52 - 95 & Car park | 01 | First Floor | 53.105A | 99963 | Student Accommodation | 99939 | Unusable Spaces | 0.8 | BIR | 7 | Residential Accommodation Space Group | 700 | Residential - Specific type not defined |  | Unknown | 0.00 | NO
City Accommodation_CA14-Village Units 52 - 95 & Car park_First Floor_53.106 _ Bathroom | CA-CA14-01-53.106 | CA14-01-53.106-Bathroom | City Accommodation | CA | CA14 | Village Units 52 - 95 & Car park | 01 | First Floor | 53.106 | 99963 | Student Accommodation | 99939 | Unusable Spaces | 3.49 | Bathroom | 7 | Residential Accommodation Space Group | 700 | Residential - Specific type not defined |  | Unknown | 0.00 | NO
City Accommodation_CA14-Village Units 52 - 95 & Car park_First Floor_54.101 _ Stair | CA-CA14-01-54.101 | CA14-01-54.101-Stair | City Accommodation | CA | CA14 | Village Units 52 - 95 & Car park | 01 | First Floor | 54.101 | 99963 | Student Accommodation | 99939 | Unusable Spaces | 1.94 | Stair | 7 | Residential Accommodation Space Group | 700 | Residential - Specific type not defined |  | Unknown | 0.00 | NO
City Accommodation_CA14-Village Units 52 - 95 & Car park_First Floor_54.102 _ Corr. | CA-CA14-01-54.102 | CA14-01-54.102-Corr. | City Accommodation | CA | CA14 | Village Units 52 - 95 & Car park | 01 | First Floor | 54.102 | 99963 | Student Accommodation | 99939 | Unusable Spaces | 6.41 | Corr. | 7 | Residential Accommodation Space Group | 700 | Residential - Specific type not defined |  | Unknown | 0.00 | NO
City Accommodation_CA14-Village Units 52 - 95 & Car park_First Floor_54.103 _ Bedroom 2 | CA-CA14-01-54.103 | CA14-01-54.103-Bedroom 2 | City Accommodation | CA | CA14 | Village Units 52 - 95 & Car park | 01 | First Floor | 54.103 | 99963 | Student Accommodation | 99939 | Unusable Spaces | 11.1 | Bedroom 2 | 7 | Residential Accommodation Space Group | 700 | Residential - Specific type not defined |  | Unknown | 0.00 | NO
City Accommodation_CA14-Village Units 52 - 95 & Car park_First Floor_54.103A _ BIR | CA-CA14-01-54.103A | CA14-01-54.103A-BIR | City Accommodation | CA | CA14 | Village Units 52 - 95 & Car park | 01 | First Floor | 54.103A | 99963 | Student Accommodation | 99939 | Unusable Spaces | 0.67 | BIR | 7 | Residential Accommodation Space Group | 700 | Residential - Specific type not defined |  | Unknown | 0.00 | NO
City Accommodation_CA14-Village Units 52 - 95 & Car park_First Floor_54.104 _ Bathroom | CA-CA14-01-54.104 | CA14-01-54.104-Bathroom | City Accommodation | CA | CA14 | Village Units 52 - 95 & Car park | 01 | First Floor | 54.104 | 99963 | Student Accommodation | 99939 | Unusable Spaces | 5.13 | Bathroom | 7 | Residential Accommodation Space Group | 700 | Residential - Specific type not defined |  | Unknown | 0.00 | NO
City Accommodation_CA14-Village Units 52 - 95 & Car park_First Floor_54.105 _ Stair | CA-CA14-01-54.105 | CA14-01-54.105-Stair | City Accommodation | CA | CA14 | Village Units 52 - 95 & Car park | 01 | First Floor | 54.105 | 99963 | Student Accommodation | 99939 | Unusable Spaces | 2.14 | Stair | 7 | Residential Accommodation Space Group | 700 | Residential - Specific type not defined |  | Unknown | 0.00 | NO
City Accommodation_CA14-Village Units 52 - 95 & Car park_First Floor_55.101 _ Stair | CA-CA14-01-55.101 | CA14-01-55.101-Stair | City Accommodation | CA | CA14 | Village Units 52 - 95 & Car park | 01 | First Floor | 55.101 | 99963 | Student Accommodation | 99939 | Unusable Spaces | 2.7 | Stair | 7 | Residential Accommodation Space Group | 700 | Residential - Specific type not defined |  | Unknown | 0.00 | NO
City Accommodation_CA14-Village Units 52 - 95 & Car park_First Floor_55.102 _ Corr. | CA-CA14-01-55.102 | CA14-01-55.102-Corr. | City Accommodation | CA | CA14 | Village Units 52 - 95 & Car park | 01 | First Floor | 55.102 | 99963 | Student Accommodation | 99939 | Unusable Spaces | 4.24 | Corr. | 7 | Residential Accommodation Space Group | 700 | Residential - Specific type not defined |  | Unknown | 0.00 | NO
City Accommodation_CA14-Village Units 52 - 95 & Car park_First Floor_55.102A _ Linen | CA-CA14-01-55.102A | CA14-01-55.102A-Linen | City Accommodation | CA | CA14 | Village Units 52 - 95 & Car park | 01 | First Floor | 55.102A | 99963 | Student Accommodation | 99939 | Unusable Spaces | 0.37 | Linen | 7 | Residential Accommodation Space Group | 700 | Residential - Specific type not defined |  | Unknown | 0.00 | NO
City Accommodation_CA14-Village Units 52 - 95 & Car park_First Floor_55.103 _ Bathroom | CA-CA14-01-55.103 | CA14-01-55.103-Bathroom | City Accommodation | CA | CA14 | Village Units 52 - 95 & Car park | 01 | First Floor | 55.103 | 99963 | Student Accommodation | 99939 | Unusable Spaces | 3.49 | Bathroom | 7 | Residential Accommodation Space Group | 700 | Residential - Specific type not defined |  | Unknown | 0.00 | NO
City Accommodation_CA14-Village Units 52 - 95 & Car park_First Floor_55.104 _ Bedroom 3 | CA-CA14-01-55.104 | CA14-01-55.104-Bedroom 3 | City Accommodation | CA | CA14 | Village Units 52 - 95 & Car park | 01 | First Floor | 55.104 | 99963 | Student Accommodation | 99939 | Unusable Spaces | 11.96 | Bedroom 3 | 7 | Residential Accommodation Space Group | 700 | Residential - Specific type not defined |  | Unknown | 0.00 | NO
City Accommodation_CA14-Village Units 52 - 95 & Car park_First Floor_55.104A _ BIR | CA-CA14-01-55.104A | CA14-01-55.104A-BIR | City Accommodation | CA | CA14 | Village Units 52 - 95 & Car park | 01 | First Floor | 55.104A | 99963 | Student Accommodation | 99939 | Unusable Spaces | 0.8 | BIR | 7 | Residential Accommodation Space Group | 700 | Residential - Specific type not defined |  | Unknown | 0.00 | NO
City Accommodation_CA14-Village Units 52 - 95 & Car park_First Floor_55.105 _ Bedroom 4 | CA-CA14-01-55.105 | CA14-01-55.105-Bedroom 4 | City Accommodation | CA | CA14 | Village Units 52 - 95 & Car park | 01 | First Floor | 55.105 | 99963 | Student Accommodation | 99939 | Unusable Spaces | 12.89 | Bedroom 4 | 7 | Residential Accommodation Space Group | 700 | Residential - Specific type not defined |  | Unknown | 0.00 | NO
City Accommodation_CA14-Village Units 52 - 95 & Car park_First Floor_55.105A _ BIR | CA-CA14-01-55.105A | CA14-01-55.105A-BIR | City Accommodation | CA | CA14 | Village Units 52 - 95 & Car park | 01 | First Floor | 55.105A | 99963 | Student Accommodation | 99939 | Unusable Spaces | 0.8 | BIR | 7 | Residential Accommodation Space Group | 700 | Residential - Specific type not defined |  | Unknown | 0.00 | NO
City Accommodation_CA14-Village Units 52 - 95 & Car park_First Floor_55.106 _ Stair | CA-CA14-01-55.106 | CA14-01-55.106-Stair | City Accommodation | CA | CA14 | Village Units 52 - 95 & Car park | 01 | First Floor | 55.106 | 99963 | Student Accommodation | 99939 | Unusable Spaces | 2.1 | Stair | 7 | Residential Accommodation Space Group | 700 | Residential - Specific type not defined |  | Unknown | 0.00 | NO
City Accommodation_CA14-Village Units 52 - 95 & Car park_First Floor_56.101 _ Stair | CA-CA14-01-56.101 | CA14-01-56.101-Stair | City Accommodation | CA | CA14 | Village Units 52 - 95 & Car park | 01 | First Floor | 56.101 | 99963 | Student Accommodation | 99939 | Unusable Spaces | 2.7 | Stair | 7 | Residential Accommodation Space Group | 700 | Residential - Specific type not defined |  | Unknown | 0.00 | NO
City Accommodation_CA14-Village Units 52 - 95 & Car park_First Floor_56.102 _ Corr. | CA-CA14-01-56.102 | CA14-01-56.102-Corr. | City Accommodation | CA | CA14 | Village Units 52 - 95 & Car park | 01 | First Floor | 56.102 | 99963 | Student Accommodation | 99939 | Unusable Spaces | 4.24 | Corr. | 7 | Residential Accommodation Space Group | 700 | Residential - Specific type not defined |  | Unknown | 0.00 | NO
City Accommodation_CA14-Village Units 52 - 95 & Car park_First Floor_56.102A _ Linen | CA-CA14-01-56.102A | CA14-01-56.102A-Linen | City Accommodation | CA | CA14 | Village Units 52 - 95 & Car park | 01 | First Floor | 56.102A | 99963 | Student Accommodation | 99939 | Unusable Spaces | 0.37 | Linen | 7 | Residential Accommodation Space Group | 700 | Residential - Specific type not defined |  | Unknown | 0.00 | NO
City Accommodation_CA14-Village Units 52 - 95 & Car park_First Floor_56.103 _ Bathroom | CA-CA14-01-56.103 | CA14-01-56.103-Bathroom | City Accommodation | CA | CA14 | Village Units 52 - 95 & Car park | 01 | First Floor | 56.103 | 99963 | Student Accommodation | 99939 | Unusable Spaces | 3.49 | Bathroom | 7 | Residential Accommodation Space Group | 700 | Residential - Specific type not defined |  | Unknown | 0.00 | NO
City Accommodation_CA14-Village Units 52 - 95 & Car park_First Floor_56.104 _ Bedroom 3 | CA-CA14-01-56.104 | CA14-01-56.104-Bedroom 3 | City Accommodation | CA | CA14 | Village Units 52 - 95 & Car park | 01 | First Floor | 56.104 | 99963 | Student Accommodation | 99939 | Unusable Spaces | 11.96 | Bedroom 3 | 7 | Residential Accommodation Space Group | 700 | Residential - Specific type not defined |  | Unknown | 0.00 | NO
City Accommodation_CA14-Village Units 52 - 95 & Car park_First Floor_56.104A _ BIR | CA-CA14-01-56.104A | CA14-01-56.104A-BIR | City Accommodation | CA | CA14 | Village Units 52 - 95 & Car park | 01 | First Floor | 56.104A | 99963 | Student Accommodation | 99939 | Unusable Spaces | 0.8 | BIR | 7 | Residential Accommodation Space Group | 700 | Residential - Specific type not defined |  | Unknown | 0.00 | NO
City Accommodation_CA14-Village Units 52 - 95 & Car park_First Floor_56.105 _ Bedroom 4 | CA-CA14-01-56.105 | CA14-01-56.105-Bedroom 4 | City Accommodation | CA | CA14 | Village Units 52 - 95 & Car park | 01 | First Floor | 56.105 | 99963 | Student Accommodation | 99939 | Unusable Spaces | 12.89 | Bedroom 4 | 7 | Residential Accommodation Space Group | 700 | Residential - Specific type not defined |  | Unknown | 0.00 | NO
City Accommodation_CA14-Village Units 52 - 95 & Car park_First Floor_56.105A _ BIR | CA-CA14-01-56.105A | CA14-01-56.105A-BIR | City Accommodation | CA | CA14 | Village Units 52 - 95 & Car park | 01 | First Floor | 56.105A | 99963 | Student Accommodation | 99939 | Unusable Spaces | 0.8 | BIR | 7 | Residential Accommodation Space Group | 700 | Residential - Specific type not defined |  | Unknown | 0.00 | NO
City Accommodation_CA14-Village Units 52 - 95 & Car park_First Floor_56.106 _ Stair | CA-CA14-01-56.106 | CA14-01-56.106-Stair | City Accommodation | CA | CA14 | Village Units 52 - 95 & Car park | 01 | First Floor | 56.106 | 99963 | Student Accommodation | 99939 | Unusable Spaces | 2.1 | Stair | 7 | Residential Accommodation Space Group | 700 | Residential - Specific type not defined |  | Unknown | 0.00 | NO
City Accommodation_CA14-Village Units 52 - 95 & Car park_First Floor_57.101 _ Porch | CA-CA14-01-57.101 | CA14-01-57.101-Porch | City Accommodation | CA | CA14 | Village Units 52 - 95 & Car park | 01 | First Floor | 57.101 | 99963 | Student Accommodation | 99939 | Unusable Spaces | 1.73 | Porch | 7 | Residential Accommodation Space Group | 700 | Residential - Specific type not defined |  | Unknown | 0.00 | NO
City Accommodation_CA14-Village Units 52 - 95 & Car park_First Floor_57.102 _ Living / Meals | CA-CA14-01-57.102 | CA14-01-57.102-Living / Meals | City Accommodation | CA | CA14 | Village Units 52 - 95 & Car park | 01 | First Floor | 57.102 | 99963 | Student Accommodation | 99939 | Unusable Spaces | 31.42 | Living / Meals | 7 | Residential Accommodation Space Group | 700 | Residential - Specific type not defined |  | Unknown | 0.00 | NO
City Accommodation_CA14-Village Units 52 - 95 & Car park_First Floor_57.102A _ Kitchen | CA-CA14-01-57.102A | CA14-01-57.102A-Kitchen | City Accommodation | CA | CA14 | Village Units 52 - 95 & Car park | 01 | First Floor | 57.102A | 99963 | Student Accommodation | 99939 | Unusable Spaces | 7.18 | Kitchen | 7 | Residential Accommodation Space Group | 700 | Residential - Specific type not defined |  | Unknown | 0.00 | NO
City Accommodation_CA14-Village Units 52 - 95 & Car park_First Floor_57.103 _ WC | CA-CA14-01-57.103 | CA14-01-57.103-WC | City Accommodation | CA | CA14 | Village Units 52 - 95 & Car park | 01 | First Floor | 57.103 | 99963 | Student Accommodation | 99939 | Unusable Spaces | 4.96 | WC | 7 | Residential Accommodation Space Group | 700 | Residential - Specific type not defined |  | Unknown | 0.00 | NO
City Accommodation_CA14-Village Units 52 - 95 & Car park_First Floor_57.104 _ Stair | CA-CA14-01-57.104 | CA14-01-57.104-Stair | City Accommodation | CA | CA14 | Village Units 52 - 95 & Car park | 01 | First Floor | 57.104 | 99963 | Student Accommodation | 99939 | Unusable Spaces | 3.44 | Stair | 7 | Residential Accommodation Space Group | 700 | Residential - Specific type not defined |  | Unknown | 0.00 | NO
City Accommodation_CA14-Village Units 52 - 95 & Car park_First Floor_58.101 _ Porch | CA-CA14-01-58.101 | CA14-01-58.101-Porch | City Accommodation | CA | CA14 | Village Units 52 - 95 & Car park | 01 | First Floor | 58.101 | 99963 | Student Accommodation | 99939 | Unusable Spaces | 1.73 | Porch | 7 | Residential Accommodation Space Group | 700 | Residential - Specific type not defined |  | Unknown | 0.00 | NO
City Accommodation_CA14-Village Units 52 - 95 & Car park_First Floor_58.102 _ Living / Meals | CA-CA14-01-58.102 | CA14-01-58.102-Living / Meals | City Accommodation | CA | CA14 | Village Units 52 - 95 & Car park | 01 | First Floor | 58.102 | 99963 | Student Accommodation | 99939 | Unusable Spaces | 31.47 | Living / Meals | 7 | Residential Accommodation Space Group | 700 | Residential - Specific type not defined |  | Unknown | 0.00 | NO
City Accommodation_CA14-Village Units 52 - 95 & Car park_First Floor_58.102A _ Kitchen | CA-CA14-01-58.102A | CA14-01-58.102A-Kitchen | City Accommodation | CA | CA14 | Village Units 52 - 95 & Car park | 01 | First Floor | 58.102A | 99963 | Student Accommodation | 99939 | Unusable Spaces | 7.18 | Kitchen | 7 | Residential Accommodation Space Group | 700 | Residential - Specific type not defined |  | Unknown | 0.00 | NO
City Accommodation_CA14-Village Units 52 - 95 & Car park_First Floor_58.103 _ WC | CA-CA14-01-58.103 | CA14-01-58.103-WC | City Accommodation | CA | CA14 | Village Units 52 - 95 & Car park | 01 | First Floor | 58.103 | 99963 | Student Accommodation | 99939 | Unusable Spaces | 4.96 | WC | 7 | Residential Accommodation Space Group | 700 | Residential - Specific type not defined |  | Unknown | 0.00 | NO
City Accommodation_CA14-Village Units 52 - 95 & Car park_First Floor_58.104 _ Stair | CA-CA14-01-58.104 | CA14-01-58.104-Stair | City Accommodation | CA | CA14 | Village Units 52 - 95 & Car park | 01 | First Floor | 58.104 | 99963 | Student Accommodation | 99939 | Unusable Spaces | 3.44 | Stair | 7 | Residential Accommodation Space Group | 700 | Residential - Specific type not defined |  | Unknown | 0.00 | NO
City Accommodation_CA14-Village Units 52 - 95 & Car park_First Floor_59.101 _ Porch | CA-CA14-01-59.101 | CA14-01-59.101-Porch | City Accommodation | CA | CA14 | Village Units 52 - 95 & Car park | 01 | First Floor | 59.101 | 99963 | Student Accommodation | 99939 | Unusable Spaces | 1.89 | Porch | 7 | Residential Accommodation Space Group | 700 | Residential - Specific type not defined |  | Unknown | 0.00 | NO
City Accommodation_CA14-Village Units 52 - 95 & Car park_First Floor_59.102 _ Living / Meals | CA-CA14-01-59.102 | CA14-01-59.102-Living / Meals | City Accommodation | CA | CA14 | Village Units 52 - 95 & Car park | 01 | First Floor | 59.102 | 99963 | Student Accommodation | 99939 | Unusable Spaces | 19.76 | Living / Meals | 7 | Residential Accommodation Space Group | 700 | Residential - Specific type not defined |  | Unknown | 0.00 | NO
City Accommodation_CA14-Village Units 52 - 95 & Car park_First Floor_59.102A _ Kitchen | CA-CA14-01-59.102A | CA14-01-59.102A-Kitchen | City Accommodation | CA | CA14 | Village Units 52 - 95 & Car park | 01 | First Floor | 59.102A | 99963 | Student Accommodation | 99939 | Unusable Spaces | 5.89 | Kitchen | 7 | Residential Accommodation Space Group | 700 | Residential - Specific type not defined |  | Unknown | 0.00 | NO
City Accommodation_CA14-Village Units 52 - 95 & Car park_First Floor_59.102B _ HWS | CA-CA14-01-59.102B | CA14-01-59.102B-HWS | City Accommodation | CA | CA14 | Village Units 52 - 95 & Car park | 01 | First Floor | 59.102B | 99963 | Student Accommodation | 99939 | Unusable Spaces | 1.12 | HWS | 7 | Residential Accommodation Space Group | 700 | Residential - Specific type not defined |  | Unknown | 0.00 | NO
City Accommodation_CA14-Village Units 52 - 95 & Car park_First Floor_59.103 _ Stair | CA-CA14-01-59.103 | CA14-01-59.103-Stair | City Accommodation | CA | CA14 | Village Units 52 - 95 & Car park | 01 | First Floor | 59.103 | 99963 | Student Accommodation | 99939 | Unusable Spaces | 3.44 | Stair | 7 | Residential Accommodation Space Group | 700 | Residential - Specific type not defined |  | Unknown | 0.00 | NO
City Accommodation_CA14-Village Units 52 - 95 & Car park_First Floor_59.104 _ Pantry | CA-CA14-01-59.104 | CA14-01-59.104-Pantry | City Accommodation | CA | CA14 | Village Units 52 - 95 & Car park | 01 | First Floor | 59.104 | 99963 | Student Accommodation | 99939 | Unusable Spaces | 1.4 | Pantry | 7 | Residential Accommodation Space Group | 700 | Residential - Specific type not defined |  | Unknown | 0.00 | NO
City Accommodation_CA14-Village Units 52 - 95 & Car park_First Floor_60.101 _ Porch | CA-CA14-01-60.101 | CA14-01-60.101-Porch | City Accommodation | CA | CA14 | Village Units 52 - 95 & Car park | 01 | First Floor | 60.101 | 99963 | Student Accommodation | 99939 | Unusable Spaces | 1.73 | Porch | 7 | Residential Accommodation Space Group | 700 | Residential - Specific type not defined |  | Unknown | 0.00 | NO
City Accommodation_CA14-Village Units 52 - 95 & Car park_First Floor_60.102 _ Living / Meals | CA-CA14-01-60.102 | CA14-01-60.102-Living / Meals | City Accommodation | CA | CA14 | Village Units 52 - 95 & Car park | 01 | First Floor | 60.102 | 99963 | Student Accommodation | 99939 | Unusable Spaces | 31.47 | Living / Meals | 7 | Residential Accommodation Space Group | 700 | Residential - Specific type not defined |  | Unknown | 0.00 | NO
City Accommodation_CA14-Village Units 52 - 95 & Car park_First Floor_60.102A _ Kitchen | CA-CA14-01-60.102A | CA14-01-60.102A-Kitchen | City Accommodation | CA | CA14 | Village Units 52 - 95 & Car park | 01 | First Floor | 60.102A | 99963 | Student Accommodation | 99939 | Unusable Spaces | 7.18 | Kitchen | 7 | Residential Accommodation Space Group | 700 | Residential - Specific type not defined |  | Unknown | 0.00 | NO
City Accommodation_CA14-Village Units 52 - 95 & Car park_First Floor_60.103 _ WC | CA-CA14-01-60.103 | CA14-01-60.103-WC | City Accommodation | CA | CA14 | Village Units 52 - 95 & Car park | 01 | First Floor | 60.103 | 99963 | Student Accommodation | 99939 | Unusable Spaces | 4.96 | WC | 7 | Residential Accommodation Space Group | 700 | Residential - Specific type not defined |  | Unknown | 0.00 | NO
City Accommodation_CA14-Village Units 52 - 95 & Car park_First Floor_60.104 _ Stair | CA-CA14-01-60.104 | CA14-01-60.104-Stair | City Accommodation | CA | CA14 | Village Units 52 - 95 & Car park | 01 | First Floor | 60.104 | 99963 | Student Accommodation | 99939 | Unusable Spaces | 3.44 | Stair | 7 | Residential Accommodation Space Group | 700 | Residential - Specific type not defined |  | Unknown | 0.00 | NO
City Accommodation_CA14-Village Units 52 - 95 & Car park_First Floor_61.101 _ Porch | CA-CA14-01-61.101 | CA14-01-61.101-Porch | City Accommodation | CA | CA14 | Village Units 52 - 95 & Car park | 01 | First Floor | 61.101 | 99963 | Student Accommodation | 99939 | Unusable Spaces | 1.73 | Porch | 7 | Residential Accommodation Space Group | 700 | Residential - Specific type not defined |  | Unknown | 0.00 | NO
City Accommodation_CA14-Village Units 52 - 95 & Car park_First Floor_61.102 _ Living / Meals | CA-CA14-01-61.102 | CA14-01-61.102-Living / Meals | City Accommodation | CA | CA14 | Village Units 52 - 95 & Car park | 01 | First Floor | 61.102 | 99963 | Student Accommodation | 99939 | Unusable Spaces | 31.22 | Living / Meals | 7 | Residential Accommodation Space Group | 700 | Residential - Specific type not defined |  | Unknown | 0.00 | NO
City Accommodation_CA14-Village Units 52 - 95 & Car park_First Floor_61.102A _ Kitchen | CA-CA14-01-61.102A | CA14-01-61.102A-Kitchen | City Accommodation | CA | CA14 | Village Units 52 - 95 & Car park | 01 | First Floor | 61.102A | 99963 | Student Accommodation | 99939 | Unusable Spaces | 5.71 | Kitchen | 7 | Residential Accommodation Space Group | 700 | Residential - Specific type not defined |  | Unknown | 0.00 | NO
City Accommodation_CA14-Village Units 52 - 95 & Car park_First Floor_61.102B _ Pantry | CA-CA14-01-61.102B | CA14-01-61.102B-Pantry | City Accommodation | CA | CA14 | Village Units 52 - 95 & Car park | 01 | First Floor | 61.102B | 99963 | Student Accommodation | 99939 | Unusable Spaces | 2.46 | Pantry | 7 | Residential Accommodation Space Group | 700 | Residential - Specific type not defined |  | Unknown | 0.00 | NO
City Accommodation_CA14-Village Units 52 - 95 & Car park_First Floor_61.103 _ WC | CA-CA14-01-61.103 | CA14-01-61.103-WC | City Accommodation | CA | CA14 | Village Units 52 - 95 & Car park | 01 | First Floor | 61.103 | 99963 | Student Accommodation | 99939 | Unusable Spaces | 4.96 | WC | 7 | Residential Accommodation Space Group | 700 | Residential - Specific type not defined |  | Unknown | 0.00 | NO
City Accommodation_CA14-Village Units 52 - 95 & Car park_First Floor_61.104 _ Stair | CA-CA14-01-61.104 | CA14-01-61.104-Stair | City Accommodation | CA | CA14 | Village Units 52 - 95 & Car park | 01 | First Floor | 61.104 | 99963 | Student Accommodation | 99939 | Unusable Spaces | 2.03 | Stair | 7 | Residential Accommodation Space Group | 700 | Residential - Specific type not defined |  | Unknown | 0.00 | NO
City Accommodation_CA14-Village Units 52 - 95 & Car park_First Floor_62.101 _ Porch | CA-CA14-01-62.101 | CA14-01-62.101-Porch | City Accommodation | CA | CA14 | Village Units 52 - 95 & Car park | 01 | First Floor | 62.101 | 99963 | Student Accommodation | 99939 | Unusable Spaces | 2.74 | Porch | 7 | Residential Accommodation Space Group | 700 | Residential - Specific type not defined |  | Unknown | 0.00 | NO
City Accommodation_CA14-Village Units 52 - 95 & Car park_First Floor_62.102 _ Living | CA-CA14-01-62.102 | CA14-01-62.102-Living | City Accommodation | CA | CA14 | Village Units 52 - 95 & Car park | 01 | First Floor | 62.102 | 99963 | Student Accommodation | 99939 | Unusable Spaces | 21.79 | Living | 7 | Residential Accommodation Space Group | 700 | Residential - Specific type not defined |  | Unknown | 0.00 | NO
City Accommodation_CA14-Village Units 52 - 95 & Car park_First Floor_62.102A _ Kitchen | CA-CA14-01-62.102A | CA14-01-62.102A-Kitchen | City Accommodation | CA | CA14 | Village Units 52 - 95 & Car park | 01 | First Floor | 62.102A | 99963 | Student Accommodation | 99939 | Unusable Spaces | 6.13 | Kitchen | 7 | Residential Accommodation Space Group | 700 | Residential - Specific type not defined |  | Unknown | 0.00 | NO
City Accommodation_CA14-Village Units 52 - 95 & Car park_First Floor_62.103 _ Passage | CA-CA14-01-62.103 | CA14-01-62.103-Passage | City Accommodation | CA | CA14 | Village Units 52 - 95 & Car park | 01 | First Floor | 62.103 | 99963 | Student Accommodation | 99939 | Unusable Spaces | 5.83 | Passage | 7 | Residential Accommodation Space Group | 700 | Residential - Specific type not defined |  | Unknown | 0.00 | NO
City Accommodation_CA14-Village Units 52 - 95 & Car park_First Floor_62.103A _ HWS | CA-CA14-01-62.103A | CA14-01-62.103A-HWS | City Accommodation | CA | CA14 | Village Units 52 - 95 & Car park | 01 | First Floor | 62.103A | 99963 | Student Accommodation | 99939 | Unusable Spaces | 0.79 | HWS | 7 | Residential Accommodation Space Group | 700 | Residential - Specific type not defined |  | Unknown | 0.00 | NO
City Accommodation_CA14-Village Units 52 - 95 & Car park_First Floor_62.104 _ Bedroom 1 | CA-CA14-01-62.104 | CA14-01-62.104-Bedroom 1 | City Accommodation | CA | CA14 | Village Units 52 - 95 & Car park | 01 | First Floor | 62.104 | 99963 | Student Accommodation | 99939 | Unusable Spaces | 9.56 | Bedroom 1 | 7 | Residential Accommodation Space Group | 700 | Residential - Specific type not defined |  | Unknown | 0.00 | NO
City Accommodation_CA14-Village Units 52 - 95 & Car park_First Floor_62.104A _ BIR | CA-CA14-01-62.104A | CA14-01-62.104A-BIR | City Accommodation | CA | CA14 | Village Units 52 - 95 & Car park | 01 | First Floor | 62.104A | 99963 | Student Accommodation | 99939 | Unusable Spaces | 0.58 | BIR | 7 | Residential Accommodation Space Group | 700 | Residential - Specific type not defined |  | Unknown | 0.00 | NO
City Accommodation_CA14-Village Units 52 - 95 & Car park_First Floor_62.105 _ Bathroom | CA-CA14-01-62.105 | CA14-01-62.105-Bathroom | City Accommodation | CA | CA14 | Village Units 52 - 95 & Car park | 01 | First Floor | 62.105 | 99963 | Student Accommodation | 99939 | Unusable Spaces | 2.02 | Bathroom | 7 | Residential Accommodation Space Group | 700 | Residential - Specific type not defined |  | Unknown | 0.00 | NO
City Accommodation_CA14-Village Units 52 - 95 & Car park_First Floor_62.106 _ Ldry | CA-CA14-01-62.106 | CA14-01-62.106-Ldry | City Accommodation | CA | CA14 | Village Units 52 - 95 & Car park | 01 | First Floor | 62.106 | 99963 | Student Accommodation | 99939 | Unusable Spaces | 2.37 | Ldry | 7 | Residential Accommodation Space Group | 700 | Residential - Specific type not defined |  | Unknown | 0.00 | NO
City Accommodation_CA14-Village Units 52 - 95 & Car park_First Floor_62.107 _ WC | CA-CA14-01-62.107 | CA14-01-62.107-WC | City Accommodation | CA | CA14 | Village Units 52 - 95 & Car park | 01 | First Floor | 62.107 | 99963 | Student Accommodation | 99939 | Unusable Spaces | 1.48 | WC | 7 | Residential Accommodation Space Group | 700 | Residential - Specific type not defined |  | Unknown | 0.00 | NO
City Accommodation_CA14-Village Units 52 - 95 & Car park_First Floor_62.108 _ Bedroom 4 | CA-CA14-01-62.108 | CA14-01-62.108-Bedroom 4 | City Accommodation | CA | CA14 | Village Units 52 - 95 & Car park | 01 | First Floor | 62.108 | 99963 | Student Accommodation | 99939 | Unusable Spaces | 8.49 | Bedroom 4 | 7 | Residential Accommodation Space Group | 700 | Residential - Specific type not defined |  | Unknown | 0.00 | NO
City Accommodation_CA14-Village Units 52 - 95 & Car park_First Floor_62.108A _ BIR | CA-CA14-01-62.108A | CA14-01-62.108A-BIR | City Accommodation | CA | CA14 | Village Units 52 - 95 & Car park | 01 | First Floor | 62.108A | 99963 | Student Accommodation | 99939 | Unusable Spaces | 0.58 | BIR | 7 | Residential Accommodation Space Group | 700 | Residential - Specific type not defined |  | Unknown | 0.00 | NO
City Accommodation_CA14-Village Units 52 - 95 & Car park_First Floor_62.109 _ Bedroom 3 | CA-CA14-01-62.109 | CA14-01-62.109-Bedroom 3 | City Accommodation | CA | CA14 | Village Units 52 - 95 & Car park | 01 | First Floor | 62.109 | 99963 | Student Accommodation | 99939 | Unusable Spaces | 8.64 | Bedroom 3 | 7 | Residential Accommodation Space Group | 700 | Residential - Specific type not defined |  | Unknown | 0.00 | NO
City Accommodation_CA14-Village Units 52 - 95 & Car park_First Floor_62.109A _ BIR | CA-CA14-01-62.109A | CA14-01-62.109A-BIR | City Accommodation | CA | CA14 | Village Units 52 - 95 & Car park | 01 | First Floor | 62.109A | 99963 | Student Accommodation | 99939 | Unusable Spaces | 0.6 | BIR | 7 | Residential Accommodation Space Group | 700 | Residential - Specific type not defined |  | Unknown | 0.00 | NO
City Accommodation_CA14-Village Units 52 - 95 & Car park_First Floor_62.110 _ Bedroom 2 | CA-CA14-01-62.110 | CA14-01-62.110-Bedroom 2 | City Accommodation | CA | CA14 | Village Units 52 - 95 & Car park | 01 | First Floor | 62.110 | 99963 | Student Accommodation | 99939 | Unusable Spaces | 11.21 | Bedroom 2 | 7 | Residential Accommodation Space Group | 700 | Residential - Specific type not defined |  | Unknown | 0.00 | NO
City Accommodation_CA14-Village Units 52 - 95 & Car park_First Floor_62.110A _ BIR | CA-CA14-01-62.110A | CA14-01-62.110A-BIR | City Accommodation | CA | CA14 | Village Units 52 - 95 & Car park | 01 | First Floor | 62.110A | 99963 | Student Accommodation | 99939 | Unusable Spaces | 0.6 | BIR | 7 | Residential Accommodation Space Group | 700 | Residential - Specific type not defined |  | Unknown | 0.00 | NO
City Accommodation_CA14-Village Units 52 - 95 & Car park_First Floor_62.111 _ Bathroom | CA-CA14-01-62.111 | CA14-01-62.111-Bathroom | City Accommodation | CA | CA14 | Village Units 52 - 95 & Car park | 01 | First Floor | 62.111 | 99963 | Student Accommodation | 99939 | Unusable Spaces | 3.61 | Bathroom | 7 | Residential Accommodation Space Group | 700 | Residential - Specific type not defined |  | Unknown | 0.00 | NO
City Accommodation_CA14-Village Units 52 - 95 & Car park_First Floor_62A.101 _ Living | CA-CA14-01-62A.101 | CA14-01-62A.101-Living | City Accommodation | CA | CA14 | Village Units 52 - 95 & Car park | 01 | First Floor | 62A.101 | 99963 | Student Accommodation | 99939 | Unusable Spaces | 29.53 | Living | 7 | Residential Accommodation Space Group | 700 | Residential - Specific type not defined |  | Unknown | 0.00 | NO
City Accommodation_CA14-Village Units 52 - 95 & Car park_First Floor_62A.101A _ Kitchen | CA-CA14-01-62A.101A | CA14-01-62A.101A-Kitchen | City Accommodation | CA | CA14 | Village Units 52 - 95 & Car park | 01 | First Floor | 62A.101A | 99963 | Student Accommodation | 99939 | Unusable Spaces | 6.15 | Kitchen | 7 | Residential Accommodation Space Group | 700 | Residential - Specific type not defined |  | Unknown | 0.00 | NO
City Accommodation_CA14-Village Units 52 - 95 & Car park_First Floor_62A.102 _ Passage | CA-CA14-01-62A.102 | CA14-01-62A.102-Passage | City Accommodation | CA | CA14 | Village Units 52 - 95 & Car park | 01 | First Floor | 62A.102 | 99963 | Student Accommodation | 99939 | Unusable Spaces | 4.95 | Passage | 7 | Residential Accommodation Space Group | 700 | Residential - Specific type not defined |  | Unknown | 0.00 | NO
City Accommodation_CA14-Village Units 52 - 95 & Car park_First Floor_62A.102A _ HWS | CA-CA14-01-62A.102A | CA14-01-62A.102A-HWS | City Accommodation | CA | CA14 | Village Units 52 - 95 & Car park | 01 | First Floor | 62A.102A | 99963 | Student Accommodation | 99939 | Unusable Spaces | 0.79 | HWS | 7 | Residential Accommodation Space Group | 700 | Residential - Specific type not defined |  | Unknown | 0.00 | NO
City Accommodation_CA14-Village Units 52 - 95 & Car park_First Floor_62A.103 _ Bathroom | CA-CA14-01-62A.103 | CA14-01-62A.103-Bathroom | City Accommodation | CA | CA14 | Village Units 52 - 95 & Car park | 01 | First Floor | 62A.103 | 99963 | Student Accommodation | 99939 | Unusable Spaces | 2.06 | Bathroom | 7 | Residential Accommodation Space Group | 700 | Residential - Specific type not defined |  | Unknown | 0.00 | NO
City Accommodation_CA14-Village Units 52 - 95 & Car park_First Floor_62A.104 _ Ldry | CA-CA14-01-62A.104 | CA14-01-62A.104-Ldry | City Accommodation | CA | CA14 | Village Units 52 - 95 & Car park | 01 | First Floor | 62A.104 | 99963 | Student Accommodation | 99939 | Unusable Spaces | 2.42 | Ldry | 7 | Residential Accommodation Space Group | 700 | Residential - Specific type not defined |  | Unknown | 0.00 | NO
City Accommodation_CA14-Village Units 52 - 95 & Car park_First Floor_62A.105 _ WC | CA-CA14-01-62A.105 | CA14-01-62A.105-WC | City Accommodation | CA | CA14 | Village Units 52 - 95 & Car park | 01 | First Floor | 62A.105 | 99963 | Student Accommodation | 99939 | Unusable Spaces | 1.52 | WC | 7 | Residential Accommodation Space Group | 700 | Residential - Specific type not defined |  | Unknown | 0.00 | NO
City Accommodation_CA14-Village Units 52 - 95 & Car park_First Floor_62A.106 _ Bedroom 3 | CA-CA14-01-62A.106 | CA14-01-62A.106-Bedroom 3 | City Accommodation | CA | CA14 | Village Units 52 - 95 & Car park | 01 | First Floor | 62A.106 | 99963 | Student Accommodation | 99939 | Unusable Spaces | 8.59 | Bedroom 3 | 7 | Residential Accommodation Space Group | 700 | Residential - Specific type not defined |  | Unknown | 0.00 | NO
City Accommodation_CA14-Village Units 52 - 95 & Car park_First Floor_62A.106A _ BIR | CA-CA14-01-62A.106A | CA14-01-62A.106A-BIR | City Accommodation | CA | CA14 | Village Units 52 - 95 & Car park | 01 | First Floor | 62A.106A | 99963 | Student Accommodation | 99939 | Unusable Spaces | 0.6 | BIR | 7 | Residential Accommodation Space Group | 700 | Residential - Specific type not defined |  | Unknown | 0.00 | NO
City Accommodation_CA14-Village Units 52 - 95 & Car park_First Floor_62A.107 _ Bedroom 2 | CA-CA14-01-62A.107 | CA14-01-62A.107-Bedroom 2 | City Accommodation | CA | CA14 | Village Units 52 - 95 & Car park | 01 | First Floor | 62A.107 | 99963 | Student Accommodation | 99939 | Unusable Spaces | 8.63 | Bedroom 2 | 7 | Residential Accommodation Space Group | 700 | Residential - Specific type not defined |  | Unknown | 0.00 | NO
City Accommodation_CA14-Village Units 52 - 95 & Car park_First Floor_62A.107A _ BIR | CA-CA14-01-62A.107A | CA14-01-62A.107A-BIR | City Accommodation | CA | CA14 | Village Units 52 - 95 & Car park | 01 | First Floor | 62A.107A | 99963 | Student Accommodation | 99939 | Unusable Spaces | 0.6 | BIR | 7 | Residential Accommodation Space Group | 700 | Residential - Specific type not defined |  | Unknown | 0.00 | NO
City Accommodation_CA14-Village Units 52 - 95 & Car park_First Floor_62A.108 _ Bedroom 1 | CA-CA14-01-62A.108 | CA14-01-62A.108-Bedroom 1 | City Accommodation | CA | CA14 | Village Units 52 - 95 & Car park | 01 | First Floor | 62A.108 | 99963 | Student Accommodation | 99939 | Unusable Spaces | 11.25 | Bedroom 1 | 7 | Residential Accommodation Space Group | 700 | Residential - Specific type not defined |  | Unknown | 0.00 | NO
City Accommodation_CA14-Village Units 52 - 95 & Car park_First Floor_62A.108A _ BIR | CA-CA14-01-62A.108A | CA14-01-62A.108A-BIR | City Accommodation | CA | CA14 | Village Units 52 - 95 & Car park | 01 | First Floor | 62A.108A | 99963 | Student Accommodation | 99939 | Unusable Spaces | 0.6 | BIR | 7 | Residential Accommodation Space Group | 700 | Residential - Specific type not defined |  | Unknown | 0.00 | NO
City Accommodation_CA14-Village Units 52 - 95 & Car park_First Floor_62A.109 _ Bathroom | CA-CA14-01-62A.109 | CA14-01-62A.109-Bathroom | City Accommodation | CA | CA14 | Village Units 52 - 95 & Car park | 01 | First Floor | 62A.109 | 99963 | Student Accommodation | 99939 | Unusable Spaces | 3.61 | Bathroom | 7 | Residential Accommodation Space Group | 700 | Residential - Specific type not defined |  | Unknown | 0.00 | NO
City Accommodation_CA14-Village Units 52 - 95 & Car park_First Floor_63.101 _ Porch | CA-CA14-01-63.101 | CA14-01-63.101-Porch | City Accommodation | CA | CA14 | Village Units 52 - 95 & Car park | 01 | First Floor | 63.101 | 99963 | Student Accommodation | 99939 | Unusable Spaces | 1.43 | Porch | 7 | Residential Accommodation Space Group | 700 | Residential - Specific type not defined |  | Unknown | 0.00 | NO
City Accommodation_CA14-Village Units 52 - 95 & Car park_First Floor_63.102 _ Living | CA-CA14-01-63.102 | CA14-01-63.102-Living | City Accommodation | CA | CA14 | Village Units 52 - 95 & Car park | 01 | First Floor | 63.102 | 99963 | Student Accommodation | 99939 | Unusable Spaces | 23.18 | Living | 7 | Residential Accommodation Space Group | 700 | Residential - Specific type not defined |  | Unknown | 0.00 | NO
City Accommodation_CA14-Village Units 52 - 95 & Car park_First Floor_63.102A _ Kitchen | CA-CA14-01-63.102A | CA14-01-63.102A-Kitchen | City Accommodation | CA | CA14 | Village Units 52 - 95 & Car park | 01 | First Floor | 63.102A | 99963 | Student Accommodation | 99939 | Unusable Spaces | 6.13 | Kitchen | 7 | Residential Accommodation Space Group | 700 | Residential - Specific type not defined |  | Unknown | 0.00 | NO
City Accommodation_CA14-Village Units 52 - 95 & Car park_First Floor_63.103 _ Passage | CA-CA14-01-63.103 | CA14-01-63.103-Passage | City Accommodation | CA | CA14 | Village Units 52 - 95 & Car park | 01 | First Floor | 63.103 | 99963 | Student Accommodation | 99939 | Unusable Spaces | 5.83 | Passage | 7 | Residential Accommodation Space Group | 700 | Residential - Specific type not defined |  | Unknown | 0.00 | NO
City Accommodation_CA14-Village Units 52 - 95 & Car park_First Floor_63.103A _ HWS | CA-CA14-01-63.103A | CA14-01-63.103A-HWS | City Accommodation | CA | CA14 | Village Units 52 - 95 & Car park | 01 | First Floor | 63.103A | 99963 | Student Accommodation | 99939 | Unusable Spaces | 0.79 | HWS | 7 | Residential Accommodation Space Group | 700 | Residential - Specific type not defined |  | Unknown | 0.00 | NO
City Accommodation_CA14-Village Units 52 - 95 & Car park_First Floor_63.104 _ Bathroom | CA-CA14-01-63.104 | CA14-01-63.104-Bathroom | City Accommodation | CA | CA14 | Village Units 52 - 95 & Car park | 01 | First Floor | 63.104 | 99963 | Student Accommodation | 99939 | Unusable Spaces | 3.61 | Bathroom | 7 | Residential Accommodation Space Group | 700 | Residential - Specific type not defined |  | Unknown | 0.00 | NO
City Accommodation_CA14-Village Units 52 - 95 & Car park_First Floor_63.105 _ Bedroom 4 | CA-CA14-01-63.105 | CA14-01-63.105-Bedroom 4 | City Accommodation | CA | CA14 | Village Units 52 - 95 & Car park | 01 | First Floor | 63.105 | 99963 | Student Accommodation | 99939 | Unusable Spaces | 11.21 | Bedroom 4 | 7 | Residential Accommodation Space Group | 700 | Residential - Specific type not defined |  | Unknown | 0.00 | NO
City Accommodation_CA14-Village Units 52 - 95 & Car park_First Floor_63.105A _ BIR | CA-CA14-01-63.105A | CA14-01-63.105A-BIR | City Accommodation | CA | CA14 | Village Units 52 - 95 & Car park | 01 | First Floor | 63.105A | 99963 | Student Accommodation | 99939 | Unusable Spaces | 0.6 | BIR | 7 | Residential Accommodation Space Group | 700 | Residential - Specific type not defined |  | Unknown | 0.00 | NO
City Accommodation_CA14-Village Units 52 - 95 & Car park_First Floor_63.106 _ Bedroom 3 | CA-CA14-01-63.106 | CA14-01-63.106-Bedroom 3 | City Accommodation | CA | CA14 | Village Units 52 - 95 & Car park | 01 | First Floor | 63.106 | 99963 | Student Accommodation | 99939 | Unusable Spaces | 8.64 | Bedroom 3 | 7 | Residential Accommodation Space Group | 700 | Residential - Specific type not defined |  | Unknown | 0.00 | NO
City Accommodation_CA14-Village Units 52 - 95 & Car park_First Floor_63.106A _ BIR | CA-CA14-01-63.106A | CA14-01-63.106A-BIR | City Accommodation | CA | CA14 | Village Units 52 - 95 & Car park | 01 | First Floor | 63.106A | 99963 | Student Accommodation | 99939 | Unusable Spaces | 0.6 | BIR | 7 | Residential Accommodation Space Group | 700 | Residential - Specific type not defined |  | Unknown | 0.00 | NO
City Accommodation_CA14-Village Units 52 - 95 & Car park_First Floor_63.107 _ Bedroom 2 | CA-CA14-01-63.107 | CA14-01-63.107-Bedroom 2 | City Accommodation | CA | CA14 | Village Units 52 - 95 & Car park | 01 | First Floor | 63.107 | 99963 | Student Accommodation | 99939 | Unusable Spaces | 8.61 | Bedroom 2 | 7 | Residential Accommodation Space Group | 700 | Residential - Specific type not defined |  | Unknown | 0.00 | NO
City Accommodation_CA14-Village Units 52 - 95 & Car park_First Floor_63.107A _ BIR | CA-CA14-01-63.107A | CA14-01-63.107A-BIR | City Accommodation | CA | CA14 | Village Units 52 - 95 & Car park | 01 | First Floor | 63.107A | 99963 | Student Accommodation | 99939 | Unusable Spaces | 0.6 | BIR | 7 | Residential Accommodation Space Group | 700 | Residential - Specific type not defined |  | Unknown | 0.00 | NO
City Accommodation_CA14-Village Units 52 - 95 & Car park_First Floor_63.108 _ WC | CA-CA14-01-63.108 | CA14-01-63.108-WC | City Accommodation | CA | CA14 | Village Units 52 - 95 & Car park | 01 | First Floor | 63.108 | 99963 | Student Accommodation | 99939 | Unusable Spaces | 1.52 | WC | 7 | Residential Accommodation Space Group | 700 | Residential - Specific type not defined |  | Unknown | 0.00 | NO
City Accommodation_CA14-Village Units 52 - 95 & Car park_First Floor_63.109 _ Ldry | CA-CA14-01-63.109 | CA14-01-63.109-Ldry | City Accommodation | CA | CA14 | Village Units 52 - 95 & Car park | 01 | First Floor | 63.109 | 99963 | Student Accommodation | 99939 | Unusable Spaces | 2.43 | Ldry | 7 | Residential Accommodation Space Group | 700 | Residential - Specific type not defined |  | Unknown | 0.00 | NO
City Accommodation_CA14-Village Units 52 - 95 & Car park_First Floor_63.110 _ Bathroom | CA-CA14-01-63.110 | CA14-01-63.110-Bathroom | City Accommodation | CA | CA14 | Village Units 52 - 95 & Car park | 01 | First Floor | 63.110 | 99963 | Student Accommodation | 99939 | Unusable Spaces | 2.07 | Bathroom | 7 | Residential Accommodation Space Group | 700 | Residential - Specific type not defined |  | Unknown | 0.00 | NO
City Accommodation_CA14-Village Units 52 - 95 & Car park_First Floor_63.111 _ Bedroom 1 | CA-CA14-01-63.111 | CA14-01-63.111-Bedroom 1 | City Accommodation | CA | CA14 | Village Units 52 - 95 & Car park | 01 | First Floor | 63.111 | 99963 | Student Accommodation | 99939 | Unusable Spaces | 9.7 | Bedroom 1 | 7 | Residential Accommodation Space Group | 700 | Residential - Specific type not defined |  | Unknown | 0.00 | NO
City Accommodation_CA14-Village Units 52 - 95 & Car park_First Floor_63.111A _ BIR | CA-CA14-01-63.111A | CA14-01-63.111A-BIR | City Accommodation | CA | CA14 | Village Units 52 - 95 & Car park | 01 | First Floor | 63.111A | 99963 | Student Accommodation | 99939 | Unusable Spaces | 0.6 | BIR | 7 | Residential Accommodation Space Group | 700 | Residential - Specific type not defined |  | Unknown | 0.00 | NO
City Accommodation_CA14-Village Units 52 - 95 & Car park_First Floor_64.101 _ Porch | CA-CA14-01-64.101 | CA14-01-64.101-Porch | City Accommodation | CA | CA14 | Village Units 52 - 95 & Car park | 01 | First Floor | 64.101 | 99963 | Student Accommodation | 99939 | Unusable Spaces | 1.53 | Porch | 7 | Residential Accommodation Space Group | 700 | Residential - Specific type not defined |  | Unknown | 0.00 | NO
City Accommodation_CA14-Village Units 52 - 95 & Car park_First Floor_64.102 _ Living | CA-CA14-01-64.102 | CA14-01-64.102-Living | City Accommodation | CA | CA14 | Village Units 52 - 95 & Car park | 01 | First Floor | 64.102 | 99963 | Student Accommodation | 99939 | Unusable Spaces | 23.18 | Living | 7 | Residential Accommodation Space Group | 700 | Residential - Specific type not defined |  | Unknown | 0.00 | NO
City Accommodation_CA14-Village Units 52 - 95 & Car park_First Floor_64.102A _ Kitchen | CA-CA14-01-64.102A | CA14-01-64.102A-Kitchen | City Accommodation | CA | CA14 | Village Units 52 - 95 & Car park | 01 | First Floor | 64.102A | 99963 | Student Accommodation | 99939 | Unusable Spaces | 6.13 | Kitchen | 7 | Residential Accommodation Space Group | 700 | Residential - Specific type not defined |  | Unknown | 0.00 | NO
City Accommodation_CA14-Village Units 52 - 95 & Car park_First Floor_64.103 _ Passage | CA-CA14-01-64.103 | CA14-01-64.103-Passage | City Accommodation | CA | CA14 | Village Units 52 - 95 & Car park | 01 | First Floor | 64.103 | 99963 | Student Accommodation | 99939 | Unusable Spaces | 5.83 | Passage | 7 | Residential Accommodation Space Group | 700 | Residential - Specific type not defined |  | Unknown | 0.00 | NO
City Accommodation_CA14-Village Units 52 - 95 & Car park_First Floor_64.103A _ HWS | CA-CA14-01-64.103A | CA14-01-64.103A-HWS | City Accommodation | CA | CA14 | Village Units 52 - 95 & Car park | 01 | First Floor | 64.103A | 99963 | Student Accommodation | 99939 | Unusable Spaces | 0.79 | HWS | 7 | Residential Accommodation Space Group | 700 | Residential - Specific type not defined |  | Unknown | 0.00 | NO
City Accommodation_CA14-Village Units 52 - 95 & Car park_First Floor_64.104 _ Bathroom | CA-CA14-01-64.104 | CA14-01-64.104-Bathroom | City Accommodation | CA | CA14 | Village Units 52 - 95 & Car park | 01 | First Floor | 64.104 | 99963 | Student Accommodation | 99939 | Unusable Spaces | 3.61 | Bathroom | 7 | Residential Accommodation Space Group | 700 | Residential - Specific type not defined |  | Unknown | 0.00 | NO
City Accommodation_CA14-Village Units 52 - 95 & Car park_First Floor_64.105 _ Bedroom 4 | CA-CA14-01-64.105 | CA14-01-64.105-Bedroom 4 | City Accommodation | CA | CA14 | Village Units 52 - 95 & Car park | 01 | First Floor | 64.105 | 99963 | Student Accommodation | 99939 | Unusable Spaces | 11.21 | Bedroom 4 | 7 | Residential Accommodation Space Group | 700 | Residential - Specific type not defined |  | Unknown | 0.00 | NO
City Accommodation_CA14-Village Units 52 - 95 & Car park_First Floor_64.105A _ BIR | CA-CA14-01-64.105A | CA14-01-64.105A-BIR | City Accommodation | CA | CA14 | Village Units 52 - 95 & Car park | 01 | First Floor | 64.105A | 99963 | Student Accommodation | 99939 | Unusable Spaces | 0.6 | BIR | 7 | Residential Accommodation Space Group | 700 | Residential - Specific type not defined |  | Unknown | 0.00 | NO
City Accommodation_CA14-Village Units 52 - 95 & Car park_First Floor_64.106 _ Bedroom 3 | CA-CA14-01-64.106 | CA14-01-64.106-Bedroom 3 | City Accommodation | CA | CA14 | Village Units 52 - 95 & Car park | 01 | First Floor | 64.106 | 99963 | Student Accommodation | 99939 | Unusable Spaces | 8.64 | Bedroom 3 | 7 | Residential Accommodation Space Group | 700 | Residential - Specific type not defined |  | Unknown | 0.00 | NO
City Accommodation_CA14-Village Units 52 - 95 & Car park_First Floor_64.106A _ BIR | CA-CA14-01-64.106A | CA14-01-64.106A-BIR | City Accommodation | CA | CA14 | Village Units 52 - 95 & Car park | 01 | First Floor | 64.106A | 99963 | Student Accommodation | 99939 | Unusable Spaces | 0.6 | BIR | 7 | Residential Accommodation Space Group | 700 | Residential - Specific type not defined |  | Unknown | 0.00 | NO
City Accommodation_CA14-Village Units 52 - 95 & Car park_First Floor_64.107 _ Bedroom 2 | CA-CA14-01-64.107 | CA14-01-64.107-Bedroom 2 | City Accommodation | CA | CA14 | Village Units 52 - 95 & Car park | 01 | First Floor | 64.107 | 99963 | Student Accommodation | 99939 | Unusable Spaces | 8.77 | Bedroom 2 | 7 | Residential Accommodation Space Group | 700 | Residential - Specific type not defined |  | Unknown | 0.00 | NO
City Accommodation_CA14-Village Units 52 - 95 & Car park_First Floor_64.107A _ BIR | CA-CA14-01-64.107A | CA14-01-64.107A-BIR | City Accommodation | CA | CA14 | Village Units 52 - 95 & Car park | 01 | First Floor | 64.107A | 99963 | Student Accommodation | 99939 | Unusable Spaces | 0.6 | BIR | 7 | Residential Accommodation Space Group | 700 | Residential - Specific type not defined |  | Unknown | 0.00 | NO
City Accommodation_CA14-Village Units 52 - 95 & Car park_First Floor_64.108 _ WC | CA-CA14-01-64.108 | CA14-01-64.108-WC | City Accommodation | CA | CA14 | Village Units 52 - 95 & Car park | 01 | First Floor | 64.108 | 99963 | Student Accommodation | 99939 | Unusable Spaces | 1.56 | WC | 7 | Residential Accommodation Space Group | 700 | Residential - Specific type not defined |  | Unknown | 0.00 | NO
City Accommodation_CA14-Village Units 52 - 95 & Car park_First Floor_64.109 _ Ldry | CA-CA14-01-64.109 | CA14-01-64.109-Ldry | City Accommodation | CA | CA14 | Village Units 52 - 95 & Car park | 01 | First Floor | 64.109 | 99963 | Student Accommodation | 99939 | Unusable Spaces | 2.49 | Ldry | 7 | Residential Accommodation Space Group | 700 | Residential - Specific type not defined |  | Unknown | 0.00 | NO
City Accommodation_CA14-Village Units 52 - 95 & Car park_First Floor_64.110 _ Bathroom | CA-CA14-01-64.110 | CA14-01-64.110-Bathroom | City Accommodation | CA | CA14 | Village Units 52 - 95 & Car park | 01 | First Floor | 64.110 | 99963 | Student Accommodation | 99939 | Unusable Spaces | 2.13 | Bathroom | 7 | Residential Accommodation Space Group | 700 | Residential - Specific type not defined |  | Unknown | 0.00 | NO
City Accommodation_CA14-Village Units 52 - 95 & Car park_First Floor_64.111 _ Bedroom 1 | CA-CA14-01-64.111 | CA14-01-64.111-Bedroom 1 | City Accommodation | CA | CA14 | Village Units 52 - 95 & Car park | 01 | First Floor | 64.111 | 99963 | Student Accommodation | 99939 | Unusable Spaces | 9.79 | Bedroom 1 | 7 | Residential Accommodation Space Group | 700 | Residential - Specific type not defined |  | Unknown | 0.00 | NO
City Accommodation_CA14-Village Units 52 - 95 & Car park_First Floor_64.111A _ BIR | CA-CA14-01-64.111A | CA14-01-64.111A-BIR | City Accommodation | CA | CA14 | Village Units 52 - 95 & Car park | 01 | First Floor | 64.111A | 99963 | Student Accommodation | 99939 | Unusable Spaces | 0.6 | BIR | 7 | Residential Accommodation Space Group | 700 | Residential - Specific type not defined |  | Unknown | 0.00 | NO
City Accommodation_CA14-Village Units 52 - 95 & Car park_Second Floor_52.201 _ Stair | CA-CA14-02-52.201 | CA14-02-52.201-Stair | City Accommodation | CA | CA14 | Village Units 52 - 95 & Car park | 02 | Second Floor | 52.201 | 99963 | Student Accommodation | 99939 | Unusable Spaces | 3.71 | Stair | 7 | Residential Accommodation Space Group | 700 | Residential - Specific type not defined |  | Unknown | 0.00 | NO
City Accommodation_CA14-Village Units 52 - 95 & Car park_Second Floor_52.202 _ Living | CA-CA14-02-52.202 | CA14-02-52.202-Living | City Accommodation | CA | CA14 | Village Units 52 - 95 & Car park | 02 | Second Floor | 52.202 | 99963 | Student Accommodation | 99939 | Unusable Spaces | 36.47 | Living | 7 | Residential Accommodation Space Group | 700 | Residential - Specific type not defined |  | Unknown | 0.00 | NO
City Accommodation_CA14-Village Units 52 - 95 & Car park_Second Floor_52.203 _ Bedroom 5 | CA-CA14-02-52.203 | CA14-02-52.203-Bedroom 5 | City Accommodation | CA | CA14 | Village Units 52 - 95 & Car park | 02 | Second Floor | 52.203 | 99963 | Student Accommodation | 99939 | Unusable Spaces | 17.22 | Bedroom 5 | 7 | Residential Accommodation Space Group | 700 | Residential - Specific type not defined |  | Unknown | 0.00 | NO
City Accommodation_CA14-Village Units 52 - 95 & Car park_Second Floor_52.204 _ Deck | CA-CA14-02-52.204 | CA14-02-52.204-Deck | City Accommodation | CA | CA14 | Village Units 52 - 95 & Car park | 02 | Second Floor | 52.204 | 99963 | Student Accommodation | 99939 | Unusable Spaces | 14.5 | Deck | 7 | Residential Accommodation Space Group | 700 | Residential - Specific type not defined |  | Unknown | 0.00 | NO
City Accommodation_CA14-Village Units 52 - 95 & Car park_Second Floor_53.201 _ Stair | CA-CA14-02-53.201 | CA14-02-53.201-Stair | City Accommodation | CA | CA14 | Village Units 52 - 95 & Car park | 02 | Second Floor | 53.201 | 99963 | Student Accommodation | 99939 | Unusable Spaces | 3.46 | Stair | 7 | Residential Accommodation Space Group | 700 | Residential - Specific type not defined |  | Unknown | 0.00 | NO
City Accommodation_CA14-Village Units 52 - 95 & Car park_Second Floor_53.202 _ Living | CA-CA14-02-53.202 | CA14-02-53.202-Living | City Accommodation | CA | CA14 | Village Units 52 - 95 & Car park | 02 | Second Floor | 53.202 | 99963 | Student Accommodation | 99939 | Unusable Spaces | 32.19 | Living | 7 | Residential Accommodation Space Group | 700 | Residential - Specific type not defined |  | Unknown | 0.00 | NO
City Accommodation_CA14-Village Units 52 - 95 & Car park_Second Floor_53.203 _ Deck | CA-CA14-02-53.203 | CA14-02-53.203-Deck | City Accommodation | CA | CA14 | Village Units 52 - 95 & Car park | 02 | Second Floor | 53.203 | 99963 | Student Accommodation | 99939 | Unusable Spaces | 3.71 | Deck | 7 | Residential Accommodation Space Group | 700 | Residential - Specific type not defined |  | Unknown | 0.00 | NO
City Accommodation_CA14-Village Units 52 - 95 & Car park_Second Floor_54.201 _ Stair | CA-CA14-02-54.201 | CA14-02-54.201-Stair | City Accommodation | CA | CA14 | Village Units 52 - 95 & Car park | 02 | Second Floor | 54.201 | 99963 | Student Accommodation | 99939 | Unusable Spaces | 3.19 | Stair | 7 | Residential Accommodation Space Group | 700 | Residential - Specific type not defined |  | Unknown | 0.00 | NO
City Accommodation_CA14-Village Units 52 - 95 & Car park_Second Floor_54.202 _ Living | CA-CA14-02-54.202 | CA14-02-54.202-Living | City Accommodation | CA | CA14 | Village Units 52 - 95 & Car park | 02 | Second Floor | 54.202 | 99963 | Student Accommodation | 99939 | Unusable Spaces | 36.74 | Living | 7 | Residential Accommodation Space Group | 700 | Residential - Specific type not defined |  | Unknown | 0.00 | NO
City Accommodation_CA14-Village Units 52 - 95 & Car park_Second Floor_54.203 _ Deck | CA-CA14-02-54.203 | CA14-02-54.203-Deck | City Accommodation | CA | CA14 | Village Units 52 - 95 & Car park | 02 | Second Floor | 54.203 | 99963 | Student Accommodation | 99939 | Unusable Spaces | 3.71 | Deck | 7 | Residential Accommodation Space Group | 700 | Residential - Specific type not defined |  | Unknown | 0.00 | NO
City Accommodation_CA14-Village Units 52 - 95 & Car park_Second Floor_55.201 _ Stair | CA-CA14-02-55.201 | CA14-02-55.201-Stair | City Accommodation | CA | CA14 | Village Units 52 - 95 & Car park | 02 | Second Floor | 55.201 | 99963 | Student Accommodation | 99939 | Unusable Spaces | 3.46 | Stair | 7 | Residential Accommodation Space Group | 700 | Residential - Specific type not defined |  | Unknown | 0.00 | NO
City Accommodation_CA14-Village Units 52 - 95 & Car park_Second Floor_55.202 _ Living | CA-CA14-02-55.202 | CA14-02-55.202-Living | City Accommodation | CA | CA14 | Village Units 52 - 95 & Car park | 02 | Second Floor | 55.202 | 99963 | Student Accommodation | 99939 | Unusable Spaces | 32.75 | Living | 7 | Residential Accommodation Space Group | 700 | Residential - Specific type not defined |  | Unknown | 0.00 | NO
City Accommodation_CA14-Village Units 52 - 95 & Car park_Second Floor_55.203 _ Deck | CA-CA14-02-55.203 | CA14-02-55.203-Deck | City Accommodation | CA | CA14 | Village Units 52 - 95 & Car park | 02 | Second Floor | 55.203 | 99963 | Student Accommodation | 99939 | Unusable Spaces | 3.71 | Deck | 7 | Residential Accommodation Space Group | 700 | Residential - Specific type not defined |  | Unknown | 0.00 | NO
City Accommodation_CA14-Village Units 52 - 95 & Car park_Second Floor_56.201 _ Stair | CA-CA14-02-56.201 | CA14-02-56.201-Stair | City Accommodation | CA | CA14 | Village Units 52 - 95 & Car park | 02 | Second Floor | 56.201 | 99963 | Student Accommodation | 99939 | Unusable Spaces | 4.5 | Stair | 7 | Residential Accommodation Space Group | 700 | Residential - Specific type not defined |  | Unknown | 0.00 | NO
City Accommodation_CA14-Village Units 52 - 95 & Car park_Second Floor_56.202 _ Living | CA-CA14-02-56.202 | CA14-02-56.202-Living | City Accommodation | CA | CA14 | Village Units 52 - 95 & Car park | 02 | Second Floor | 56.202 | 99963 | Student Accommodation | 99939 | Unusable Spaces | 30.66 | Living | 7 | Residential Accommodation Space Group | 700 | Residential - Specific type not defined |  | Unknown | 0.00 | NO
City Accommodation_CA14-Village Units 52 - 95 & Car park_Second Floor_56.203 _ Deck | CA-CA14-02-56.203 | CA14-02-56.203-Deck | City Accommodation | CA | CA14 | Village Units 52 - 95 & Car park | 02 | Second Floor | 56.203 | 99963 | Student Accommodation | 99939 | Unusable Spaces | 3.62 | Deck | 7 | Residential Accommodation Space Group | 700 | Residential - Specific type not defined |  | Unknown | 0.00 | NO
City Accommodation_CA14-Village Units 52 - 95 & Car park_Second Floor_57.201 _ Stair | CA-CA14-02-57.201 | CA14-02-57.201-Stair | City Accommodation | CA | CA14 | Village Units 52 - 95 & Car park | 02 | Second Floor | 57.201 | 99963 | Student Accommodation | 99939 | Unusable Spaces | 3.65 | Stair | 7 | Residential Accommodation Space Group | 700 | Residential - Specific type not defined |  | Unknown | 0.00 | NO
City Accommodation_CA14-Village Units 52 - 95 & Car park_Second Floor_57.202 _ Corr. | CA-CA14-02-57.202 | CA14-02-57.202-Corr. | City Accommodation | CA | CA14 | Village Units 52 - 95 & Car park | 02 | Second Floor | 57.202 | 99963 | Student Accommodation | 99939 | Unusable Spaces | 5.99 | Corr. | 7 | Residential Accommodation Space Group | 700 | Residential - Specific type not defined |  | Unknown | 0.00 | NO
City Accommodation_CA14-Village Units 52 - 95 & Car park_Second Floor_57.202A _ Linen | CA-CA14-02-57.202A | CA14-02-57.202A-Linen | City Accommodation | CA | CA14 | Village Units 52 - 95 & Car park | 02 | Second Floor | 57.202A | 99963 | Student Accommodation | 99939 | Unusable Spaces | 0.57 | Linen | 7 | Residential Accommodation Space Group | 700 | Residential - Specific type not defined |  | Unknown | 0.00 | NO
City Accommodation_CA14-Village Units 52 - 95 & Car park_Second Floor_57.203 _ Bedroom 2 | CA-CA14-02-57.203 | CA14-02-57.203-Bedroom 2 | City Accommodation | CA | CA14 | Village Units 52 - 95 & Car park | 02 | Second Floor | 57.203 | 99963 | Student Accommodation | 99939 | Unusable Spaces | 9.82 | Bedroom 2 | 7 | Residential Accommodation Space Group | 700 | Residential - Specific type not defined |  | Unknown | 0.00 | NO
City Accommodation_CA14-Village Units 52 - 95 & Car park_Second Floor_57.203A _ BIR | CA-CA14-02-57.203A | CA14-02-57.203A-BIR | City Accommodation | CA | CA14 | Village Units 52 - 95 & Car park | 02 | Second Floor | 57.203A | 99963 | Student Accommodation | 99939 | Unusable Spaces | 0.6 | BIR | 7 | Residential Accommodation Space Group | 700 | Residential - Specific type not defined |  | Unknown | 0.00 | NO
City Accommodation_CA14-Village Units 52 - 95 & Car park_Second Floor_57.204 _ Bedroom 1 | CA-CA14-02-57.204 | CA14-02-57.204-Bedroom 1 | City Accommodation | CA | CA14 | Village Units 52 - 95 & Car park | 02 | Second Floor | 57.204 | 99963 | Student Accommodation | 99939 | Unusable Spaces | 12.48 | Bedroom 1 | 7 | Residential Accommodation Space Group | 700 | Residential - Specific type not defined |  | Unknown | 0.00 | NO
City Accommodation_CA14-Village Units 52 - 95 & Car park_Second Floor_57.204A _ BIR | CA-CA14-02-57.204A | CA14-02-57.204A-BIR | City Accommodation | CA | CA14 | Village Units 52 - 95 & Car park | 02 | Second Floor | 57.204A | 99963 | Student Accommodation | 99939 | Unusable Spaces | 0.72 | BIR | 7 | Residential Accommodation Space Group | 700 | Residential - Specific type not defined |  | Unknown | 0.00 | NO
City Accommodation_CA14-Village Units 52 - 95 & Car park_Second Floor_57.205 _ Ldry | CA-CA14-02-57.205 | CA14-02-57.205-Ldry | City Accommodation | CA | CA14 | Village Units 52 - 95 & Car park | 02 | Second Floor | 57.205 | 99963 | Student Accommodation | 99939 | Unusable Spaces | 1.76 | Ldry | 7 | Residential Accommodation Space Group | 700 | Residential - Specific type not defined |  | Unknown | 0.00 | NO
City Accommodation_CA14-Village Units 52 - 95 & Car park_Second Floor_57.206 _ Bathroom | CA-CA14-02-57.206 | CA14-02-57.206-Bathroom | City Accommodation | CA | CA14 | Village Units 52 - 95 & Car park | 02 | Second Floor | 57.206 | 99963 | Student Accommodation | 99939 | Unusable Spaces | 4.92 | Bathroom | 7 | Residential Accommodation Space Group | 700 | Residential - Specific type not defined |  | Unknown | 0.00 | NO
City Accommodation_CA14-Village Units 52 - 95 & Car park_Second Floor_58.201 _ Stair | CA-CA14-02-58.201 | CA14-02-58.201-Stair | City Accommodation | CA | CA14 | Village Units 52 - 95 & Car park | 02 | Second Floor | 58.201 | 99963 | Student Accommodation | 99939 | Unusable Spaces | 3.15 | Stair | 7 | Residential Accommodation Space Group | 700 | Residential - Specific type not defined |  | Unknown | 0.00 | NO
City Accommodation_CA14-Village Units 52 - 95 & Car park_Second Floor_58.202 _ Corr. | CA-CA14-02-58.202 | CA14-02-58.202-Corr. | City Accommodation | CA | CA14 | Village Units 52 - 95 & Car park | 02 | Second Floor | 58.202 | 99963 | Student Accommodation | 99939 | Unusable Spaces | 5.49 | Corr. | 7 | Residential Accommodation Space Group | 700 | Residential - Specific type not defined |  | Unknown | 0.00 | NO
City Accommodation_CA14-Village Units 52 - 95 & Car park_Second Floor_58.203 _ Ldry | CA-CA14-02-58.203 | CA14-02-58.203-Ldry | City Accommodation | CA | CA14 | Village Units 52 - 95 & Car park | 02 | Second Floor | 58.203 | 99963 | Student Accommodation | 99939 | Unusable Spaces | 1.76 | Ldry | 7 | Residential Accommodation Space Group | 700 | Residential - Specific type not defined |  | Unknown | 0.00 | NO
City Accommodation_CA14-Village Units 52 - 95 & Car park_Second Floor_58.204 _ Bathroom | CA-CA14-02-58.204 | CA14-02-58.204-Bathroom | City Accommodation | CA | CA14 | Village Units 52 - 95 & Car park | 02 | Second Floor | 58.204 | 99963 | Student Accommodation | 99939 | Unusable Spaces | 4.92 | Bathroom | 7 | Residential Accommodation Space Group | 700 | Residential - Specific type not defined |  | Unknown | 0.00 | NO
City Accommodation_CA14-Village Units 52 - 95 & Car park_Second Floor_58.205 _ Bedroom 2 | CA-CA14-02-58.205 | CA14-02-58.205-Bedroom 2 | City Accommodation | CA | CA14 | Village Units 52 - 95 & Car park | 02 | Second Floor | 58.205 | 99963 | Student Accommodation | 99939 | Unusable Spaces | 11.2 | Bedroom 2 | 7 | Residential Accommodation Space Group | 700 | Residential - Specific type not defined |  | Unknown | 0.00 | NO
City Accommodation_CA14-Village Units 52 - 95 & Car park_Second Floor_58.205A _ BIR | CA-CA14-02-58.205A | CA14-02-58.205A-BIR | City Accommodation | CA | CA14 | Village Units 52 - 95 & Car park | 02 | Second Floor | 58.205A | 99963 | Student Accommodation | 99939 | Unusable Spaces | 0.72 | BIR | 7 | Residential Accommodation Space Group | 700 | Residential - Specific type not defined |  | Unknown | 0.00 | NO
City Accommodation_CA14-Village Units 52 - 95 & Car park_Second Floor_58.206 _ Bedroom 1 | CA-CA14-02-58.206 | CA14-02-58.206-Bedroom 1 | City Accommodation | CA | CA14 | Village Units 52 - 95 & Car park | 02 | Second Floor | 58.206 | 99963 | Student Accommodation | 99939 | Unusable Spaces | 11.11 | Bedroom 1 | 7 | Residential Accommodation Space Group | 700 | Residential - Specific type not defined |  | Unknown | 0.00 | NO
City Accommodation_CA14-Village Units 52 - 95 & Car park_Second Floor_58.206A _ BIR | CA-CA14-02-58.206A | CA14-02-58.206A-BIR | City Accommodation | CA | CA14 | Village Units 52 - 95 & Car park | 02 | Second Floor | 58.206A | 99963 | Student Accommodation | 99939 | Unusable Spaces | 0.78 | BIR | 7 | Residential Accommodation Space Group | 700 | Residential - Specific type not defined |  | Unknown | 0.00 | NO
City Accommodation_CA14-Village Units 52 - 95 & Car park_Second Floor_59.201 _ Stair | CA-CA14-02-59.201 | CA14-02-59.201-Stair | City Accommodation | CA | CA14 | Village Units 52 - 95 & Car park | 02 | Second Floor | 59.201 | 99963 | Student Accommodation | 99939 | Unusable Spaces | 3.15 | Stair | 7 | Residential Accommodation Space Group | 700 | Residential - Specific type not defined |  | Unknown | 0.00 | NO
City Accommodation_CA14-Village Units 52 - 95 & Car park_Second Floor_59.202 _ Corr. | CA-CA14-02-59.202 | CA14-02-59.202-Corr. | City Accommodation | CA | CA14 | Village Units 52 - 95 & Car park | 02 | Second Floor | 59.202 | 99963 | Student Accommodation | 99939 | Unusable Spaces | 6.96 | Corr. | 7 | Residential Accommodation Space Group | 700 | Residential - Specific type not defined |  | Unknown | 0.00 | NO
City Accommodation_CA14-Village Units 52 - 95 & Car park_Second Floor_59.203 _ Ldry | CA-CA14-02-59.203 | CA14-02-59.203-Ldry | City Accommodation | CA | CA14 | Village Units 52 - 95 & Car park | 02 | Second Floor | 59.203 | 99963 | Student Accommodation | 99939 | Unusable Spaces | 2.35 | Ldry | 7 | Residential Accommodation Space Group | 700 | Residential - Specific type not defined |  | Unknown | 0.00 | NO
City Accommodation_CA14-Village Units 52 - 95 & Car park_Second Floor_59.204 _ Bathroom | CA-CA14-02-59.204 | CA14-02-59.204-Bathroom | City Accommodation | CA | CA14 | Village Units 52 - 95 & Car park | 02 | Second Floor | 59.204 | 99963 | Student Accommodation | 99939 | Unusable Spaces | 4.92 | Bathroom | 7 | Residential Accommodation Space Group | 700 | Residential - Specific type not defined |  | Unknown | 0.00 | NO
City Accommodation_CA14-Village Units 52 - 95 & Car park_Second Floor_59.205 _ Bedroom 2 | CA-CA14-02-59.205 | CA14-02-59.205-Bedroom 2 | City Accommodation | CA | CA14 | Village Units 52 - 95 & Car park | 02 | Second Floor | 59.205 | 99963 | Student Accommodation | 99939 | Unusable Spaces | 14.05 | Bedroom 2 | 7 | Residential Accommodation Space Group | 700 | Residential - Specific type not defined |  | Unknown | 0.00 | NO
City Accommodation_CA14-Village Units 52 - 95 & Car park_Second Floor_59.205A _ BIR | CA-CA14-02-59.205A | CA14-02-59.205A-BIR | City Accommodation | CA | CA14 | Village Units 52 - 95 & Car park | 02 | Second Floor | 59.205A | 99963 | Student Accommodation | 99939 | Unusable Spaces | 0.72 | BIR | 7 | Residential Accommodation Space Group | 700 | Residential - Specific type not defined |  | Unknown | 0.00 | NO
City Accommodation_CA14-Village Units 52 - 95 & Car park_Second Floor_59.206 _ Bedroom 1 | CA-CA14-02-59.206 | CA14-02-59.206-Bedroom 1 | City Accommodation | CA | CA14 | Village Units 52 - 95 & Car park | 02 | Second Floor | 59.206 | 99963 | Student Accommodation | 99939 | Unusable Spaces | 11.11 | Bedroom 1 | 7 | Residential Accommodation Space Group | 700 | Residential - Specific type not defined |  | Unknown | 0.00 | NO
City Accommodation_CA14-Village Units 52 - 95 & Car park_Second Floor_59.206A _ BIR | CA-CA14-02-59.206A | CA14-02-59.206A-BIR | City Accommodation | CA | CA14 | Village Units 52 - 95 & Car park | 02 | Second Floor | 59.206A | 99963 | Student Accommodation | 99939 | Unusable Spaces | 0.78 | BIR | 7 | Residential Accommodation Space Group | 700 | Residential - Specific type not defined |  | Unknown | 0.00 | NO
City Accommodation_CA14-Village Units 52 - 95 & Car park_Second Floor_60.201 _ Stair | CA-CA14-02-60.201 | CA14-02-60.201-Stair | City Accommodation | CA | CA14 | Village Units 52 - 95 & Car park | 02 | Second Floor | 60.201 | 99963 | Student Accommodation | 99939 | Unusable Spaces | 3.15 | Stair | 7 | Residential Accommodation Space Group | 700 | Residential - Specific type not defined |  | Unknown | 0.00 | NO
City Accommodation_CA14-Village Units 52 - 95 & Car park_Second Floor_60.202 _ Corr. | CA-CA14-02-60.202 | CA14-02-60.202-Corr. | City Accommodation | CA | CA14 | Village Units 52 - 95 & Car park | 02 | Second Floor | 60.202 | 99963 | Student Accommodation | 99939 | Unusable Spaces | 6.05 | Corr. | 7 | Residential Accommodation Space Group | 700 | Residential - Specific type not defined |  | Unknown | 0.00 | NO
City Accommodation_CA14-Village Units 52 - 95 & Car park_Second Floor_60.203 _ Bedroom 2 | CA-CA14-02-60.203 | CA14-02-60.203-Bedroom 2 | City Accommodation | CA | CA14 | Village Units 52 - 95 & Car park | 02 | Second Floor | 60.203 | 99963 | Student Accommodation | 99939 | Unusable Spaces | 11.11 | Bedroom 2 | 7 | Residential Accommodation Space Group | 700 | Residential - Specific type not defined |  | Unknown | 0.00 | NO
City Accommodation_CA14-Village Units 52 - 95 & Car park_Second Floor_60.203A _ BIR | CA-CA14-02-60.203A | CA14-02-60.203A-BIR | City Accommodation | CA | CA14 | Village Units 52 - 95 & Car park | 02 | Second Floor | 60.203A | 99963 | Student Accommodation | 99939 | Unusable Spaces | 0.78 | BIR | 7 | Residential Accommodation Space Group | 700 | Residential - Specific type not defined |  | Unknown | 0.00 | NO
City Accommodation_CA14-Village Units 52 - 95 & Car park_Second Floor_60.204 _ Bedroom 1 | CA-CA14-02-60.204 | CA14-02-60.204-Bedroom 1 | City Accommodation | CA | CA14 | Village Units 52 - 95 & Car park | 02 | Second Floor | 60.204 | 99963 | Student Accommodation | 99939 | Unusable Spaces | 11.53 | Bedroom 1 | 7 | Residential Accommodation Space Group | 700 | Residential - Specific type not defined |  | Unknown | 0.00 | NO
City Accommodation_CA14-Village Units 52 - 95 & Car park_Second Floor_60.204A _ BIR | CA-CA14-02-60.204A | CA14-02-60.204A-BIR | City Accommodation | CA | CA14 | Village Units 52 - 95 & Car park | 02 | Second Floor | 60.204A | 99963 | Student Accommodation | 99939 | Unusable Spaces | 0.72 | BIR | 7 | Residential Accommodation Space Group | 700 | Residential - Specific type not defined |  | Unknown | 0.00 | NO
City Accommodation_CA14-Village Units 52 - 95 & Car park_Second Floor_60.205 _ Bathroom | CA-CA14-02-60.205 | CA14-02-60.205-Bathroom | City Accommodation | CA | CA14 | Village Units 52 - 95 & Car park | 02 | Second Floor | 60.205 | 99963 | Student Accommodation | 99939 | Unusable Spaces | 4.92 | Bathroom | 7 | Residential Accommodation Space Group | 700 | Residential - Specific type not defined |  | Unknown | 0.00 | NO
City Accommodation_CA14-Village Units 52 - 95 & Car park_Second Floor_60.206 _ Ldry | CA-CA14-02-60.206 | CA14-02-60.206-Ldry | City Accommodation | CA | CA14 | Village Units 52 - 95 & Car park | 02 | Second Floor | 60.206 | 99963 | Student Accommodation | 99939 | Unusable Spaces | 1.44 | Ldry | 7 | Residential Accommodation Space Group | 700 | Residential - Specific type not defined |  | Unknown | 0.00 | NO
City Accommodation_CA14-Village Units 52 - 95 & Car park_Second Floor_61.201 _ Stair | CA-CA14-02-61.201 | CA14-02-61.201-Stair | City Accommodation | CA | CA14 | Village Units 52 - 95 & Car park | 02 | Second Floor | 61.201 | 99963 | Student Accommodation | 99939 | Unusable Spaces | 3.15 | Stair | 7 | Residential Accommodation Space Group | 700 | Residential - Specific type not defined |  | Unknown | 0.00 | NO
City Accommodation_CA14-Village Units 52 - 95 & Car park_Second Floor_61.202 _ Corr. | CA-CA14-02-61.202 | CA14-02-61.202-Corr. | City Accommodation | CA | CA14 | Village Units 52 - 95 & Car park | 02 | Second Floor | 61.202 | 99963 | Student Accommodation | 99939 | Unusable Spaces | 5.19 | Corr. | 7 | Residential Accommodation Space Group | 700 | Residential - Specific type not defined |  | Unknown | 0.00 | NO
City Accommodation_CA14-Village Units 52 - 95 & Car park_Second Floor_61.203 _ Bedroom 2 | CA-CA14-02-61.203 | CA14-02-61.203-Bedroom 2 | City Accommodation | CA | CA14 | Village Units 52 - 95 & Car park | 02 | Second Floor | 61.203 | 99963 | Student Accommodation | 99939 | Unusable Spaces | 11.66 | Bedroom 2 | 7 | Residential Accommodation Space Group | 700 | Residential - Specific type not defined |  | Unknown | 0.00 | NO
City Accommodation_CA14-Village Units 52 - 95 & Car park_Second Floor_61.203A _ BIR | CA-CA14-02-61.203A | CA14-02-61.203A-BIR | City Accommodation | CA | CA14 | Village Units 52 - 95 & Car park | 02 | Second Floor | 61.203A | 99963 | Student Accommodation | 99939 | Unusable Spaces | 0.78 | BIR | 7 | Residential Accommodation Space Group | 700 | Residential - Specific type not defined |  | Unknown | 0.00 | NO
City Accommodation_CA14-Village Units 52 - 95 & Car park_Second Floor_61.204 _ Bedroom 1 | CA-CA14-02-61.204 | CA14-02-61.204-Bedroom 1 | City Accommodation | CA | CA14 | Village Units 52 - 95 & Car park | 02 | Second Floor | 61.204 | 99963 | Student Accommodation | 99939 | Unusable Spaces | 13.81 | Bedroom 1 | 7 | Residential Accommodation Space Group | 700 | Residential - Specific type not defined |  | Unknown | 0.00 | NO
City Accommodation_CA14-Village Units 52 - 95 & Car park_Second Floor_61.204A _ BIR | CA-CA14-02-61.204A | CA14-02-61.204A-BIR | City Accommodation | CA | CA14 | Village Units 52 - 95 & Car park | 02 | Second Floor | 61.204A | 99963 | Student Accommodation | 99939 | Unusable Spaces | 0.72 | BIR | 7 | Residential Accommodation Space Group | 700 | Residential - Specific type not defined |  | Unknown | 0.00 | NO
City Accommodation_CA14-Village Units 52 - 95 & Car park_Second Floor_61.205 _ Bathroom | CA-CA14-02-61.205 | CA14-02-61.205-Bathroom | City Accommodation | CA | CA14 | Village Units 52 - 95 & Car park | 02 | Second Floor | 61.205 | 99963 | Student Accommodation | 99939 | Unusable Spaces | 4.92 | Bathroom | 7 | Residential Accommodation Space Group | 700 | Residential - Specific type not defined |  | Unknown | 0.00 | NO
City Accommodation_CA14-Village Units 52 - 95 & Car park_Second Floor_61.206 _ Ldry | CA-CA14-02-61.206 | CA14-02-61.206-Ldry | City Accommodation | CA | CA14 | Village Units 52 - 95 & Car park | 02 | Second Floor | 61.206 | 99963 | Student Accommodation | 99939 | Unusable Spaces | 1.44 | Ldry | 7 | Residential Accommodation Space Group | 700 | Residential - Specific type not defined |  | Unknown | 0.00 | NO
City Accommodation_CA14-Village Units 52 - 95 & Car park_Second Floor_65.201 _ Living | CA-CA14-02-65.201 | CA14-02-65.201-Living | City Accommodation | CA | CA14 | Village Units 52 - 95 & Car park | 02 | Second Floor | 65.201 | 99963 | Student Accommodation | 99939 | Unusable Spaces | 28.81 | Living | 7 | Residential Accommodation Space Group | 700 | Residential - Specific type not defined |  | Unknown | 0.00 | NO
City Accommodation_CA14-Village Units 52 - 95 & Car park_Second Floor_65.201A _ Kitchen | CA-CA14-02-65.201A | CA14-02-65.201A-Kitchen | City Accommodation | CA | CA14 | Village Units 52 - 95 & Car park | 02 | Second Floor | 65.201A | 99963 | Student Accommodation | 99939 | Unusable Spaces | 6.15 | Kitchen | 7 | Residential Accommodation Space Group | 700 | Residential - Specific type not defined |  | Unknown | 0.00 | NO
City Accommodation_CA14-Village Units 52 - 95 & Car park_Second Floor_65.202 _ Passage | CA-CA14-02-65.202 | CA14-02-65.202-Passage | City Accommodation | CA | CA14 | Village Units 52 - 95 & Car park | 02 | Second Floor | 65.202 | 99963 | Student Accommodation | 99939 | Unusable Spaces | 7.23 | Passage | 7 | Residential Accommodation Space Group | 700 | Residential - Specific type not defined |  | Unknown | 0.00 | NO
City Accommodation_CA14-Village Units 52 - 95 & Car park_Second Floor_65.202A _ HWS | CA-CA14-02-65.202A | CA14-02-65.202A-HWS | City Accommodation | CA | CA14 | Village Units 52 - 95 & Car park | 02 | Second Floor | 65.202A | 99963 | Student Accommodation | 99939 | Unusable Spaces | 0.79 | HWS | 7 | Residential Accommodation Space Group | 700 | Residential - Specific type not defined |  | Unknown | 0.00 | NO
City Accommodation_CA14-Village Units 52 - 95 & Car park_Second Floor_65.203 _ Ldry | CA-CA14-02-65.203 | CA14-02-65.203-Ldry | City Accommodation | CA | CA14 | Village Units 52 - 95 & Car park | 02 | Second Floor | 65.203 | 99963 | Student Accommodation | 99939 | Unusable Spaces | 2.9 | Ldry | 7 | Residential Accommodation Space Group | 700 | Residential - Specific type not defined |  | Unknown | 0.00 | NO
City Accommodation_CA14-Village Units 52 - 95 & Car park_Second Floor_65.204 _ Bathroom | CA-CA14-02-65.204 | CA14-02-65.204-Bathroom | City Accommodation | CA | CA14 | Village Units 52 - 95 & Car park | 02 | Second Floor | 65.204 | 99963 | Student Accommodation | 99939 | Unusable Spaces | 3.26 | Bathroom | 7 | Residential Accommodation Space Group | 700 | Residential - Specific type not defined |  | Unknown | 0.00 | NO
City Accommodation_CA14-Village Units 52 - 95 & Car park_Second Floor_65.205 _ WC | CA-CA14-02-65.205 | CA14-02-65.205-WC | City Accommodation | CA | CA14 | Village Units 52 - 95 & Car park | 02 | Second Floor | 65.205 | 99963 | Student Accommodation | 99939 | Unusable Spaces | 2.13 | WC | 7 | Residential Accommodation Space Group | 700 | Residential - Specific type not defined |  | Unknown | 0.00 | NO
City Accommodation_CA14-Village Units 52 - 95 & Car park_Second Floor_65.206 _ Bedroom 3 | CA-CA14-02-65.206 | CA14-02-65.206-Bedroom 3 | City Accommodation | CA | CA14 | Village Units 52 - 95 & Car park | 02 | Second Floor | 65.206 | 99963 | Student Accommodation | 99939 | Unusable Spaces | 12.28 | Bedroom 3 | 7 | Residential Accommodation Space Group | 700 | Residential - Specific type not defined |  | Unknown | 0.00 | NO
City Accommodation_CA14-Village Units 52 - 95 & Car park_Second Floor_65.206A _ BIR | CA-CA14-02-65.206A | CA14-02-65.206A-BIR | City Accommodation | CA | CA14 | Village Units 52 - 95 & Car park | 02 | Second Floor | 65.206A | 99963 | Student Accommodation | 99939 | Unusable Spaces | 0.6 | BIR | 7 | Residential Accommodation Space Group | 700 | Residential - Specific type not defined |  | Unknown | 0.00 | NO
City Accommodation_CA14-Village Units 52 - 95 & Car park_Second Floor_65.207 _ Bedroom 2 | CA-CA14-02-65.207 | CA14-02-65.207-Bedroom 2 | City Accommodation | CA | CA14 | Village Units 52 - 95 & Car park | 02 | Second Floor | 65.207 | 99963 | Student Accommodation | 99939 | Unusable Spaces | 8.63 | Bedroom 2 | 7 | Residential Accommodation Space Group | 700 | Residential - Specific type not defined |  | Unknown | 0.00 | NO
City Accommodation_CA14-Village Units 52 - 95 & Car park_Second Floor_65.207A _ BIR | CA-CA14-02-65.207A | CA14-02-65.207A-BIR | City Accommodation | CA | CA14 | Village Units 52 - 95 & Car park | 02 | Second Floor | 65.207A | 99963 | Student Accommodation | 99939 | Unusable Spaces | 0.6 | BIR | 7 | Residential Accommodation Space Group | 700 | Residential - Specific type not defined |  | Unknown | 0.00 | NO
City Accommodation_CA14-Village Units 52 - 95 & Car park_Second Floor_65.208 _ Bedroom 1 | CA-CA14-02-65.208 | CA14-02-65.208-Bedroom 1 | City Accommodation | CA | CA14 | Village Units 52 - 95 & Car park | 02 | Second Floor | 65.208 | 99963 | Student Accommodation | 99939 | Unusable Spaces | 11.25 | Bedroom 1 | 7 | Residential Accommodation Space Group | 700 | Residential - Specific type not defined |  | Unknown | 0.00 | NO
City Accommodation_CA14-Village Units 52 - 95 & Car park_Second Floor_65.208A _ BIR | CA-CA14-02-65.208A | CA14-02-65.208A-BIR | City Accommodation | CA | CA14 | Village Units 52 - 95 & Car park | 02 | Second Floor | 65.208A | 99963 | Student Accommodation | 99939 | Unusable Spaces | 0.6 | BIR | 7 | Residential Accommodation Space Group | 700 | Residential - Specific type not defined |  | Unknown | 0.00 | NO
City Accommodation_CA14-Village Units 52 - 95 & Car park_Second Floor_65.209 _ Bathroom | CA-CA14-02-65.209 | CA14-02-65.209-Bathroom | City Accommodation | CA | CA14 | Village Units 52 - 95 & Car park | 02 | Second Floor | 65.209 | 99963 | Student Accommodation | 99939 | Unusable Spaces | 3.61 | Bathroom | 7 | Residential Accommodation Space Group | 700 | Residential - Specific type not defined |  | Unknown | 0.00 | NO
City Accommodation_CA14-Village Units 52 - 95 & Car park_Second Floor_66.201 _ Porch | CA-CA14-02-66.201 | CA14-02-66.201-Porch | City Accommodation | CA | CA14 | Village Units 52 - 95 & Car park | 02 | Second Floor | 66.201 | 99963 | Student Accommodation | 99939 | Unusable Spaces | 3.02 | Porch | 7 | Residential Accommodation Space Group | 700 | Residential - Specific type not defined |  | Unknown | 0.00 | NO
City Accommodation_CA14-Village Units 52 - 95 & Car park_Second Floor_66.202 _ Living | CA-CA14-02-66.202 | CA14-02-66.202-Living | City Accommodation | CA | CA14 | Village Units 52 - 95 & Car park | 02 | Second Floor | 66.202 | 99963 | Student Accommodation | 99939 | Unusable Spaces | 21.79 | Living | 7 | Residential Accommodation Space Group | 700 | Residential - Specific type not defined |  | Unknown | 0.00 | NO
City Accommodation_CA14-Village Units 52 - 95 & Car park_Second Floor_66.202A _ Kitchen | CA-CA14-02-66.202A | CA14-02-66.202A-Kitchen | City Accommodation | CA | CA14 | Village Units 52 - 95 & Car park | 02 | Second Floor | 66.202A | 99963 | Student Accommodation | 99939 | Unusable Spaces | 6.13 | Kitchen | 7 | Residential Accommodation Space Group | 700 | Residential - Specific type not defined |  | Unknown | 0.00 | NO
City Accommodation_CA14-Village Units 52 - 95 & Car park_Second Floor_66.203 _ Passage | CA-CA14-02-66.203 | CA14-02-66.203-Passage | City Accommodation | CA | CA14 | Village Units 52 - 95 & Car park | 02 | Second Floor | 66.203 | 99963 | Student Accommodation | 99939 | Unusable Spaces | 5.83 | Passage | 7 | Residential Accommodation Space Group | 700 | Residential - Specific type not defined |  | Unknown | 0.00 | NO
City Accommodation_CA14-Village Units 52 - 95 & Car park_Second Floor_66.203A _ HWS | CA-CA14-02-66.203A | CA14-02-66.203A-HWS | City Accommodation | CA | CA14 | Village Units 52 - 95 & Car park | 02 | Second Floor | 66.203A | 99963 | Student Accommodation | 99939 | Unusable Spaces | 0.79 | HWS | 7 | Residential Accommodation Space Group | 700 | Residential - Specific type not defined |  | Unknown | 0.00 | NO
City Accommodation_CA14-Village Units 52 - 95 & Car park_Second Floor_66.204 _ Bedroom 1 | CA-CA14-02-66.204 | CA14-02-66.204-Bedroom 1 | City Accommodation | CA | CA14 | Village Units 52 - 95 & Car park | 02 | Second Floor | 66.204 | 99963 | Student Accommodation | 99939 | Unusable Spaces | 9.56 | Bedroom 1 | 7 | Residential Accommodation Space Group | 700 | Residential - Specific type not defined |  | Unknown | 0.00 | NO
City Accommodation_CA14-Village Units 52 - 95 & Car park_Second Floor_66.204A _ BIR | CA-CA14-02-66.204A | CA14-02-66.204A-BIR | City Accommodation | CA | CA14 | Village Units 52 - 95 & Car park | 02 | Second Floor | 66.204A | 99963 | Student Accommodation | 99939 | Unusable Spaces | 0.58 | BIR | 7 | Residential Accommodation Space Group | 700 | Residential - Specific type not defined |  | Unknown | 0.00 | NO
City Accommodation_CA14-Village Units 52 - 95 & Car park_Second Floor_66.205 _ Bathroom | CA-CA14-02-66.205 | CA14-02-66.205-Bathroom | City Accommodation | CA | CA14 | Village Units 52 - 95 & Car park | 02 | Second Floor | 66.205 | 99963 | Student Accommodation | 99939 | Unusable Spaces | 2.02 | Bathroom | 7 | Residential Accommodation Space Group | 700 | Residential - Specific type not defined |  | Unknown | 0.00 | NO
City Accommodation_CA14-Village Units 52 - 95 & Car park_Second Floor_66.206 _ Ldry | CA-CA14-02-66.206 | CA14-02-66.206-Ldry | City Accommodation | CA | CA14 | Village Units 52 - 95 & Car park | 02 | Second Floor | 66.206 | 99963 | Student Accommodation | 99939 | Unusable Spaces | 2.37 | Ldry | 7 | Residential Accommodation Space Group | 700 | Residential - Specific type not defined |  | Unknown | 0.00 | NO
City Accommodation_CA14-Village Units 52 - 95 & Car park_Second Floor_66.207 _ WC | CA-CA14-02-66.207 | CA14-02-66.207-WC | City Accommodation | CA | CA14 | Village Units 52 - 95 & Car park | 02 | Second Floor | 66.207 | 99963 | Student Accommodation | 99939 | Unusable Spaces | 1.48 | WC | 7 | Residential Accommodation Space Group | 700 | Residential - Specific type not defined |  | Unknown | 0.00 | NO
City Accommodation_CA14-Village Units 52 - 95 & Car park_Second Floor_66.208 _ Bedroom 4 | CA-CA14-02-66.208 | CA14-02-66.208-Bedroom 4 | City Accommodation | CA | CA14 | Village Units 52 - 95 & Car park | 02 | Second Floor | 66.208 | 99963 | Student Accommodation | 99939 | Unusable Spaces | 8.49 | Bedroom 4 | 7 | Residential Accommodation Space Group | 700 | Residential - Specific type not defined |  | Unknown | 0.00 | NO
City Accommodation_CA14-Village Units 52 - 95 & Car park_Second Floor_66.208A _ BIR | CA-CA14-02-66.208A | CA14-02-66.208A-BIR | City Accommodation | CA | CA14 | Village Units 52 - 95 & Car park | 02 | Second Floor | 66.208A | 99963 | Student Accommodation | 99939 | Unusable Spaces | 0.58 | BIR | 7 | Residential Accommodation Space Group | 700 | Residential - Specific type not defined |  | Unknown | 0.00 | NO
City Accommodation_CA14-Village Units 52 - 95 & Car park_Second Floor_66.209 _ Bedroom 3 | CA-CA14-02-66.209 | CA14-02-66.209-Bedroom 3 | City Accommodation | CA | CA14 | Village Units 52 - 95 & Car park | 02 | Second Floor | 66.209 | 99963 | Student Accommodation | 99939 | Unusable Spaces | 8.64 | Bedroom 3 | 7 | Residential Accommodation Space Group | 700 | Residential - Specific type not defined |  | Unknown | 0.00 | NO
City Accommodation_CA14-Village Units 52 - 95 & Car park_Second Floor_66.209A _ BIR | CA-CA14-02-66.209A | CA14-02-66.209A-BIR | City Accommodation | CA | CA14 | Village Units 52 - 95 & Car park | 02 | Second Floor | 66.209A | 99963 | Student Accommodation | 99939 | Unusable Spaces | 0.6 | BIR | 7 | Residential Accommodation Space Group | 700 | Residential - Specific type not defined |  | Unknown | 0.00 | NO
City Accommodation_CA14-Village Units 52 - 95 & Car park_Second Floor_66.210 _ Bedroom 2 | CA-CA14-02-66.210 | CA14-02-66.210-Bedroom 2 | City Accommodation | CA | CA14 | Village Units 52 - 95 & Car park | 02 | Second Floor | 66.210 | 99963 | Student Accommodation | 99939 | Unusable Spaces | 11.21 | Bedroom 2 | 7 | Residential Accommodation Space Group | 700 | Residential - Specific type not defined |  | Unknown | 0.00 | NO
City Accommodation_CA14-Village Units 52 - 95 & Car park_Second Floor_66.210A _ BIR | CA-CA14-02-66.210A | CA14-02-66.210A-BIR | City Accommodation | CA | CA14 | Village Units 52 - 95 & Car park | 02 | Second Floor | 66.210A | 99963 | Student Accommodation | 99939 | Unusable Spaces | 0.6 | BIR | 7 | Residential Accommodation Space Group | 700 | Residential - Specific type not defined |  | Unknown | 0.00 | NO
City Accommodation_CA14-Village Units 52 - 95 & Car park_Second Floor_66.211 _ Bathroom | CA-CA14-02-66.211 | CA14-02-66.211-Bathroom | City Accommodation | CA | CA14 | Village Units 52 - 95 & Car park | 02 | Second Floor | 66.211 | 99963 | Student Accommodation | 99939 | Unusable Spaces | 3.61 | Bathroom | 7 | Residential Accommodation Space Group | 700 | Residential - Specific type not defined |  | Unknown | 0.00 | NO
City Accommodation_CA14-Village Units 52 - 95 & Car park_Second Floor_67.201 _ Porch | CA-CA14-02-67.201 | CA14-02-67.201-Porch | City Accommodation | CA | CA14 | Village Units 52 - 95 & Car park | 02 | Second Floor | 67.201 | 99963 | Student Accommodation | 99939 | Unusable Spaces | 1.57 | Porch | 7 | Residential Accommodation Space Group | 700 | Residential - Specific type not defined |  | Unknown | 0.00 | NO
City Accommodation_CA14-Village Units 52 - 95 & Car park_Second Floor_67.202 _ Living | CA-CA14-02-67.202 | CA14-02-67.202-Living | City Accommodation | CA | CA14 | Village Units 52 - 95 & Car park | 02 | Second Floor | 67.202 | 99963 | Student Accommodation | 99939 | Unusable Spaces | 23.18 | Living | 7 | Residential Accommodation Space Group | 700 | Residential - Specific type not defined |  | Unknown | 0.00 | NO
City Accommodation_CA14-Village Units 52 - 95 & Car park_Second Floor_67.202A _ Kitchen | CA-CA14-02-67.202A | CA14-02-67.202A-Kitchen | City Accommodation | CA | CA14 | Village Units 52 - 95 & Car park | 02 | Second Floor | 67.202A | 99963 | Student Accommodation | 99939 | Unusable Spaces | 6.13 | Kitchen | 7 | Residential Accommodation Space Group | 700 | Residential - Specific type not defined |  | Unknown | 0.00 | NO
City Accommodation_CA14-Village Units 52 - 95 & Car park_Second Floor_67.203 _ Passage | CA-CA14-02-67.203 | CA14-02-67.203-Passage | City Accommodation | CA | CA14 | Village Units 52 - 95 & Car park | 02 | Second Floor | 67.203 | 99963 | Student Accommodation | 99939 | Unusable Spaces | 5.83 | Passage | 7 | Residential Accommodation Space Group | 700 | Residential - Specific type not defined |  | Unknown | 0.00 | NO
City Accommodation_CA14-Village Units 52 - 95 & Car park_Second Floor_67.203A _ HWS | CA-CA14-02-67.203A | CA14-02-67.203A-HWS | City Accommodation | CA | CA14 | Village Units 52 - 95 & Car park | 02 | Second Floor | 67.203A | 99963 | Student Accommodation | 99939 | Unusable Spaces | 0.79 | HWS | 7 | Residential Accommodation Space Group | 700 | Residential - Specific type not defined |  | Unknown | 0.00 | NO
City Accommodation_CA14-Village Units 52 - 95 & Car park_Second Floor_67.204 _ Bathroom | CA-CA14-02-67.204 | CA14-02-67.204-Bathroom | City Accommodation | CA | CA14 | Village Units 52 - 95 & Car park | 02 | Second Floor | 67.204 | 99963 | Student Accommodation | 99939 | Unusable Spaces | 3.61 | Bathroom | 7 | Residential Accommodation Space Group | 700 | Residential - Specific type not defined |  | Unknown | 0.00 | NO
City Accommodation_CA14-Village Units 52 - 95 & Car park_Second Floor_67.205 _ Bedroom 4 | CA-CA14-02-67.205 | CA14-02-67.205-Bedroom 4 | City Accommodation | CA | CA14 | Village Units 52 - 95 & Car park | 02 | Second Floor | 67.205 | 99963 | Student Accommodation | 99939 | Unusable Spaces | 11.21 | Bedroom 4 | 7 | Residential Accommodation Space Group | 700 | Residential - Specific type not defined |  | Unknown | 0.00 | NO
City Accommodation_CA14-Village Units 52 - 95 & Car park_Second Floor_67.205A _ BIR | CA-CA14-02-67.205A | CA14-02-67.205A-BIR | City Accommodation | CA | CA14 | Village Units 52 - 95 & Car park | 02 | Second Floor | 67.205A | 99963 | Student Accommodation | 99939 | Unusable Spaces | 0.6 | BIR | 7 | Residential Accommodation Space Group | 700 | Residential - Specific type not defined |  | Unknown | 0.00 | NO
City Accommodation_CA14-Village Units 52 - 95 & Car park_Second Floor_67.206 _ Bedroom 3 | CA-CA14-02-67.206 | CA14-02-67.206-Bedroom 3 | City Accommodation | CA | CA14 | Village Units 52 - 95 & Car park | 02 | Second Floor | 67.206 | 99963 | Student Accommodation | 99939 | Unusable Spaces | 8.64 | Bedroom 3 | 7 | Residential Accommodation Space Group | 700 | Residential - Specific type not defined |  | Unknown | 0.00 | NO
City Accommodation_CA14-Village Units 52 - 95 & Car park_Second Floor_67.206A _ BIR | CA-CA14-02-67.206A | CA14-02-67.206A-BIR | City Accommodation | CA | CA14 | Village Units 52 - 95 & Car park | 02 | Second Floor | 67.206A | 99963 | Student Accommodation | 99939 | Unusable Spaces | 0.6 | BIR | 7 | Residential Accommodation Space Group | 700 | Residential - Specific type not defined |  | Unknown | 0.00 | NO
City Accommodation_CA14-Village Units 52 - 95 & Car park_Second Floor_67.207 _ Bedroom 2 | CA-CA14-02-67.207 | CA14-02-67.207-Bedroom 2 | City Accommodation | CA | CA14 | Village Units 52 - 95 & Car park | 02 | Second Floor | 67.207 | 99963 | Student Accommodation | 99939 | Unusable Spaces | 8.61 | Bedroom 2 | 7 | Residential Accommodation Space Group | 700 | Residential - Specific type not defined |  | Unknown | 0.00 | NO
City Accommodation_CA14-Village Units 52 - 95 & Car park_Second Floor_67.207A _ BIR | CA-CA14-02-67.207A | CA14-02-67.207A-BIR | City Accommodation | CA | CA14 | Village Units 52 - 95 & Car park | 02 | Second Floor | 67.207A | 99963 | Student Accommodation | 99939 | Unusable Spaces | 0.6 | BIR | 7 | Residential Accommodation Space Group | 700 | Residential - Specific type not defined |  | Unknown | 0.00 | NO
City Accommodation_CA14-Village Units 52 - 95 & Car park_Second Floor_67.208 _ WC | CA-CA14-02-67.208 | CA14-02-67.208-WC | City Accommodation | CA | CA14 | Village Units 52 - 95 & Car park | 02 | Second Floor | 67.208 | 99963 | Student Accommodation | 99939 | Unusable Spaces | 1.52 | WC | 7 | Residential Accommodation Space Group | 700 | Residential - Specific type not defined |  | Unknown | 0.00 | NO
City Accommodation_CA14-Village Units 52 - 95 & Car park_Second Floor_67.209 _ Ldry | CA-CA14-02-67.209 | CA14-02-67.209-Ldry | City Accommodation | CA | CA14 | Village Units 52 - 95 & Car park | 02 | Second Floor | 67.209 | 99963 | Student Accommodation | 99939 | Unusable Spaces | 2.43 | Ldry | 7 | Residential Accommodation Space Group | 700 | Residential - Specific type not defined |  | Unknown | 0.00 | NO
City Accommodation_CA14-Village Units 52 - 95 & Car park_Second Floor_67.210 _ Bathroom | CA-CA14-02-67.210 | CA14-02-67.210-Bathroom | City Accommodation | CA | CA14 | Village Units 52 - 95 & Car park | 02 | Second Floor | 67.210 | 99963 | Student Accommodation | 99939 | Unusable Spaces | 2.07 | Bathroom | 7 | Residential Accommodation Space Group | 700 | Residential - Specific type not defined |  | Unknown | 0.00 | NO
City Accommodation_CA14-Village Units 52 - 95 & Car park_Second Floor_67.211 _ Bedroom 1 | CA-CA14-02-67.211 | CA14-02-67.211-Bedroom 1 | City Accommodation | CA | CA14 | Village Units 52 - 95 & Car park | 02 | Second Floor | 67.211 | 99963 | Student Accommodation | 99939 | Unusable Spaces | 9.7 | Bedroom 1 | 7 | Residential Accommodation Space Group | 700 | Residential - Specific type not defined |  | Unknown | 0.00 | NO
City Accommodation_CA14-Village Units 52 - 95 & Car park_Second Floor_67.211A _ BIR | CA-CA14-02-67.211A | CA14-02-67.211A-BIR | City Accommodation | CA | CA14 | Village Units 52 - 95 & Car park | 02 | Second Floor | 67.211A | 99963 | Student Accommodation | 99939 | Unusable Spaces | 0.6 | BIR | 7 | Residential Accommodation Space Group | 700 | Residential - Specific type not defined |  | Unknown | 0.00 | NO
City Accommodation_CA14-Village Units 52 - 95 & Car park_Second Floor_68.201 _ Porch | CA-CA14-02-68.201 | CA14-02-68.201-Porch | City Accommodation | CA | CA14 | Village Units 52 - 95 & Car park | 02 | Second Floor | 68.201 | 99963 | Student Accommodation | 99939 | Unusable Spaces | 1.69 | Porch | 7 | Residential Accommodation Space Group | 700 | Residential - Specific type not defined |  | Unknown | 0.00 | NO
City Accommodation_CA14-Village Units 52 - 95 & Car park_Second Floor_68.202 _ Living | CA-CA14-02-68.202 | CA14-02-68.202-Living | City Accommodation | CA | CA14 | Village Units 52 - 95 & Car park | 02 | Second Floor | 68.202 | 99963 | Student Accommodation | 99939 | Unusable Spaces | 23.18 | Living | 7 | Residential Accommodation Space Group | 700 | Residential - Specific type not defined |  | Unknown | 0.00 | NO
City Accommodation_CA14-Village Units 52 - 95 & Car park_Second Floor_68.202A _ Kitchen | CA-CA14-02-68.202A | CA14-02-68.202A-Kitchen | City Accommodation | CA | CA14 | Village Units 52 - 95 & Car park | 02 | Second Floor | 68.202A | 99963 | Student Accommodation | 99939 | Unusable Spaces | 6.13 | Kitchen | 7 | Residential Accommodation Space Group | 700 | Residential - Specific type not defined |  | Unknown | 0.00 | NO
City Accommodation_CA14-Village Units 52 - 95 & Car park_Second Floor_68.203 _ Passage | CA-CA14-02-68.203 | CA14-02-68.203-Passage | City Accommodation | CA | CA14 | Village Units 52 - 95 & Car park | 02 | Second Floor | 68.203 | 99963 | Student Accommodation | 99939 | Unusable Spaces | 5.83 | Passage | 7 | Residential Accommodation Space Group | 700 | Residential - Specific type not defined |  | Unknown | 0.00 | NO
City Accommodation_CA14-Village Units 52 - 95 & Car park_Second Floor_68.203A _ HWS | CA-CA14-02-68.203A | CA14-02-68.203A-HWS | City Accommodation | CA | CA14 | Village Units 52 - 95 & Car park | 02 | Second Floor | 68.203A | 99963 | Student Accommodation | 99939 | Unusable Spaces | 0.79 | HWS | 7 | Residential Accommodation Space Group | 700 | Residential - Specific type not defined |  | Unknown | 0.00 | NO
City Accommodation_CA14-Village Units 52 - 95 & Car park_Second Floor_68.204 _ Bathroom | CA-CA14-02-68.204 | CA14-02-68.204-Bathroom | City Accommodation | CA | CA14 | Village Units 52 - 95 & Car park | 02 | Second Floor | 68.204 | 99963 | Student Accommodation | 99939 | Unusable Spaces | 3.61 | Bathroom | 7 | Residential Accommodation Space Group | 700 | Residential - Specific type not defined |  | Unknown | 0.00 | NO
City Accommodation_CA14-Village Units 52 - 95 & Car park_Second Floor_68.205 _ Bedroom 4 | CA-CA14-02-68.205 | CA14-02-68.205-Bedroom 4 | City Accommodation | CA | CA14 | Village Units 52 - 95 & Car park | 02 | Second Floor | 68.205 | 99963 | Student Accommodation | 99939 | Unusable Spaces | 11.21 | Bedroom 4 | 7 | Residential Accommodation Space Group | 700 | Residential - Specific type not defined |  | Unknown | 0.00 | NO
City Accommodation_CA14-Village Units 52 - 95 & Car park_Second Floor_68.205A _ BIR | CA-CA14-02-68.205A | CA14-02-68.205A-BIR | City Accommodation | CA | CA14 | Village Units 52 - 95 & Car park | 02 | Second Floor | 68.205A | 99963 | Student Accommodation | 99939 | Unusable Spaces | 0.6 | BIR | 7 | Residential Accommodation Space Group | 700 | Residential - Specific type not defined |  | Unknown | 0.00 | NO
City Accommodation_CA14-Village Units 52 - 95 & Car park_Second Floor_68.206 _ Bedroom 3 | CA-CA14-02-68.206 | CA14-02-68.206-Bedroom 3 | City Accommodation | CA | CA14 | Village Units 52 - 95 & Car park | 02 | Second Floor | 68.206 | 99963 | Student Accommodation | 99939 | Unusable Spaces | 8.64 | Bedroom 3 | 7 | Residential Accommodation Space Group | 700 | Residential - Specific type not defined |  | Unknown | 0.00 | NO
City Accommodation_CA14-Village Units 52 - 95 & Car park_Second Floor_68.206A _ BIR | CA-CA14-02-68.206A | CA14-02-68.206A-BIR | City Accommodation | CA | CA14 | Village Units 52 - 95 & Car park | 02 | Second Floor | 68.206A | 99963 | Student Accommodation | 99939 | Unusable Spaces | 0.6 | BIR | 7 | Residential Accommodation Space Group | 700 | Residential - Specific type not defined |  | Unknown | 0.00 | NO
City Accommodation_CA14-Village Units 52 - 95 & Car park_Second Floor_68.207 _ Bedroom 2 | CA-CA14-02-68.207 | CA14-02-68.207-Bedroom 2 | City Accommodation | CA | CA14 | Village Units 52 - 95 & Car park | 02 | Second Floor | 68.207 | 99963 | Student Accommodation | 99939 | Unusable Spaces | 8.77 | Bedroom 2 | 7 | Residential Accommodation Space Group | 700 | Residential - Specific type not defined |  | Unknown | 0.00 | NO
City Accommodation_CA14-Village Units 52 - 95 & Car park_Second Floor_68.207A _ BIR | CA-CA14-02-68.207A | CA14-02-68.207A-BIR | City Accommodation | CA | CA14 | Village Units 52 - 95 & Car park | 02 | Second Floor | 68.207A | 99963 | Student Accommodation | 99939 | Unusable Spaces | 0.6 | BIR | 7 | Residential Accommodation Space Group | 700 | Residential - Specific type not defined |  | Unknown | 0.00 | NO
City Accommodation_CA14-Village Units 52 - 95 & Car park_Second Floor_68.208 _ WC | CA-CA14-02-68.208 | CA14-02-68.208-WC | City Accommodation | CA | CA14 | Village Units 52 - 95 & Car park | 02 | Second Floor | 68.208 | 99963 | Student Accommodation | 99939 | Unusable Spaces | 1.56 | WC | 7 | Residential Accommodation Space Group | 700 | Residential - Specific type not defined |  | Unknown | 0.00 | NO
City Accommodation_CA14-Village Units 52 - 95 & Car park_Second Floor_68.209 _ Ldry | CA-CA14-02-68.209 | CA14-02-68.209-Ldry | City Accommodation | CA | CA14 | Village Units 52 - 95 & Car park | 02 | Second Floor | 68.209 | 99963 | Student Accommodation | 99939 | Unusable Spaces | 2.49 | Ldry | 7 | Residential Accommodation Space Group | 700 | Residential - Specific type not defined |  | Unknown | 0.00 | NO
City Accommodation_CA14-Village Units 52 - 95 & Car park_Second Floor_68.210 _ Bathroom | CA-CA14-02-68.210 | CA14-02-68.210-Bathroom | City Accommodation | CA | CA14 | Village Units 52 - 95 & Car park | 02 | Second Floor | 68.210 | 99963 | Student Accommodation | 99939 | Unusable Spaces | 2.13 | Bathroom | 7 | Residential Accommodation Space Group | 700 | Residential - Specific type not defined |  | Unknown | 0.00 | NO
City Accommodation_CA14-Village Units 52 - 95 & Car park_Second Floor_68.211 _ Bedroom 1 | CA-CA14-02-68.211 | CA14-02-68.211-Bedroom 1 | City Accommodation | CA | CA14 | Village Units 52 - 95 & Car park | 02 | Second Floor | 68.211 | 99963 | Student Accommodation | 99939 | Unusable Spaces | 9.79 | Bedroom 1 | 7 | Residential Accommodation Space Group | 700 | Residential - Specific type not defined |  | Unknown | 0.00 | NO
City Accommodation_CA14-Village Units 52 - 95 & Car park_Second Floor_68.211A _ BIR | CA-CA14-02-68.211A | CA14-02-68.211A-BIR | City Accommodation | CA | CA14 | Village Units 52 - 95 & Car park | 02 | Second Floor | 68.211A | 99963 | Student Accommodation | 99939 | Unusable Spaces | 0.6 | BIR | 7 | Residential Accommodation Space Group | 700 | Residential - Specific type not defined |  | Unknown | 0.00 | NO
City Accommodation_CA14-Village Units 52 - 95 & Car park_Third Floor_69.301 _ Living | CA-CA14-03-69.301 | CA14-03-69.301-Living | City Accommodation | CA | CA14 | Village Units 52 - 95 & Car park | 03 | Third Floor | 69.301 | 99963 | Student Accommodation | 99939 | Unusable Spaces | 12.58 | Living | 7 | Residential Accommodation Space Group | 700 | Residential - Specific type not defined |  | Unknown | 0.00 | NO
City Accommodation_CA14-Village Units 52 - 95 & Car park_Third Floor_69.302 _ Kitchen | CA-CA14-03-69.302 | CA14-03-69.302-Kitchen | City Accommodation | CA | CA14 | Village Units 52 - 95 & Car park | 03 | Third Floor | 69.302 | 99963 | Student Accommodation | 99939 | Unusable Spaces | 7.87 | Kitchen | 7 | Residential Accommodation Space Group | 700 | Residential - Specific type not defined |  | Unknown | 0.00 | NO
City Accommodation_CA14-Village Units 52 - 95 & Car park_Third Floor_69.303 _ Passage | CA-CA14-03-69.303 | CA14-03-69.303-Passage | City Accommodation | CA | CA14 | Village Units 52 - 95 & Car park | 03 | Third Floor | 69.303 | 99963 | Student Accommodation | 99939 | Unusable Spaces | 3.59 | Passage | 7 | Residential Accommodation Space Group | 700 | Residential - Specific type not defined |  | Unknown | 0.00 | NO
City Accommodation_CA14-Village Units 52 - 95 & Car park_Third Floor_69.304 _ Bathroom - Access | CA-CA14-03-69.304 | CA14-03-69.304-Bathroom - Access | City Accommodation | CA | CA14 | Village Units 52 - 95 & Car park | 03 | Third Floor | 69.304 | 99963 | Student Accommodation | 99939 | Unusable Spaces | 4.93 | Bathroom - Access | 7 | Residential Accommodation Space Group | 700 | Residential - Specific type not defined |  | Unknown | 0.00 | NO
City Accommodation_CA14-Village Units 52 - 95 & Car park_Third Floor_69.304A _ HWS | CA-CA14-03-69.304A | CA14-03-69.304A-HWS | City Accommodation | CA | CA14 | Village Units 52 - 95 & Car park | 03 | Third Floor | 69.304A | 99963 | Student Accommodation | 99939 | Unusable Spaces | 0.68 | HWS | 7 | Residential Accommodation Space Group | 700 | Residential - Specific type not defined |  | Unknown | 0.00 | NO
City Accommodation_CA14-Village Units 52 - 95 & Car park_Third Floor_69.305 _ Bedroom 1 | CA-CA14-03-69.305 | CA14-03-69.305-Bedroom 1 | City Accommodation | CA | CA14 | Village Units 52 - 95 & Car park | 03 | Third Floor | 69.305 | 99963 | Student Accommodation | 99939 | Unusable Spaces | 13.17 | Bedroom 1 | 7 | Residential Accommodation Space Group | 700 | Residential - Specific type not defined |  | Unknown | 0.00 | NO
City Accommodation_CA14-Village Units 52 - 95 & Car park_Third Floor_69.305A _ BIR | CA-CA14-03-69.305A | CA14-03-69.305A-BIR | City Accommodation | CA | CA14 | Village Units 52 - 95 & Car park | 03 | Third Floor | 69.305A | 99963 | Student Accommodation | 99939 | Unusable Spaces | 0.52 | BIR | 7 | Residential Accommodation Space Group | 700 | Residential - Specific type not defined |  | Unknown | 0.00 | NO
City Accommodation_CA14-Village Units 52 - 95 & Car park_Third Floor_70.301 _ Living | CA-CA14-03-70.301 | CA14-03-70.301-Living | City Accommodation | CA | CA14 | Village Units 52 - 95 & Car park | 03 | Third Floor | 70.301 | 99963 | Student Accommodation | 99939 | Unusable Spaces | 19.14 | Living | 7 | Residential Accommodation Space Group | 700 | Residential - Specific type not defined |  | Unknown | 0.00 | NO
City Accommodation_CA14-Village Units 52 - 95 & Car park_Third Floor_70.302 _ Kitchen | CA-CA14-03-70.302 | CA14-03-70.302-Kitchen | City Accommodation | CA | CA14 | Village Units 52 - 95 & Car park | 03 | Third Floor | 70.302 | 99963 | Student Accommodation | 99939 | Unusable Spaces | 6.03 | Kitchen | 7 | Residential Accommodation Space Group | 700 | Residential - Specific type not defined |  | Unknown | 0.00 | NO
City Accommodation_CA14-Village Units 52 - 95 & Car park_Third Floor_70.303 _ Passage | CA-CA14-03-70.303 | CA14-03-70.303-Passage | City Accommodation | CA | CA14 | Village Units 52 - 95 & Car park | 03 | Third Floor | 70.303 | 99963 | Student Accommodation | 99939 | Unusable Spaces | 5.83 | Passage | 7 | Residential Accommodation Space Group | 700 | Residential - Specific type not defined |  | Unknown | 0.00 | NO
City Accommodation_CA14-Village Units 52 - 95 & Car park_Third Floor_70.303A _ HWS | CA-CA14-03-70.303A | CA14-03-70.303A-HWS | City Accommodation | CA | CA14 | Village Units 52 - 95 & Car park | 03 | Third Floor | 70.303A | 99963 | Student Accommodation | 99939 | Unusable Spaces | 0.79 | HWS | 7 | Residential Accommodation Space Group | 700 | Residential - Specific type not defined |  | Unknown | 0.00 | NO
City Accommodation_CA14-Village Units 52 - 95 & Car park_Third Floor_70.304 _ Bathroom | CA-CA14-03-70.304 | CA14-03-70.304-Bathroom | City Accommodation | CA | CA14 | Village Units 52 - 95 & Car park | 03 | Third Floor | 70.304 | 99963 | Student Accommodation | 99939 | Unusable Spaces | 3.61 | Bathroom | 7 | Residential Accommodation Space Group | 700 | Residential - Specific type not defined |  | Unknown | 0.00 | NO
City Accommodation_CA14-Village Units 52 - 95 & Car park_Third Floor_70.305 _ Bedroom 2 | CA-CA14-03-70.305 | CA14-03-70.305-Bedroom 2 | City Accommodation | CA | CA14 | Village Units 52 - 95 & Car park | 03 | Third Floor | 70.305 | 99963 | Student Accommodation | 99939 | Unusable Spaces | 11.01 | Bedroom 2 | 7 | Residential Accommodation Space Group | 700 | Residential - Specific type not defined |  | Unknown | 0.00 | NO
City Accommodation_CA14-Village Units 52 - 95 & Car park_Third Floor_70.305A _ BIR | CA-CA14-03-70.305A | CA14-03-70.305A-BIR | City Accommodation | CA | CA14 | Village Units 52 - 95 & Car park | 03 | Third Floor | 70.305A | 99963 | Student Accommodation | 99939 | Unusable Spaces | 0.6 | BIR | 7 | Residential Accommodation Space Group | 700 | Residential - Specific type not defined |  | Unknown | 0.00 | NO
City Accommodation_CA14-Village Units 52 - 95 & Car park_Third Floor_70.306 _ Bedroom 3 | CA-CA14-03-70.306 | CA14-03-70.306-Bedroom 3 | City Accommodation | CA | CA14 | Village Units 52 - 95 & Car park | 03 | Third Floor | 70.306 | 99963 | Student Accommodation | 99939 | Unusable Spaces | 8.64 | Bedroom 3 | 7 | Residential Accommodation Space Group | 700 | Residential - Specific type not defined |  | Unknown | 0.00 | NO
City Accommodation_CA14-Village Units 52 - 95 & Car park_Third Floor_70.306A _ BIR | CA-CA14-03-70.306A | CA14-03-70.306A-BIR | City Accommodation | CA | CA14 | Village Units 52 - 95 & Car park | 03 | Third Floor | 70.306A | 99963 | Student Accommodation | 99939 | Unusable Spaces | 0.6 | BIR | 7 | Residential Accommodation Space Group | 700 | Residential - Specific type not defined |  | Unknown | 0.00 | NO
City Accommodation_CA14-Village Units 52 - 95 & Car park_Third Floor_70.307 _ Bedroom 4 | CA-CA14-03-70.307 | CA14-03-70.307-Bedroom 4 | City Accommodation | CA | CA14 | Village Units 52 - 95 & Car park | 03 | Third Floor | 70.307 | 99963 | Student Accommodation | 99939 | Unusable Spaces | 8.61 | Bedroom 4 | 7 | Residential Accommodation Space Group | 700 | Residential - Specific type not defined |  | Unknown | 0.00 | NO
City Accommodation_CA14-Village Units 52 - 95 & Car park_Third Floor_70.307A _ BIR | CA-CA14-03-70.307A | CA14-03-70.307A-BIR | City Accommodation | CA | CA14 | Village Units 52 - 95 & Car park | 03 | Third Floor | 70.307A | 99963 | Student Accommodation | 99939 | Unusable Spaces | 0.6 | BIR | 7 | Residential Accommodation Space Group | 700 | Residential - Specific type not defined |  | Unknown | 0.00 | NO
City Accommodation_CA14-Village Units 52 - 95 & Car park_Third Floor_70.308 _ WC | CA-CA14-03-70.308 | CA14-03-70.308-WC | City Accommodation | CA | CA14 | Village Units 52 - 95 & Car park | 03 | Third Floor | 70.308 | 99963 | Student Accommodation | 99939 | Unusable Spaces | 1.52 | WC | 7 | Residential Accommodation Space Group | 700 | Residential - Specific type not defined |  | Unknown | 0.00 | NO
City Accommodation_CA14-Village Units 52 - 95 & Car park_Third Floor_70.309 _ Ldry | CA-CA14-03-70.309 | CA14-03-70.309-Ldry | City Accommodation | CA | CA14 | Village Units 52 - 95 & Car park | 03 | Third Floor | 70.309 | 99963 | Student Accommodation | 99939 | Unusable Spaces | 2.43 | Ldry | 7 | Residential Accommodation Space Group | 700 | Residential - Specific type not defined |  | Unknown | 0.00 | NO
City Accommodation_CA14-Village Units 52 - 95 & Car park_Third Floor_70.310 _ Bathroom | CA-CA14-03-70.310 | CA14-03-70.310-Bathroom | City Accommodation | CA | CA14 | Village Units 52 - 95 & Car park | 03 | Third Floor | 70.310 | 99963 | Student Accommodation | 99939 | Unusable Spaces | 2.07 | Bathroom | 7 | Residential Accommodation Space Group | 700 | Residential - Specific type not defined |  | Unknown | 0.00 | NO
City Accommodation_CA14-Village Units 52 - 95 & Car park_Third Floor_70.311 _ Bedroom 1 | CA-CA14-03-70.311 | CA14-03-70.311-Bedroom 1 | City Accommodation | CA | CA14 | Village Units 52 - 95 & Car park | 03 | Third Floor | 70.311 | 99963 | Student Accommodation | 99939 | Unusable Spaces | 6.94 | Bedroom 1 | 7 | Residential Accommodation Space Group | 700 | Residential - Specific type not defined |  | Unknown | 0.00 | NO
City Accommodation_CA14-Village Units 52 - 95 & Car park_Third Floor_70.311A _ BIR | CA-CA14-03-70.311A | CA14-03-70.311A-BIR | City Accommodation | CA | CA14 | Village Units 52 - 95 & Car park | 03 | Third Floor | 70.311A | 99963 | Student Accommodation | 99939 | Unusable Spaces | 0.6 | BIR | 7 | Residential Accommodation Space Group | 700 | Residential - Specific type not defined |  | Unknown | 0.00 | NO
City Accommodation_CA14-Village Units 52 - 95 & Car park_Third Floor_71.301 _ Living | CA-CA14-03-71.301 | CA14-03-71.301-Living | City Accommodation | CA | CA14 | Village Units 52 - 95 & Car park | 03 | Third Floor | 71.301 | 99963 | Student Accommodation | 99939 | Unusable Spaces | 19.29 | Living | 7 | Residential Accommodation Space Group | 700 | Residential - Specific type not defined |  | Unknown | 0.00 | NO
City Accommodation_CA14-Village Units 52 - 95 & Car park_Third Floor_71.302 _ Kitchen | CA-CA14-03-71.302 | CA14-03-71.302-Kitchen | City Accommodation | CA | CA14 | Village Units 52 - 95 & Car park | 03 | Third Floor | 71.302 | 99963 | Student Accommodation | 99939 | Unusable Spaces | 6.13 | Kitchen | 7 | Residential Accommodation Space Group | 700 | Residential - Specific type not defined |  | Unknown | 0.00 | NO
City Accommodation_CA14-Village Units 52 - 95 & Car park_Third Floor_71.303 _ Passage | CA-CA14-03-71.303 | CA14-03-71.303-Passage | City Accommodation | CA | CA14 | Village Units 52 - 95 & Car park | 03 | Third Floor | 71.303 | 99963 | Student Accommodation | 99939 | Unusable Spaces | 5.83 | Passage | 7 | Residential Accommodation Space Group | 700 | Residential - Specific type not defined |  | Unknown | 0.00 | NO
City Accommodation_CA14-Village Units 52 - 95 & Car park_Third Floor_71.303A _ HWS | CA-CA14-03-71.303A | CA14-03-71.303A-HWS | City Accommodation | CA | CA14 | Village Units 52 - 95 & Car park | 03 | Third Floor | 71.303A | 99963 | Student Accommodation | 99939 | Unusable Spaces | 0.79 | HWS | 7 | Residential Accommodation Space Group | 700 | Residential - Specific type not defined |  | Unknown | 0.00 | NO
City Accommodation_CA14-Village Units 52 - 95 & Car park_Third Floor_71.304 _ Bedroom 1 | CA-CA14-03-71.304 | CA14-03-71.304-Bedroom 1 | City Accommodation | CA | CA14 | Village Units 52 - 95 & Car park | 03 | Third Floor | 71.304 | 99963 | Student Accommodation | 99939 | Unusable Spaces | 7.04 | Bedroom 1 | 7 | Residential Accommodation Space Group | 700 | Residential - Specific type not defined |  | Unknown | 0.00 | NO
City Accommodation_CA14-Village Units 52 - 95 & Car park_Third Floor_71.304A _ BIR | CA-CA14-03-71.304A | CA14-03-71.304A-BIR | City Accommodation | CA | CA14 | Village Units 52 - 95 & Car park | 03 | Third Floor | 71.304A | 99963 | Student Accommodation | 99939 | Unusable Spaces | 0.62 | BIR | 7 | Residential Accommodation Space Group | 700 | Residential - Specific type not defined |  | Unknown | 0.00 | NO
City Accommodation_CA14-Village Units 52 - 95 & Car park_Third Floor_71.305 _ Bathroom | CA-CA14-03-71.305 | CA14-03-71.305-Bathroom | City Accommodation | CA | CA14 | Village Units 52 - 95 & Car park | 03 | Third Floor | 71.305 | 99963 | Student Accommodation | 99939 | Unusable Spaces | 2.12 | Bathroom | 7 | Residential Accommodation Space Group | 700 | Residential - Specific type not defined |  | Unknown | 0.00 | NO
City Accommodation_CA14-Village Units 52 - 95 & Car park_Third Floor_71.306 _ Ldry | CA-CA14-03-71.306 | CA14-03-71.306-Ldry | City Accommodation | CA | CA14 | Village Units 52 - 95 & Car park | 03 | Third Floor | 71.306 | 99963 | Student Accommodation | 99939 | Unusable Spaces | 2.49 | Ldry | 7 | Residential Accommodation Space Group | 700 | Residential - Specific type not defined |  | Unknown | 0.00 | NO
City Accommodation_CA14-Village Units 52 - 95 & Car park_Third Floor_71.307 _ WC | CA-CA14-03-71.307 | CA14-03-71.307-WC | City Accommodation | CA | CA14 | Village Units 52 - 95 & Car park | 03 | Third Floor | 71.307 | 99963 | Student Accommodation | 99939 | Unusable Spaces | 1.56 | WC | 7 | Residential Accommodation Space Group | 700 | Residential - Specific type not defined |  | Unknown | 0.00 | NO
City Accommodation_CA14-Village Units 52 - 95 & Car park_Third Floor_71.308 _ Bedroom 4 | CA-CA14-03-71.308 | CA14-03-71.308-Bedroom 4 | City Accommodation | CA | CA14 | Village Units 52 - 95 & Car park | 03 | Third Floor | 71.308 | 99963 | Student Accommodation | 99939 | Unusable Spaces | 8.73 | Bedroom 4 | 7 | Residential Accommodation Space Group | 700 | Residential - Specific type not defined |  | Unknown | 0.00 | NO
City Accommodation_CA14-Village Units 52 - 95 & Car park_Third Floor_71.308A _ BIR | CA-CA14-03-71.308A | CA14-03-71.308A-BIR | City Accommodation | CA | CA14 | Village Units 52 - 95 & Car park | 03 | Third Floor | 71.308A | 99963 | Student Accommodation | 99939 | Unusable Spaces | 0.62 | BIR | 7 | Residential Accommodation Space Group | 700 | Residential - Specific type not defined |  | Unknown | 0.00 | NO
City Accommodation_CA14-Village Units 52 - 95 & Car park_Third Floor_71.309 _ Bedroom 3 | CA-CA14-03-71.309 | CA14-03-71.309-Bedroom 3 | City Accommodation | CA | CA14 | Village Units 52 - 95 & Car park | 03 | Third Floor | 71.309 | 99963 | Student Accommodation | 99939 | Unusable Spaces | 8.64 | Bedroom 3 | 7 | Residential Accommodation Space Group | 700 | Residential - Specific type not defined |  | Unknown | 0.00 | NO
City Accommodation_CA14-Village Units 52 - 95 & Car park_Third Floor_71.309A _ BIR | CA-CA14-03-71.309A | CA14-03-71.309A-BIR | City Accommodation | CA | CA14 | Village Units 52 - 95 & Car park | 03 | Third Floor | 71.309A | 99963 | Student Accommodation | 99939 | Unusable Spaces | 0.6 | BIR | 7 | Residential Accommodation Space Group | 700 | Residential - Specific type not defined |  | Unknown | 0.00 | NO
City Accommodation_CA14-Village Units 52 - 95 & Car park_Third Floor_71.310 _ Bedroom 2 | CA-CA14-03-71.310 | CA14-03-71.310-Bedroom 2 | City Accommodation | CA | CA14 | Village Units 52 - 95 & Car park | 03 | Third Floor | 71.310 | 99963 | Student Accommodation | 99939 | Unusable Spaces | 11.21 | Bedroom 2 | 7 | Residential Accommodation Space Group | 700 | Residential - Specific type not defined |  | Unknown | 0.00 | NO
City Accommodation_CA14-Village Units 52 - 95 & Car park_Third Floor_71.310A _ BIR | CA-CA14-03-71.310A | CA14-03-71.310A-BIR | City Accommodation | CA | CA14 | Village Units 52 - 95 & Car park | 03 | Third Floor | 71.310A | 99963 | Student Accommodation | 99939 | Unusable Spaces | 0.6 | BIR | 7 | Residential Accommodation Space Group | 700 | Residential - Specific type not defined |  | Unknown | 0.00 | NO
City Accommodation_CA14-Village Units 52 - 95 & Car park_Third Floor_71.311 _ Bathroom | CA-CA14-03-71.311 | CA14-03-71.311-Bathroom | City Accommodation | CA | CA14 | Village Units 52 - 95 & Car park | 03 | Third Floor | 71.311 | 99963 | Student Accommodation | 99939 | Unusable Spaces | 3.61 | Bathroom | 7 | Residential Accommodation Space Group | 700 | Residential - Specific type not defined |  | Unknown | 0.00 | NO
City Accommodation_CA14-Village Units 52 - 95 & Car park_Third Floor_72.301 _ Living | CA-CA14-03-72.301 | CA14-03-72.301-Living | City Accommodation | CA | CA14 | Village Units 52 - 95 & Car park | 03 | Third Floor | 72.301 | 99963 | Student Accommodation | 99939 | Unusable Spaces | 19.29 | Living | 7 | Residential Accommodation Space Group | 700 | Residential - Specific type not defined |  | Unknown | 0.00 | NO
City Accommodation_CA14-Village Units 52 - 95 & Car park_Third Floor_72.301A _ HWS | CA-CA14-03-72.301A | CA14-03-72.301A-HWS | City Accommodation | CA | CA14 | Village Units 52 - 95 & Car park | 03 | Third Floor | 72.301A | 99963 | Student Accommodation | 99939 | Unusable Spaces | 0.79 | HWS | 7 | Residential Accommodation Space Group | 700 | Residential - Specific type not defined |  | Unknown | 0.00 | NO
City Accommodation_CA14-Village Units 52 - 95 & Car park_Third Floor_72.302 _ Kitchen | CA-CA14-03-72.302 | CA14-03-72.302-Kitchen | City Accommodation | CA | CA14 | Village Units 52 - 95 & Car park | 03 | Third Floor | 72.302 | 99963 | Student Accommodation | 99939 | Unusable Spaces | 6.13 | Kitchen | 7 | Residential Accommodation Space Group | 700 | Residential - Specific type not defined |  | Unknown | 0.00 | NO
City Accommodation_CA14-Village Units 52 - 95 & Car park_Third Floor_72.303 _ Passage | CA-CA14-03-72.303 | CA14-03-72.303-Passage | City Accommodation | CA | CA14 | Village Units 52 - 95 & Car park | 03 | Third Floor | 72.303 | 99963 | Student Accommodation | 99939 | Unusable Spaces | 5.83 | Passage | 7 | Residential Accommodation Space Group | 700 | Residential - Specific type not defined |  | Unknown | 0.00 | NO
City Accommodation_CA14-Village Units 52 - 95 & Car park_Third Floor_72.304 _ Bathroom | CA-CA14-03-72.304 | CA14-03-72.304-Bathroom | City Accommodation | CA | CA14 | Village Units 52 - 95 & Car park | 03 | Third Floor | 72.304 | 99963 | Student Accommodation | 99939 | Unusable Spaces | 3.61 | Bathroom | 7 | Residential Accommodation Space Group | 700 | Residential - Specific type not defined |  | Unknown | 0.00 | NO
City Accommodation_CA14-Village Units 52 - 95 & Car park_Third Floor_72.305 _ Bedroom 4 | CA-CA14-03-72.305 | CA14-03-72.305-Bedroom 4 | City Accommodation | CA | CA14 | Village Units 52 - 95 & Car park | 03 | Third Floor | 72.305 | 99963 | Student Accommodation | 99939 | Unusable Spaces | 11.21 | Bedroom 4 | 7 | Residential Accommodation Space Group | 700 | Residential - Specific type not defined |  | Unknown | 0.00 | NO
City Accommodation_CA14-Village Units 52 - 95 & Car park_Third Floor_72.305A _ BIR | CA-CA14-03-72.305A | CA14-03-72.305A-BIR | City Accommodation | CA | CA14 | Village Units 52 - 95 & Car park | 03 | Third Floor | 72.305A | 99963 | Student Accommodation | 99939 | Unusable Spaces | 0.6 | BIR | 7 | Residential Accommodation Space Group | 700 | Residential - Specific type not defined |  | Unknown | 0.00 | NO
City Accommodation_CA14-Village Units 52 - 95 & Car park_Third Floor_72.306 _ Bedroom 3 | CA-CA14-03-72.306 | CA14-03-72.306-Bedroom 3 | City Accommodation | CA | CA14 | Village Units 52 - 95 & Car park | 03 | Third Floor | 72.306 | 99963 | Student Accommodation | 99939 | Unusable Spaces | 8.64 | Bedroom 3 | 7 | Residential Accommodation Space Group | 700 | Residential - Specific type not defined |  | Unknown | 0.00 | NO
City Accommodation_CA14-Village Units 52 - 95 & Car park_Third Floor_72.306A _ BIR | CA-CA14-03-72.306A | CA14-03-72.306A-BIR | City Accommodation | CA | CA14 | Village Units 52 - 95 & Car park | 03 | Third Floor | 72.306A | 99963 | Student Accommodation | 99939 | Unusable Spaces | 0.6 | BIR | 7 | Residential Accommodation Space Group | 700 | Residential - Specific type not defined |  | Unknown | 0.00 | NO
City Accommodation_CA14-Village Units 52 - 95 & Car park_Third Floor_72.307 _ Bedroom 2 | CA-CA14-03-72.307 | CA14-03-72.307-Bedroom 2 | City Accommodation | CA | CA14 | Village Units 52 - 95 & Car park | 03 | Third Floor | 72.307 | 99963 | Student Accommodation | 99939 | Unusable Spaces | 8.61 | Bedroom 2 | 7 | Residential Accommodation Space Group | 700 | Residential - Specific type not defined |  | Unknown | 0.00 | NO
City Accommodation_CA14-Village Units 52 - 95 & Car park_Third Floor_72.307A _ BIR | CA-CA14-03-72.307A | CA14-03-72.307A-BIR | City Accommodation | CA | CA14 | Village Units 52 - 95 & Car park | 03 | Third Floor | 72.307A | 99963 | Student Accommodation | 99939 | Unusable Spaces | 0.6 | BIR | 7 | Residential Accommodation Space Group | 700 | Residential - Specific type not defined |  | Unknown | 0.00 | NO
City Accommodation_CA14-Village Units 52 - 95 & Car park_Third Floor_72.308 _ WC | CA-CA14-03-72.308 | CA14-03-72.308-WC | City Accommodation | CA | CA14 | Village Units 52 - 95 & Car park | 03 | Third Floor | 72.308 | 99963 | Student Accommodation | 99939 | Unusable Spaces | 1.52 | WC | 7 | Residential Accommodation Space Group | 700 | Residential - Specific type not defined |  | Unknown | 0.00 | NO
City Accommodation_CA14-Village Units 52 - 95 & Car park_Third Floor_72.309 _ Ldry | CA-CA14-03-72.309 | CA14-03-72.309-Ldry | City Accommodation | CA | CA14 | Village Units 52 - 95 & Car park | 03 | Third Floor | 72.309 | 99963 | Student Accommodation | 99939 | Unusable Spaces | 2.43 | Ldry | 7 | Residential Accommodation Space Group | 700 | Residential - Specific type not defined |  | Unknown | 0.00 | NO
City Accommodation_CA14-Village Units 52 - 95 & Car park_Third Floor_72.310 _ Bathroom | CA-CA14-03-72.310 | CA14-03-72.310-Bathroom | City Accommodation | CA | CA14 | Village Units 52 - 95 & Car park | 03 | Third Floor | 72.310 | 99963 | Student Accommodation | 99939 | Unusable Spaces | 2.07 | Bathroom | 7 | Residential Accommodation Space Group | 700 | Residential - Specific type not defined |  | Unknown | 0.00 | NO
City Accommodation_CA14-Village Units 52 - 95 & Car park_Third Floor_72.311 _ Bedroom 1 | CA-CA14-03-72.311 | CA14-03-72.311-Bedroom 1 | City Accommodation | CA | CA14 | Village Units 52 - 95 & Car park | 03 | Third Floor | 72.311 | 99963 | Student Accommodation | 99939 | Unusable Spaces | 6.94 | Bedroom 1 | 7 | Residential Accommodation Space Group | 700 | Residential - Specific type not defined |  | Unknown | 0.00 | NO
City Accommodation_CA14-Village Units 52 - 95 & Car park_Third Floor_72.311A _ BIR | CA-CA14-03-72.311A | CA14-03-72.311A-BIR | City Accommodation | CA | CA14 | Village Units 52 - 95 & Car park | 03 | Third Floor | 72.311A | 99963 | Student Accommodation | 99939 | Unusable Spaces | 0.6 | BIR | 7 | Residential Accommodation Space Group | 700 | Residential - Specific type not defined |  | Unknown | 0.00 | NO
City Accommodation_CA14-Village Units 52 - 95 & Car park_Third Floor_73.301 _ Living | CA-CA14-03-73.301 | CA14-03-73.301-Living | City Accommodation | CA | CA14 | Village Units 52 - 95 & Car park | 03 | Third Floor | 73.301 | 99963 | Student Accommodation | 99939 | Unusable Spaces | 21.96 | Living | 7 | Residential Accommodation Space Group | 700 | Residential - Specific type not defined |  | Unknown | 0.00 | NO
City Accommodation_CA14-Village Units 52 - 95 & Car park_Third Floor_73.301A _ HWS | CA-CA14-03-73.301A | CA14-03-73.301A-HWS | City Accommodation | CA | CA14 | Village Units 52 - 95 & Car park | 03 | Third Floor | 73.301A | 99963 | Student Accommodation | 99939 | Unusable Spaces | 0.79 | HWS | 7 | Residential Accommodation Space Group | 700 | Residential - Specific type not defined |  | Unknown | 0.00 | NO
City Accommodation_CA14-Village Units 52 - 95 & Car park_Third Floor_73.302 _ Kitchen | CA-CA14-03-73.302 | CA14-03-73.302-Kitchen | City Accommodation | CA | CA14 | Village Units 52 - 95 & Car park | 03 | Third Floor | 73.302 | 99963 | Student Accommodation | 99939 | Unusable Spaces | 6.03 | Kitchen | 7 | Residential Accommodation Space Group | 700 | Residential - Specific type not defined |  | Unknown | 0.00 | NO
City Accommodation_CA14-Village Units 52 - 95 & Car park_Third Floor_73.303 _ Passage | CA-CA14-03-73.303 | CA14-03-73.303-Passage | City Accommodation | CA | CA14 | Village Units 52 - 95 & Car park | 03 | Third Floor | 73.303 | 99963 | Student Accommodation | 99939 | Unusable Spaces | 5.83 | Passage | 7 | Residential Accommodation Space Group | 700 | Residential - Specific type not defined |  | Unknown | 0.00 | NO
City Accommodation_CA14-Village Units 52 - 95 & Car park_Third Floor_73.304 _ Bathroom | CA-CA14-03-73.304 | CA14-03-73.304-Bathroom | City Accommodation | CA | CA14 | Village Units 52 - 95 & Car park | 03 | Third Floor | 73.304 | 99963 | Student Accommodation | 99939 | Unusable Spaces | 3.61 | Bathroom | 7 | Residential Accommodation Space Group | 700 | Residential - Specific type not defined |  | Unknown | 0.00 | NO
City Accommodation_CA14-Village Units 52 - 95 & Car park_Third Floor_73.305 _ Bedroom 2 | CA-CA14-03-73.305 | CA14-03-73.305-Bedroom 2 | City Accommodation | CA | CA14 | Village Units 52 - 95 & Car park | 03 | Third Floor | 73.305 | 99963 | Student Accommodation | 99939 | Unusable Spaces | 11.01 | Bedroom 2 | 7 | Residential Accommodation Space Group | 700 | Residential - Specific type not defined |  | Unknown | 0.00 | NO
City Accommodation_CA14-Village Units 52 - 95 & Car park_Third Floor_73.305A _ BIR | CA-CA14-03-73.305A | CA14-03-73.305A-BIR | City Accommodation | CA | CA14 | Village Units 52 - 95 & Car park | 03 | Third Floor | 73.305A | 99963 | Student Accommodation | 99939 | Unusable Spaces | 0.6 | BIR | 7 | Residential Accommodation Space Group | 700 | Residential - Specific type not defined |  | Unknown | 0.00 | NO
City Accommodation_CA14-Village Units 52 - 95 & Car park_Third Floor_73.306 _ Bedroom 3 | CA-CA14-03-73.306 | CA14-03-73.306-Bedroom 3 | City Accommodation | CA | CA14 | Village Units 52 - 95 & Car park | 03 | Third Floor | 73.306 | 99963 | Student Accommodation | 99939 | Unusable Spaces | 8.64 | Bedroom 3 | 7 | Residential Accommodation Space Group | 700 | Residential - Specific type not defined |  | Unknown | 0.00 | NO
City Accommodation_CA14-Village Units 52 - 95 & Car park_Third Floor_73.306A _ BIR | CA-CA14-03-73.306A | CA14-03-73.306A-BIR | City Accommodation | CA | CA14 | Village Units 52 - 95 & Car park | 03 | Third Floor | 73.306A | 99963 | Student Accommodation | 99939 | Unusable Spaces | 0.6 | BIR | 7 | Residential Accommodation Space Group | 700 | Residential - Specific type not defined |  | Unknown | 0.00 | NO
City Accommodation_CA14-Village Units 52 - 95 & Car park_Third Floor_73.307 _ Bedroom 4 | CA-CA14-03-73.307 | CA14-03-73.307-Bedroom 4 | City Accommodation | CA | CA14 | Village Units 52 - 95 & Car park | 03 | Third Floor | 73.307 | 99963 | Student Accommodation | 99939 | Unusable Spaces | 8.61 | Bedroom 4 | 7 | Residential Accommodation Space Group | 700 | Residential - Specific type not defined |  | Unknown | 0.00 | NO
City Accommodation_CA14-Village Units 52 - 95 & Car park_Third Floor_73.307A _ BIR | CA-CA14-03-73.307A | CA14-03-73.307A-BIR | City Accommodation | CA | CA14 | Village Units 52 - 95 & Car park | 03 | Third Floor | 73.307A | 99963 | Student Accommodation | 99939 | Unusable Spaces | 0.6 | BIR | 7 | Residential Accommodation Space Group | 700 | Residential - Specific type not defined |  | Unknown | 0.00 | NO
City Accommodation_CA14-Village Units 52 - 95 & Car park_Third Floor_73.308 _ WC | CA-CA14-03-73.308 | CA14-03-73.308-WC | City Accommodation | CA | CA14 | Village Units 52 - 95 & Car park | 03 | Third Floor | 73.308 | 99963 | Student Accommodation | 99939 | Unusable Spaces | 1.52 | WC | 7 | Residential Accommodation Space Group | 700 | Residential - Specific type not defined |  | Unknown | 0.00 | NO
City Accommodation_CA14-Village Units 52 - 95 & Car park_Third Floor_73.309 _ Ldry | CA-CA14-03-73.309 | CA14-03-73.309-Ldry | City Accommodation | CA | CA14 | Village Units 52 - 95 & Car park | 03 | Third Floor | 73.309 | 99963 | Student Accommodation | 99939 | Unusable Spaces | 2.43 | Ldry | 7 | Residential Accommodation Space Group | 700 | Residential - Specific type not defined |  | Unknown | 0.00 | NO
City Accommodation_CA14-Village Units 52 - 95 & Car park_Third Floor_73.310 _ Bathroom | CA-CA14-03-73.310 | CA14-03-73.310-Bathroom | City Accommodation | CA | CA14 | Village Units 52 - 95 & Car park | 03 | Third Floor | 73.310 | 99963 | Student Accommodation | 99939 | Unusable Spaces | 2.07 | Bathroom | 7 | Residential Accommodation Space Group | 700 | Residential - Specific type not defined |  | Unknown | 0.00 | NO
City Accommodation_CA14-Village Units 52 - 95 & Car park_Third Floor_73.311 _ Bedroom 1 | CA-CA14-03-73.311 | CA14-03-73.311-Bedroom 1 | City Accommodation | CA | CA14 | Village Units 52 - 95 & Car park | 03 | Third Floor | 73.311 | 99963 | Student Accommodation | 99939 | Unusable Spaces | 6.94 | Bedroom 1 | 7 | Residential Accommodation Space Group | 700 | Residential - Specific type not defined |  | Unknown | 0.00 | NO
City Accommodation_CA14-Village Units 52 - 95 & Car park_Third Floor_73.311A _ BIR | CA-CA14-03-73.311A | CA14-03-73.311A-BIR | City Accommodation | CA | CA14 | Village Units 52 - 95 & Car park | 03 | Third Floor | 73.311A | 99963 | Student Accommodation | 99939 | Unusable Spaces | 0.6 | BIR | 7 | Residential Accommodation Space Group | 700 | Residential - Specific type not defined |  | Unknown | 0.00 | NO
City Accommodation_CA14-Village Units 52 - 95 & Car park_Third Floor_74.301 _ Living | CA-CA14-03-74.301 | CA14-03-74.301-Living | City Accommodation | CA | CA14 | Village Units 52 - 95 & Car park | 03 | Third Floor | 74.301 | 99963 | Student Accommodation | 99939 | Unusable Spaces | 28.87 | Living | 7 | Residential Accommodation Space Group | 700 | Residential - Specific type not defined |  | Unknown | 0.00 | NO
City Accommodation_CA14-Village Units 52 - 95 & Car park_Third Floor_74.301A _ Kitchen | CA-CA14-03-74.301A | CA14-03-74.301A-Kitchen | City Accommodation | CA | CA14 | Village Units 52 - 95 & Car park | 03 | Third Floor | 74.301A | 99963 | Student Accommodation | 99939 | Unusable Spaces | 6.15 | Kitchen | 7 | Residential Accommodation Space Group | 700 | Residential - Specific type not defined |  | Unknown | 0.00 | NO
City Accommodation_CA14-Village Units 52 - 95 & Car park_Third Floor_74.302 _ Passage | CA-CA14-03-74.302 | CA14-03-74.302-Passage | City Accommodation | CA | CA14 | Village Units 52 - 95 & Car park | 03 | Third Floor | 74.302 | 99963 | Student Accommodation | 99939 | Unusable Spaces | 7.23 | Passage | 7 | Residential Accommodation Space Group | 700 | Residential - Specific type not defined |  | Unknown | 0.00 | NO
City Accommodation_CA14-Village Units 52 - 95 & Car park_Third Floor_74.302A _ HWS | CA-CA14-03-74.302A | CA14-03-74.302A-HWS | City Accommodation | CA | CA14 | Village Units 52 - 95 & Car park | 03 | Third Floor | 74.302A | 99963 | Student Accommodation | 99939 | Unusable Spaces | 0.79 | HWS | 7 | Residential Accommodation Space Group | 700 | Residential - Specific type not defined |  | Unknown | 0.00 | NO
City Accommodation_CA14-Village Units 52 - 95 & Car park_Third Floor_74.303 _ Ldry | CA-CA14-03-74.303 | CA14-03-74.303-Ldry | City Accommodation | CA | CA14 | Village Units 52 - 95 & Car park | 03 | Third Floor | 74.303 | 99963 | Student Accommodation | 99939 | Unusable Spaces | 2.9 | Ldry | 7 | Residential Accommodation Space Group | 700 | Residential - Specific type not defined |  | Unknown | 0.00 | NO
City Accommodation_CA14-Village Units 52 - 95 & Car park_Third Floor_74.304 _ Bathroom | CA-CA14-03-74.304 | CA14-03-74.304-Bathroom | City Accommodation | CA | CA14 | Village Units 52 - 95 & Car park | 03 | Third Floor | 74.304 | 99963 | Student Accommodation | 99939 | Unusable Spaces | 3.26 | Bathroom | 7 | Residential Accommodation Space Group | 700 | Residential - Specific type not defined |  | Unknown | 0.00 | NO
City Accommodation_CA14-Village Units 52 - 95 & Car park_Third Floor_74.305 _ WC | CA-CA14-03-74.305 | CA14-03-74.305-WC | City Accommodation | CA | CA14 | Village Units 52 - 95 & Car park | 03 | Third Floor | 74.305 | 99963 | Student Accommodation | 99939 | Unusable Spaces | 2.13 | WC | 7 | Residential Accommodation Space Group | 700 | Residential - Specific type not defined |  | Unknown | 0.00 | NO
City Accommodation_CA14-Village Units 52 - 95 & Car park_Third Floor_74.306 _ Bedroom 3 | CA-CA14-03-74.306 | CA14-03-74.306-Bedroom 3 | City Accommodation | CA | CA14 | Village Units 52 - 95 & Car park | 03 | Third Floor | 74.306 | 99963 | Student Accommodation | 99939 | Unusable Spaces | 12.28 | Bedroom 3 | 7 | Residential Accommodation Space Group | 700 | Residential - Specific type not defined |  | Unknown | 0.00 | NO
City Accommodation_CA14-Village Units 52 - 95 & Car park_Third Floor_74.306A _ BIR | CA-CA14-03-74.306A | CA14-03-74.306A-BIR | City Accommodation | CA | CA14 | Village Units 52 - 95 & Car park | 03 | Third Floor | 74.306A | 99963 | Student Accommodation | 99939 | Unusable Spaces | 0.6 | BIR | 7 | Residential Accommodation Space Group | 700 | Residential - Specific type not defined |  | Unknown | 0.00 | NO
City Accommodation_CA14-Village Units 52 - 95 & Car park_Third Floor_74.307 _ Bedroom 2 | CA-CA14-03-74.307 | CA14-03-74.307-Bedroom 2 | City Accommodation | CA | CA14 | Village Units 52 - 95 & Car park | 03 | Third Floor | 74.307 | 99963 | Student Accommodation | 99939 | Unusable Spaces | 8.63 | Bedroom 2 | 7 | Residential Accommodation Space Group | 700 | Residential - Specific type not defined |  | Unknown | 0.00 | NO
City Accommodation_CA14-Village Units 52 - 95 & Car park_Third Floor_74.307A _ BIR | CA-CA14-03-74.307A | CA14-03-74.307A-BIR | City Accommodation | CA | CA14 | Village Units 52 - 95 & Car park | 03 | Third Floor | 74.307A | 99963 | Student Accommodation | 99939 | Unusable Spaces | 0.6 | BIR | 7 | Residential Accommodation Space Group | 700 | Residential - Specific type not defined |  | Unknown | 0.00 | NO
City Accommodation_CA14-Village Units 52 - 95 & Car park_Third Floor_74.308 _ Bedroom 1 | CA-CA14-03-74.308 | CA14-03-74.308-Bedroom 1 | City Accommodation | CA | CA14 | Village Units 52 - 95 & Car park | 03 | Third Floor | 74.308 | 99963 | Student Accommodation | 99939 | Unusable Spaces | 11.25 | Bedroom 1 | 7 | Residential Accommodation Space Group | 700 | Residential - Specific type not defined |  | Unknown | 0.00 | NO
City Accommodation_CA14-Village Units 52 - 95 & Car park_Third Floor_74.308A _ BIR | CA-CA14-03-74.308A | CA14-03-74.308A-BIR | City Accommodation | CA | CA14 | Village Units 52 - 95 & Car park | 03 | Third Floor | 74.308A | 99963 | Student Accommodation | 99939 | Unusable Spaces | 0.6 | BIR | 7 | Residential Accommodation Space Group | 700 | Residential - Specific type not defined |  | Unknown | 0.00 | NO
City Accommodation_CA14-Village Units 52 - 95 & Car park_Third Floor_74.309 _ Bathroom | CA-CA14-03-74.309 | CA14-03-74.309-Bathroom | City Accommodation | CA | CA14 | Village Units 52 - 95 & Car park | 03 | Third Floor | 74.309 | 99963 | Student Accommodation | 99939 | Unusable Spaces | 3.61 | Bathroom | 7 | Residential Accommodation Space Group | 700 | Residential - Specific type not defined |  | Unknown | 0.00 | NO
City Accommodation_CA14-Village Units 52 - 95 & Car park_Third Floor_75.301 _ Porch | CA-CA14-03-75.301 | CA14-03-75.301-Porch | City Accommodation | CA | CA14 | Village Units 52 - 95 & Car park | 03 | Third Floor | 75.301 | 99963 | Student Accommodation | 99939 | Unusable Spaces | 3.06 | Porch | 7 | Residential Accommodation Space Group | 700 | Residential - Specific type not defined |  | Unknown | 0.00 | NO
City Accommodation_CA14-Village Units 52 - 95 & Car park_Third Floor_75.302 _ Living | CA-CA14-03-75.302 | CA14-03-75.302-Living | City Accommodation | CA | CA14 | Village Units 52 - 95 & Car park | 03 | Third Floor | 75.302 | 99963 | Student Accommodation | 99939 | Unusable Spaces | 21.82 | Living | 7 | Residential Accommodation Space Group | 700 | Residential - Specific type not defined |  | Unknown | 0.00 | NO
City Accommodation_CA14-Village Units 52 - 95 & Car park_Third Floor_75.302A _ Kitchen | CA-CA14-03-75.302A | CA14-03-75.302A-Kitchen | City Accommodation | CA | CA14 | Village Units 52 - 95 & Car park | 03 | Third Floor | 75.302A | 99963 | Student Accommodation | 99939 | Unusable Spaces | 6.13 | Kitchen | 7 | Residential Accommodation Space Group | 700 | Residential - Specific type not defined |  | Unknown | 0.00 | NO
City Accommodation_CA14-Village Units 52 - 95 & Car park_Third Floor_75.303 _ Passage | CA-CA14-03-75.303 | CA14-03-75.303-Passage | City Accommodation | CA | CA14 | Village Units 52 - 95 & Car park | 03 | Third Floor | 75.303 | 99963 | Student Accommodation | 99939 | Unusable Spaces | 5.83 | Passage | 7 | Residential Accommodation Space Group | 700 | Residential - Specific type not defined |  | Unknown | 0.00 | NO
City Accommodation_CA14-Village Units 52 - 95 & Car park_Third Floor_75.303A _ HWS | CA-CA14-03-75.303A | CA14-03-75.303A-HWS | City Accommodation | CA | CA14 | Village Units 52 - 95 & Car park | 03 | Third Floor | 75.303A | 99963 | Student Accommodation | 99939 | Unusable Spaces | 0.79 | HWS | 7 | Residential Accommodation Space Group | 700 | Residential - Specific type not defined |  | Unknown | 0.00 | NO
City Accommodation_CA14-Village Units 52 - 95 & Car park_Third Floor_75.304 _ Bedroom 1 | CA-CA14-03-75.304 | CA14-03-75.304-Bedroom 1 | City Accommodation | CA | CA14 | Village Units 52 - 95 & Car park | 03 | Third Floor | 75.304 | 99963 | Student Accommodation | 99939 | Unusable Spaces | 9.88 | Bedroom 1 | 7 | Residential Accommodation Space Group | 700 | Residential - Specific type not defined |  | Unknown | 0.00 | NO
City Accommodation_CA14-Village Units 52 - 95 & Car park_Third Floor_75.304A _ BIR | CA-CA14-03-75.304A | CA14-03-75.304A-BIR | City Accommodation | CA | CA14 | Village Units 52 - 95 & Car park | 03 | Third Floor | 75.304A | 99963 | Student Accommodation | 99939 | Unusable Spaces | 0.62 | BIR | 7 | Residential Accommodation Space Group | 700 | Residential - Specific type not defined |  | Unknown | 0.00 | NO
City Accommodation_CA14-Village Units 52 - 95 & Car park_Third Floor_75.305 _ Bathroom | CA-CA14-03-75.305 | CA14-03-75.305-Bathroom | City Accommodation | CA | CA14 | Village Units 52 - 95 & Car park | 03 | Third Floor | 75.305 | 99963 | Student Accommodation | 99939 | Unusable Spaces | 2.12 | Bathroom | 7 | Residential Accommodation Space Group | 700 | Residential - Specific type not defined |  | Unknown | 0.00 | NO
City Accommodation_CA14-Village Units 52 - 95 & Car park_Third Floor_75.306 _ Ldry | CA-CA14-03-75.306 | CA14-03-75.306-Ldry | City Accommodation | CA | CA14 | Village Units 52 - 95 & Car park | 03 | Third Floor | 75.306 | 99963 | Student Accommodation | 99939 | Unusable Spaces | 2.49 | Ldry | 7 | Residential Accommodation Space Group | 700 | Residential - Specific type not defined |  | Unknown | 0.00 | NO
City Accommodation_CA14-Village Units 52 - 95 & Car park_Third Floor_75.307 _ WC | CA-CA14-03-75.307 | CA14-03-75.307-WC | City Accommodation | CA | CA14 | Village Units 52 - 95 & Car park | 03 | Third Floor | 75.307 | 99963 | Student Accommodation | 99939 | Unusable Spaces | 1.56 | WC | 7 | Residential Accommodation Space Group | 700 | Residential - Specific type not defined |  | Unknown | 0.00 | NO
City Accommodation_CA14-Village Units 52 - 95 & Car park_Third Floor_75.308 _ Bedroom 4 | CA-CA14-03-75.308 | CA14-03-75.308-Bedroom 4 | City Accommodation | CA | CA14 | Village Units 52 - 95 & Car park | 03 | Third Floor | 75.308 | 99963 | Student Accommodation | 99939 | Unusable Spaces | 8.73 | Bedroom 4 | 7 | Residential Accommodation Space Group | 700 | Residential - Specific type not defined |  | Unknown | 0.00 | NO
City Accommodation_CA14-Village Units 52 - 95 & Car park_Third Floor_75.308A _ BIR | CA-CA14-03-75.308A | CA14-03-75.308A-BIR | City Accommodation | CA | CA14 | Village Units 52 - 95 & Car park | 03 | Third Floor | 75.308A | 99963 | Student Accommodation | 99939 | Unusable Spaces | 0.62 | BIR | 7 | Residential Accommodation Space Group | 700 | Residential - Specific type not defined |  | Unknown | 0.00 | NO
City Accommodation_CA14-Village Units 52 - 95 & Car park_Third Floor_75.309 _ Bedroom 3 | CA-CA14-03-75.309 | CA14-03-75.309-Bedroom 3 | City Accommodation | CA | CA14 | Village Units 52 - 95 & Car park | 03 | Third Floor | 75.309 | 99963 | Student Accommodation | 99939 | Unusable Spaces | 8.64 | Bedroom 3 | 7 | Residential Accommodation Space Group | 700 | Residential - Specific type not defined |  | Unknown | 0.00 | NO
City Accommodation_CA14-Village Units 52 - 95 & Car park_Third Floor_75.309A _ BIR | CA-CA14-03-75.309A | CA14-03-75.309A-BIR | City Accommodation | CA | CA14 | Village Units 52 - 95 & Car park | 03 | Third Floor | 75.309A | 99963 | Student Accommodation | 99939 | Unusable Spaces | 0.6 | BIR | 7 | Residential Accommodation Space Group | 700 | Residential - Specific type not defined |  | Unknown | 0.00 | NO
City Accommodation_CA14-Village Units 52 - 95 & Car park_Third Floor_75.310 _ Bedroom 2 | CA-CA14-03-75.310 | CA14-03-75.310-Bedroom 2 | City Accommodation | CA | CA14 | Village Units 52 - 95 & Car park | 03 | Third Floor | 75.310 | 99963 | Student Accommodation | 99939 | Unusable Spaces | 11.21 | Bedroom 2 | 7 | Residential Accommodation Space Group | 700 | Residential - Specific type not defined |  | Unknown | 0.00 | NO
City Accommodation_CA14-Village Units 52 - 95 & Car park_Third Floor_75.310A _ BIR | CA-CA14-03-75.310A | CA14-03-75.310A-BIR | City Accommodation | CA | CA14 | Village Units 52 - 95 & Car park | 03 | Third Floor | 75.310A | 99963 | Student Accommodation | 99939 | Unusable Spaces | 0.6 | BIR | 7 | Residential Accommodation Space Group | 700 | Residential - Specific type not defined |  | Unknown | 0.00 | NO
City Accommodation_CA14-Village Units 52 - 95 & Car park_Third Floor_75.311 _ Bathroom | CA-CA14-03-75.311 | CA14-03-75.311-Bathroom | City Accommodation | CA | CA14 | Village Units 52 - 95 & Car park | 03 | Third Floor | 75.311 | 99963 | Student Accommodation | 99939 | Unusable Spaces | 3.61 | Bathroom | 7 | Residential Accommodation Space Group | 700 | Residential - Specific type not defined |  | Unknown | 0.00 | NO
City Accommodation_CA14-Village Units 52 - 95 & Car park_Third Floor_76.301 _ Porch | CA-CA14-03-76.301 | CA14-03-76.301-Porch | City Accommodation | CA | CA14 | Village Units 52 - 95 & Car park | 03 | Third Floor | 76.301 | 99963 | Student Accommodation | 99939 | Unusable Spaces | 1.69 | Porch | 7 | Residential Accommodation Space Group | 700 | Residential - Specific type not defined |  | Unknown | 0.00 | NO
City Accommodation_CA14-Village Units 52 - 95 & Car park_Third Floor_76.302 _ Living | CA-CA14-03-76.302 | CA14-03-76.302-Living | City Accommodation | CA | CA14 | Village Units 52 - 95 & Car park | 03 | Third Floor | 76.302 | 99963 | Student Accommodation | 99939 | Unusable Spaces | 23.22 | Living | 7 | Residential Accommodation Space Group | 700 | Residential - Specific type not defined |  | Unknown | 0.00 | NO
City Accommodation_CA14-Village Units 52 - 95 & Car park_Third Floor_76.302A _ Kitchen | CA-CA14-03-76.302A | CA14-03-76.302A-Kitchen | City Accommodation | CA | CA14 | Village Units 52 - 95 & Car park | 03 | Third Floor | 76.302A | 99963 | Student Accommodation | 99939 | Unusable Spaces | 6.13 | Kitchen | 7 | Residential Accommodation Space Group | 700 | Residential - Specific type not defined |  | Unknown | 0.00 | NO
City Accommodation_CA14-Village Units 52 - 95 & Car park_Third Floor_76.303 _ Passage | CA-CA14-03-76.303 | CA14-03-76.303-Passage | City Accommodation | CA | CA14 | Village Units 52 - 95 & Car park | 03 | Third Floor | 76.303 | 99963 | Student Accommodation | 99939 | Unusable Spaces | 5.83 | Passage | 7 | Residential Accommodation Space Group | 700 | Residential - Specific type not defined |  | Unknown | 0.00 | NO
City Accommodation_CA14-Village Units 52 - 95 & Car park_Third Floor_76.303A _ HWS | CA-CA14-03-76.303A | CA14-03-76.303A-HWS | City Accommodation | CA | CA14 | Village Units 52 - 95 & Car park | 03 | Third Floor | 76.303A | 99963 | Student Accommodation | 99939 | Unusable Spaces | 0.79 | HWS | 7 | Residential Accommodation Space Group | 700 | Residential - Specific type not defined |  | Unknown | 0.00 | NO
City Accommodation_CA14-Village Units 52 - 95 & Car park_Third Floor_76.304 _ Bathroom | CA-CA14-03-76.304 | CA14-03-76.304-Bathroom | City Accommodation | CA | CA14 | Village Units 52 - 95 & Car park | 03 | Third Floor | 76.304 | 99963 | Student Accommodation | 99939 | Unusable Spaces | 3.61 | Bathroom | 7 | Residential Accommodation Space Group | 700 | Residential - Specific type not defined |  | Unknown | 0.00 | NO
City Accommodation_CA14-Village Units 52 - 95 & Car park_Third Floor_76.305 _ Bedroom 4 | CA-CA14-03-76.305 | CA14-03-76.305-Bedroom 4 | City Accommodation | CA | CA14 | Village Units 52 - 95 & Car park | 03 | Third Floor | 76.305 | 99963 | Student Accommodation | 99939 | Unusable Spaces | 11.21 | Bedroom 4 | 7 | Residential Accommodation Space Group | 700 | Residential - Specific type not defined |  | Unknown | 0.00 | NO
City Accommodation_CA14-Village Units 52 - 95 & Car park_Third Floor_76.305A _ BIR | CA-CA14-03-76.305A | CA14-03-76.305A-BIR | City Accommodation | CA | CA14 | Village Units 52 - 95 & Car park | 03 | Third Floor | 76.305A | 99963 | Student Accommodation | 99939 | Unusable Spaces | 0.6 | BIR | 7 | Residential Accommodation Space Group | 700 | Residential - Specific type not defined |  | Unknown | 0.00 | NO
City Accommodation_CA14-Village Units 52 - 95 & Car park_Third Floor_76.306 _ Bedroom 3 | CA-CA14-03-76.306 | CA14-03-76.306-Bedroom 3 | City Accommodation | CA | CA14 | Village Units 52 - 95 & Car park | 03 | Third Floor | 76.306 | 99963 | Student Accommodation | 99939 | Unusable Spaces | 8.64 | Bedroom 3 | 7 | Residential Accommodation Space Group | 700 | Residential - Specific type not defined |  | Unknown | 0.00 | NO
City Accommodation_CA14-Village Units 52 - 95 & Car park_Third Floor_76.306A _ BIR | CA-CA14-03-76.306A | CA14-03-76.306A-BIR | City Accommodation | CA | CA14 | Village Units 52 - 95 & Car park | 03 | Third Floor | 76.306A | 99963 | Student Accommodation | 99939 | Unusable Spaces | 0.6 | BIR | 7 | Residential Accommodation Space Group | 700 | Residential - Specific type not defined |  | Unknown | 0.00 | NO
City Accommodation_CA14-Village Units 52 - 95 & Car park_Third Floor_76.307 _ Bedroom 2 | CA-CA14-03-76.307 | CA14-03-76.307-Bedroom 2 | City Accommodation | CA | CA14 | Village Units 52 - 95 & Car park | 03 | Third Floor | 76.307 | 99963 | Student Accommodation | 99939 | Unusable Spaces | 8.61 | Bedroom 2 | 7 | Residential Accommodation Space Group | 700 | Residential - Specific type not defined |  | Unknown | 0.00 | NO
City Accommodation_CA14-Village Units 52 - 95 & Car park_Third Floor_76.307A _ BIR | CA-CA14-03-76.307A | CA14-03-76.307A-BIR | City Accommodation | CA | CA14 | Village Units 52 - 95 & Car park | 03 | Third Floor | 76.307A | 99963 | Student Accommodation | 99939 | Unusable Spaces | 0.6 | BIR | 7 | Residential Accommodation Space Group | 700 | Residential - Specific type not defined |  | Unknown | 0.00 | NO
City Accommodation_CA14-Village Units 52 - 95 & Car park_Third Floor_76.308 _ WC | CA-CA14-03-76.308 | CA14-03-76.308-WC | City Accommodation | CA | CA14 | Village Units 52 - 95 & Car park | 03 | Third Floor | 76.308 | 99963 | Student Accommodation | 99939 | Unusable Spaces | 1.52 | WC | 7 | Residential Accommodation Space Group | 700 | Residential - Specific type not defined |  | Unknown | 0.00 | NO
City Accommodation_CA14-Village Units 52 - 95 & Car park_Third Floor_76.309 _ Ldry | CA-CA14-03-76.309 | CA14-03-76.309-Ldry | City Accommodation | CA | CA14 | Village Units 52 - 95 & Car park | 03 | Third Floor | 76.309 | 99963 | Student Accommodation | 99939 | Unusable Spaces | 2.43 | Ldry | 7 | Residential Accommodation Space Group | 700 | Residential - Specific type not defined |  | Unknown | 0.00 | NO
City Accommodation_CA14-Village Units 52 - 95 & Car park_Third Floor_76.310 _ Bathroom | CA-CA14-03-76.310 | CA14-03-76.310-Bathroom | City Accommodation | CA | CA14 | Village Units 52 - 95 & Car park | 03 | Third Floor | 76.310 | 99963 | Student Accommodation | 99939 | Unusable Spaces | 2.07 | Bathroom | 7 | Residential Accommodation Space Group | 700 | Residential - Specific type not defined |  | Unknown | 0.00 | NO
City Accommodation_CA14-Village Units 52 - 95 & Car park_Third Floor_76.311 _ Bedroom 1 | CA-CA14-03-76.311 | CA14-03-76.311-Bedroom 1 | City Accommodation | CA | CA14 | Village Units 52 - 95 & Car park | 03 | Third Floor | 76.311 | 99963 | Student Accommodation | 99939 | Unusable Spaces | 9.74 | Bedroom 1 | 7 | Residential Accommodation Space Group | 700 | Residential - Specific type not defined |  | Unknown | 0.00 | NO
City Accommodation_CA14-Village Units 52 - 95 & Car park_Third Floor_76.311A _ BIR | CA-CA14-03-76.311A | CA14-03-76.311A-BIR | City Accommodation | CA | CA14 | Village Units 52 - 95 & Car park | 03 | Third Floor | 76.311A | 99963 | Student Accommodation | 99939 | Unusable Spaces | 0.6 | BIR | 7 | Residential Accommodation Space Group | 700 | Residential - Specific type not defined |  | Unknown | 0.00 | NO
City Accommodation_CA14-Village Units 52 - 95 & Car park_Third Floor_77.301 _ Porch | CA-CA14-03-77.301 | CA14-03-77.301-Porch | City Accommodation | CA | CA14 | Village Units 52 - 95 & Car park | 03 | Third Floor | 77.301 | 99963 | Student Accommodation | 99939 | Unusable Spaces | 1.69 | Porch | 7 | Residential Accommodation Space Group | 700 | Residential - Specific type not defined |  | Unknown | 0.00 | NO
City Accommodation_CA14-Village Units 52 - 95 & Car park_Third Floor_77.302 _ Living | CA-CA14-03-77.302 | CA14-03-77.302-Living | City Accommodation | CA | CA14 | Village Units 52 - 95 & Car park | 03 | Third Floor | 77.302 | 99963 | Student Accommodation | 99939 | Unusable Spaces | 23.23 | Living | 7 | Residential Accommodation Space Group | 700 | Residential - Specific type not defined |  | Unknown | 0.00 | NO
City Accommodation_CA14-Village Units 52 - 95 & Car park_Third Floor_77.302A _ Kitchen | CA-CA14-03-77.302A | CA14-03-77.302A-Kitchen | City Accommodation | CA | CA14 | Village Units 52 - 95 & Car park | 03 | Third Floor | 77.302A | 99963 | Student Accommodation | 99939 | Unusable Spaces | 6.13 | Kitchen | 7 | Residential Accommodation Space Group | 700 | Residential - Specific type not defined |  | Unknown | 0.00 | NO
City Accommodation_CA14-Village Units 52 - 95 & Car park_Third Floor_77.303 _ Passage | CA-CA14-03-77.303 | CA14-03-77.303-Passage | City Accommodation | CA | CA14 | Village Units 52 - 95 & Car park | 03 | Third Floor | 77.303 | 99963 | Student Accommodation | 99939 | Unusable Spaces | 5.83 | Passage | 7 | Residential Accommodation Space Group | 700 | Residential - Specific type not defined |  | Unknown | 0.00 | NO
City Accommodation_CA14-Village Units 52 - 95 & Car park_Third Floor_77.303A _ HWS | CA-CA14-03-77.303A | CA14-03-77.303A-HWS | City Accommodation | CA | CA14 | Village Units 52 - 95 & Car park | 03 | Third Floor | 77.303A | 99963 | Student Accommodation | 99939 | Unusable Spaces | 0.79 | HWS | 7 | Residential Accommodation Space Group | 700 | Residential - Specific type not defined |  | Unknown | 0.00 | NO
City Accommodation_CA14-Village Units 52 - 95 & Car park_Third Floor_77.304 _ Bathroom | CA-CA14-03-77.304 | CA14-03-77.304-Bathroom | City Accommodation | CA | CA14 | Village Units 52 - 95 & Car park | 03 | Third Floor | 77.304 | 99963 | Student Accommodation | 99939 | Unusable Spaces | 3.61 | Bathroom | 7 | Residential Accommodation Space Group | 700 | Residential - Specific type not defined |  | Unknown | 0.00 | NO
City Accommodation_CA14-Village Units 52 - 95 & Car park_Third Floor_77.305 _ Bedroom 4 | CA-CA14-03-77.305 | CA14-03-77.305-Bedroom 4 | City Accommodation | CA | CA14 | Village Units 52 - 95 & Car park | 03 | Third Floor | 77.305 | 99963 | Student Accommodation | 99939 | Unusable Spaces | 11.21 | Bedroom 4 | 7 | Residential Accommodation Space Group | 700 | Residential - Specific type not defined |  | Unknown | 0.00 | NO
City Accommodation_CA14-Village Units 52 - 95 & Car park_Third Floor_77.305A _ BIR | CA-CA14-03-77.305A | CA14-03-77.305A-BIR | City Accommodation | CA | CA14 | Village Units 52 - 95 & Car park | 03 | Third Floor | 77.305A | 99963 | Student Accommodation | 99939 | Unusable Spaces | 0.6 | BIR | 7 | Residential Accommodation Space Group | 700 | Residential - Specific type not defined |  | Unknown | 0.00 | NO
City Accommodation_CA14-Village Units 52 - 95 & Car park_Third Floor_77.306 _ Bedroom 3 | CA-CA14-03-77.306 | CA14-03-77.306-Bedroom 3 | City Accommodation | CA | CA14 | Village Units 52 - 95 & Car park | 03 | Third Floor | 77.306 | 99963 | Student Accommodation | 99939 | Unusable Spaces | 8.64 | Bedroom 3 | 7 | Residential Accommodation Space Group | 700 | Residential - Specific type not defined |  | Unknown | 0.00 | NO
City Accommodation_CA14-Village Units 52 - 95 & Car park_Third Floor_77.306A _ BIR | CA-CA14-03-77.306A | CA14-03-77.306A-BIR | City Accommodation | CA | CA14 | Village Units 52 - 95 & Car park | 03 | Third Floor | 77.306A | 99963 | Student Accommodation | 99939 | Unusable Spaces | 0.6 | BIR | 7 | Residential Accommodation Space Group | 700 | Residential - Specific type not defined |  | Unknown | 0.00 | NO
City Accommodation_CA14-Village Units 52 - 95 & Car park_Third Floor_77.307 _ Bedroom 2 | CA-CA14-03-77.307 | CA14-03-77.307-Bedroom 2 | City Accommodation | CA | CA14 | Village Units 52 - 95 & Car park | 03 | Third Floor | 77.307 | 99963 | Student Accommodation | 99939 | Unusable Spaces | 8.77 | Bedroom 2 | 7 | Residential Accommodation Space Group | 700 | Residential - Specific type not defined |  | Unknown | 0.00 | NO
City Accommodation_CA14-Village Units 52 - 95 & Car park_Third Floor_77.307A _ BIR | CA-CA14-03-77.307A | CA14-03-77.307A-BIR | City Accommodation | CA | CA14 | Village Units 52 - 95 & Car park | 03 | Third Floor | 77.307A | 99963 | Student Accommodation | 99939 | Unusable Spaces | 0.6 | BIR | 7 | Residential Accommodation Space Group | 700 | Residential - Specific type not defined |  | Unknown | 0.00 | NO
City Accommodation_CA14-Village Units 52 - 95 & Car park_Third Floor_77.308 _ WC | CA-CA14-03-77.308 | CA14-03-77.308-WC | City Accommodation | CA | CA14 | Village Units 52 - 95 & Car park | 03 | Third Floor | 77.308 | 99963 | Student Accommodation | 99939 | Unusable Spaces | 1.56 | WC | 7 | Residential Accommodation Space Group | 700 | Residential - Specific type not defined |  | Unknown | 0.00 | NO
City Accommodation_CA14-Village Units 52 - 95 & Car park_Third Floor_77.309 _ Ldry | CA-CA14-03-77.309 | CA14-03-77.309-Ldry | City Accommodation | CA | CA14 | Village Units 52 - 95 & Car park | 03 | Third Floor | 77.309 | 99963 | Student Accommodation | 99939 | Unusable Spaces | 2.49 | Ldry | 7 | Residential Accommodation Space Group | 700 | Residential - Specific type not defined |  | Unknown | 0.00 | NO
City Accommodation_CA14-Village Units 52 - 95 & Car park_Third Floor_77.310 _ Bathroom | CA-CA14-03-77.310 | CA14-03-77.310-Bathroom | City Accommodation | CA | CA14 | Village Units 52 - 95 & Car park | 03 | Third Floor | 77.310 | 99963 | Student Accommodation | 99939 | Unusable Spaces | 2.13 | Bathroom | 7 | Residential Accommodation Space Group | 700 | Residential - Specific type not defined |  | Unknown | 0.00 | NO
City Accommodation_CA14-Village Units 52 - 95 & Car park_Third Floor_77.311 _ Bedroom 1 | CA-CA14-03-77.311 | CA14-03-77.311-Bedroom 1 | City Accommodation | CA | CA14 | Village Units 52 - 95 & Car park | 03 | Third Floor | 77.311 | 99963 | Student Accommodation | 99939 | Unusable Spaces | 9.79 | Bedroom 1 | 7 | Residential Accommodation Space Group | 700 | Residential - Specific type not defined |  | Unknown | 0.00 | NO
City Accommodation_CA14-Village Units 52 - 95 & Car park_Third Floor_77.311A _ BIR | CA-CA14-03-77.311A | CA14-03-77.311A-BIR | City Accommodation | CA | CA14 | Village Units 52 - 95 & Car park | 03 | Third Floor | 77.311A | 99963 | Student Accommodation | 99939 | Unusable Spaces | 0.6 | BIR | 7 | Residential Accommodation Space Group | 700 | Residential - Specific type not defined |  | Unknown | 0.00 | NO
City Accommodation_CA14-Village Units 52 - 95 & Car park_Fourth Floor_78.401 _ Living | CA-CA14-04-78.401 | CA14-04-78.401-Living | City Accommodation | CA | CA14 | Village Units 52 - 95 & Car park | 04 | Fourth Floor | 78.401 | 99963 | Student Accommodation | 99939 | Unusable Spaces | 12.58 | Living | 7 | Residential Accommodation Space Group | 700 | Residential - Specific type not defined |  | Unknown | 0.00 | NO
City Accommodation_CA14-Village Units 52 - 95 & Car park_Fourth Floor_78.402 _ Kitchen | CA-CA14-04-78.402 | CA14-04-78.402-Kitchen | City Accommodation | CA | CA14 | Village Units 52 - 95 & Car park | 04 | Fourth Floor | 78.402 | 99963 | Student Accommodation | 99939 | Unusable Spaces | 7.87 | Kitchen | 7 | Residential Accommodation Space Group | 700 | Residential - Specific type not defined |  | Unknown | 0.00 | NO
City Accommodation_CA14-Village Units 52 - 95 & Car park_Fourth Floor_78.403 _ Corr. | CA-CA14-04-78.403 | CA14-04-78.403-Corr. | City Accommodation | CA | CA14 | Village Units 52 - 95 & Car park | 04 | Fourth Floor | 78.403 | 99963 | Student Accommodation | 99939 | Unusable Spaces | 3.59 | Corr. | 7 | Residential Accommodation Space Group | 700 | Residential - Specific type not defined |  | Unknown | 0.00 | NO
City Accommodation_CA14-Village Units 52 - 95 & Car park_Fourth Floor_78.404 _ Bathroom - Access | CA-CA14-04-78.404 | CA14-04-78.404-Bathroom - Access | City Accommodation | CA | CA14 | Village Units 52 - 95 & Car park | 04 | Fourth Floor | 78.404 | 99963 | Student Accommodation | 99939 | Unusable Spaces | 4.93 | Bathroom - Access | 7 | Residential Accommodation Space Group | 700 | Residential - Specific type not defined |  | Unknown | 0.00 | NO
City Accommodation_CA14-Village Units 52 - 95 & Car park_Fourth Floor_78.404A _ HWS | CA-CA14-04-78.404A | CA14-04-78.404A-HWS | City Accommodation | CA | CA14 | Village Units 52 - 95 & Car park | 04 | Fourth Floor | 78.404A | 99963 | Student Accommodation | 99939 | Unusable Spaces | 0.68 | HWS | 7 | Residential Accommodation Space Group | 700 | Residential - Specific type not defined |  | Unknown | 0.00 | NO
City Accommodation_CA14-Village Units 52 - 95 & Car park_Fourth Floor_78.405 _ Bedroom 1 | CA-CA14-04-78.405 | CA14-04-78.405-Bedroom 1 | City Accommodation | CA | CA14 | Village Units 52 - 95 & Car park | 04 | Fourth Floor | 78.405 | 99963 | Student Accommodation | 99939 | Unusable Spaces | 13.17 | Bedroom 1 | 7 | Residential Accommodation Space Group | 700 | Residential - Specific type not defined |  | Unknown | 0.00 | NO
City Accommodation_CA14-Village Units 52 - 95 & Car park_Fourth Floor_78.405A _ BIR | CA-CA14-04-78.405A | CA14-04-78.405A-BIR | City Accommodation | CA | CA14 | Village Units 52 - 95 & Car park | 04 | Fourth Floor | 78.405A | 99963 | Student Accommodation | 99939 | Unusable Spaces | 0.52 | BIR | 7 | Residential Accommodation Space Group | 700 | Residential - Specific type not defined |  | Unknown | 0.00 | NO
City Accommodation_CA14-Village Units 52 - 95 & Car park_Fourth Floor_79.401 _ Living | CA-CA14-04-79.401 | CA14-04-79.401-Living | City Accommodation | CA | CA14 | Village Units 52 - 95 & Car park | 04 | Fourth Floor | 79.401 | 99963 | Student Accommodation | 99939 | Unusable Spaces | 19.14 | Living | 7 | Residential Accommodation Space Group | 700 | Residential - Specific type not defined |  | Unknown | 0.00 | NO
City Accommodation_CA14-Village Units 52 - 95 & Car park_Fourth Floor_79.401A _ HWS | CA-CA14-04-79.401A | CA14-04-79.401A-HWS | City Accommodation | CA | CA14 | Village Units 52 - 95 & Car park | 04 | Fourth Floor | 79.401A | 99963 | Student Accommodation | 99939 | Unusable Spaces | 0.79 | HWS | 7 | Residential Accommodation Space Group | 700 | Residential - Specific type not defined |  | Unknown | 0.00 | NO
City Accommodation_CA14-Village Units 52 - 95 & Car park_Fourth Floor_79.402 _ Kitchen | CA-CA14-04-79.402 | CA14-04-79.402-Kitchen | City Accommodation | CA | CA14 | Village Units 52 - 95 & Car park | 04 | Fourth Floor | 79.402 | 99963 | Student Accommodation | 99939 | Unusable Spaces | 6.03 | Kitchen | 7 | Residential Accommodation Space Group | 700 | Residential - Specific type not defined |  | Unknown | 0.00 | NO
City Accommodation_CA14-Village Units 52 - 95 & Car park_Fourth Floor_79.403 _ Passage | CA-CA14-04-79.403 | CA14-04-79.403-Passage | City Accommodation | CA | CA14 | Village Units 52 - 95 & Car park | 04 | Fourth Floor | 79.403 | 99963 | Student Accommodation | 99939 | Unusable Spaces | 5.83 | Passage | 7 | Residential Accommodation Space Group | 700 | Residential - Specific type not defined |  | Unknown | 0.00 | NO
City Accommodation_CA14-Village Units 52 - 95 & Car park_Fourth Floor_79.404 _ Bathroom | CA-CA14-04-79.404 | CA14-04-79.404-Bathroom | City Accommodation | CA | CA14 | Village Units 52 - 95 & Car park | 04 | Fourth Floor | 79.404 | 99963 | Student Accommodation | 99939 | Unusable Spaces | 3.61 | Bathroom | 7 | Residential Accommodation Space Group | 700 | Residential - Specific type not defined |  | Unknown | 0.00 | NO
City Accommodation_CA14-Village Units 52 - 95 & Car park_Fourth Floor_79.405 _ Bedroom 2 | CA-CA14-04-79.405 | CA14-04-79.405-Bedroom 2 | City Accommodation | CA | CA14 | Village Units 52 - 95 & Car park | 04 | Fourth Floor | 79.405 | 99963 | Student Accommodation | 99939 | Unusable Spaces | 11.01 | Bedroom 2 | 7 | Residential Accommodation Space Group | 700 | Residential - Specific type not defined |  | Unknown | 0.00 | NO
City Accommodation_CA14-Village Units 52 - 95 & Car park_Fourth Floor_79.405A _ BIR | CA-CA14-04-79.405A | CA14-04-79.405A-BIR | City Accommodation | CA | CA14 | Village Units 52 - 95 & Car park | 04 | Fourth Floor | 79.405A | 99963 | Student Accommodation | 99939 | Unusable Spaces | 0.6 | BIR | 7 | Residential Accommodation Space Group | 700 | Residential - Specific type not defined |  | Unknown | 0.00 | NO
City Accommodation_CA14-Village Units 52 - 95 & Car park_Fourth Floor_79.406 _ Bedroom 3 | CA-CA14-04-79.406 | CA14-04-79.406-Bedroom 3 | City Accommodation | CA | CA14 | Village Units 52 - 95 & Car park | 04 | Fourth Floor | 79.406 | 99963 | Student Accommodation | 99939 | Unusable Spaces | 8.64 | Bedroom 3 | 7 | Residential Accommodation Space Group | 700 | Residential - Specific type not defined |  | Unknown | 0.00 | NO
City Accommodation_CA14-Village Units 52 - 95 & Car park_Fourth Floor_79.406A _ BIR | CA-CA14-04-79.406A | CA14-04-79.406A-BIR | City Accommodation | CA | CA14 | Village Units 52 - 95 & Car park | 04 | Fourth Floor | 79.406A | 99963 | Student Accommodation | 99939 | Unusable Spaces | 0.6 | BIR | 7 | Residential Accommodation Space Group | 700 | Residential - Specific type not defined |  | Unknown | 0.00 | NO
City Accommodation_CA14-Village Units 52 - 95 & Car park_Fourth Floor_79.407 _ Bedroom 4 | CA-CA14-04-79.407 | CA14-04-79.407-Bedroom 4 | City Accommodation | CA | CA14 | Village Units 52 - 95 & Car park | 04 | Fourth Floor | 79.407 | 99963 | Student Accommodation | 99939 | Unusable Spaces | 8.61 | Bedroom 4 | 7 | Residential Accommodation Space Group | 700 | Residential - Specific type not defined |  | Unknown | 0.00 | NO
City Accommodation_CA14-Village Units 52 - 95 & Car park_Fourth Floor_79.407A _ BIR | CA-CA14-04-79.407A | CA14-04-79.407A-BIR | City Accommodation | CA | CA14 | Village Units 52 - 95 & Car park | 04 | Fourth Floor | 79.407A | 99963 | Student Accommodation | 99939 | Unusable Spaces | 0.6 | BIR | 7 | Residential Accommodation Space Group | 700 | Residential - Specific type not defined |  | Unknown | 0.00 | NO
City Accommodation_CA14-Village Units 52 - 95 & Car park_Fourth Floor_79.408 _ WC | CA-CA14-04-79.408 | CA14-04-79.408-WC | City Accommodation | CA | CA14 | Village Units 52 - 95 & Car park | 04 | Fourth Floor | 79.408 | 99963 | Student Accommodation | 99939 | Unusable Spaces | 1.52 | WC | 7 | Residential Accommodation Space Group | 700 | Residential - Specific type not defined |  | Unknown | 0.00 | NO
City Accommodation_CA14-Village Units 52 - 95 & Car park_Fourth Floor_79.409 _ Ldry | CA-CA14-04-79.409 | CA14-04-79.409-Ldry | City Accommodation | CA | CA14 | Village Units 52 - 95 & Car park | 04 | Fourth Floor | 79.409 | 99963 | Student Accommodation | 99939 | Unusable Spaces | 2.43 | Ldry | 7 | Residential Accommodation Space Group | 700 | Residential - Specific type not defined |  | Unknown | 0.00 | NO
City Accommodation_CA14-Village Units 52 - 95 & Car park_Fourth Floor_79.410 _ Bathroom | CA-CA14-04-79.410 | CA14-04-79.410-Bathroom | City Accommodation | CA | CA14 | Village Units 52 - 95 & Car park | 04 | Fourth Floor | 79.410 | 99963 | Student Accommodation | 99939 | Unusable Spaces | 2.07 | Bathroom | 7 | Residential Accommodation Space Group | 700 | Residential - Specific type not defined |  | Unknown | 0.00 | NO
City Accommodation_CA14-Village Units 52 - 95 & Car park_Fourth Floor_79.411 _ Bedroom 1 | CA-CA14-04-79.411 | CA14-04-79.411-Bedroom 1 | City Accommodation | CA | CA14 | Village Units 52 - 95 & Car park | 04 | Fourth Floor | 79.411 | 99963 | Student Accommodation | 99939 | Unusable Spaces | 6.94 | Bedroom 1 | 7 | Residential Accommodation Space Group | 700 | Residential - Specific type not defined |  | Unknown | 0.00 | NO
City Accommodation_CA14-Village Units 52 - 95 & Car park_Fourth Floor_79.411A _ BIR | CA-CA14-04-79.411A | CA14-04-79.411A-BIR | City Accommodation | CA | CA14 | Village Units 52 - 95 & Car park | 04 | Fourth Floor | 79.411A | 99963 | Student Accommodation | 99939 | Unusable Spaces | 0.6 | BIR | 7 | Residential Accommodation Space Group | 700 | Residential - Specific type not defined |  | Unknown | 0.00 | NO
City Accommodation_CA14-Village Units 52 - 95 & Car park_Fourth Floor_80.401 _ Living | CA-CA14-04-80.401 | CA14-04-80.401-Living | City Accommodation | CA | CA14 | Village Units 52 - 95 & Car park | 04 | Fourth Floor | 80.401 | 99963 | Student Accommodation | 99939 | Unusable Spaces | 19.29 | Living | 7 | Residential Accommodation Space Group | 700 | Residential - Specific type not defined |  | Unknown | 0.00 | NO
City Accommodation_CA14-Village Units 52 - 95 & Car park_Fourth Floor_80.402 _ Kitchen | CA-CA14-04-80.402 | CA14-04-80.402-Kitchen | City Accommodation | CA | CA14 | Village Units 52 - 95 & Car park | 04 | Fourth Floor | 80.402 | 99963 | Student Accommodation | 99939 | Unusable Spaces | 6.13 | Kitchen | 7 | Residential Accommodation Space Group | 700 | Residential - Specific type not defined |  | Unknown | 0.00 | NO
City Accommodation_CA14-Village Units 52 - 95 & Car park_Fourth Floor_80.403 _ Passage | CA-CA14-04-80.403 | CA14-04-80.403-Passage | City Accommodation | CA | CA14 | Village Units 52 - 95 & Car park | 04 | Fourth Floor | 80.403 | 99963 | Student Accommodation | 99939 | Unusable Spaces | 5.83 | Passage | 7 | Residential Accommodation Space Group | 700 | Residential - Specific type not defined |  | Unknown | 0.00 | NO
City Accommodation_CA14-Village Units 52 - 95 & Car park_Fourth Floor_80.403A _ HWS | CA-CA14-04-80.403A | CA14-04-80.403A-HWS | City Accommodation | CA | CA14 | Village Units 52 - 95 & Car park | 04 | Fourth Floor | 80.403A | 99963 | Student Accommodation | 99939 | Unusable Spaces | 0.79 | HWS | 7 | Residential Accommodation Space Group | 700 | Residential - Specific type not defined |  | Unknown | 0.00 | NO
City Accommodation_CA14-Village Units 52 - 95 & Car park_Fourth Floor_80.404 _ Bedroom 1 | CA-CA14-04-80.404 | CA14-04-80.404-Bedroom 1 | City Accommodation | CA | CA14 | Village Units 52 - 95 & Car park | 04 | Fourth Floor | 80.404 | 99963 | Student Accommodation | 99939 | Unusable Spaces | 7.04 | Bedroom 1 | 7 | Residential Accommodation Space Group | 700 | Residential - Specific type not defined |  | Unknown | 0.00 | NO
City Accommodation_CA14-Village Units 52 - 95 & Car park_Fourth Floor_80.404A _ BIR | CA-CA14-04-80.404A | CA14-04-80.404A-BIR | City Accommodation | CA | CA14 | Village Units 52 - 95 & Car park | 04 | Fourth Floor | 80.404A | 99963 | Student Accommodation | 99939 | Unusable Spaces | 0.62 | BIR | 7 | Residential Accommodation Space Group | 700 | Residential - Specific type not defined |  | Unknown | 0.00 | NO
City Accommodation_CA14-Village Units 52 - 95 & Car park_Fourth Floor_80.405 _ Bathroom | CA-CA14-04-80.405 | CA14-04-80.405-Bathroom | City Accommodation | CA | CA14 | Village Units 52 - 95 & Car park | 04 | Fourth Floor | 80.405 | 99963 | Student Accommodation | 99939 | Unusable Spaces | 2.12 | Bathroom | 7 | Residential Accommodation Space Group | 700 | Residential - Specific type not defined |  | Unknown | 0.00 | NO
City Accommodation_CA14-Village Units 52 - 95 & Car park_Fourth Floor_80.406 _ Ldry | CA-CA14-04-80.406 | CA14-04-80.406-Ldry | City Accommodation | CA | CA14 | Village Units 52 - 95 & Car park | 04 | Fourth Floor | 80.406 | 99963 | Student Accommodation | 99939 | Unusable Spaces | 2.49 | Ldry | 7 | Residential Accommodation Space Group | 700 | Residential - Specific type not defined |  | Unknown | 0.00 | NO
City Accommodation_CA14-Village Units 52 - 95 & Car park_Fourth Floor_80.407 _ WC | CA-CA14-04-80.407 | CA14-04-80.407-WC | City Accommodation | CA | CA14 | Village Units 52 - 95 & Car park | 04 | Fourth Floor | 80.407 | 99963 | Student Accommodation | 99939 | Unusable Spaces | 1.56 | WC | 7 | Residential Accommodation Space Group | 700 | Residential - Specific type not defined |  | Unknown | 0.00 | NO
City Accommodation_CA14-Village Units 52 - 95 & Car park_Fourth Floor_80.408 _ Bedroom 4 | CA-CA14-04-80.408 | CA14-04-80.408-Bedroom 4 | City Accommodation | CA | CA14 | Village Units 52 - 95 & Car park | 04 | Fourth Floor | 80.408 | 99963 | Student Accommodation | 99939 | Unusable Spaces | 8.73 | Bedroom 4 | 7 | Residential Accommodation Space Group | 700 | Residential - Specific type not defined |  | Unknown | 0.00 | NO
City Accommodation_CA14-Village Units 52 - 95 & Car park_Fourth Floor_80.408A _ BIR | CA-CA14-04-80.408A | CA14-04-80.408A-BIR | City Accommodation | CA | CA14 | Village Units 52 - 95 & Car park | 04 | Fourth Floor | 80.408A | 99963 | Student Accommodation | 99939 | Unusable Spaces | 0.62 | BIR | 7 | Residential Accommodation Space Group | 700 | Residential - Specific type not defined |  | Unknown | 0.00 | NO
City Accommodation_CA14-Village Units 52 - 95 & Car park_Fourth Floor_80.409 _ Bedroom 3 | CA-CA14-04-80.409 | CA14-04-80.409-Bedroom 3 | City Accommodation | CA | CA14 | Village Units 52 - 95 & Car park | 04 | Fourth Floor | 80.409 | 99963 | Student Accommodation | 99939 | Unusable Spaces | 8.64 | Bedroom 3 | 7 | Residential Accommodation Space Group | 700 | Residential - Specific type not defined |  | Unknown | 0.00 | NO
City Accommodation_CA14-Village Units 52 - 95 & Car park_Fourth Floor_80.409A _ BIR | CA-CA14-04-80.409A | CA14-04-80.409A-BIR | City Accommodation | CA | CA14 | Village Units 52 - 95 & Car park | 04 | Fourth Floor | 80.409A | 99963 | Student Accommodation | 99939 | Unusable Spaces | 0.6 | BIR | 7 | Residential Accommodation Space Group | 700 | Residential - Specific type not defined |  | Unknown | 0.00 | NO
City Accommodation_CA14-Village Units 52 - 95 & Car park_Fourth Floor_80.410 _ Bedroom 2 | CA-CA14-04-80.410 | CA14-04-80.410-Bedroom 2 | City Accommodation | CA | CA14 | Village Units 52 - 95 & Car park | 04 | Fourth Floor | 80.410 | 99963 | Student Accommodation | 99939 | Unusable Spaces | 11.21 | Bedroom 2 | 7 | Residential Accommodation Space Group | 700 | Residential - Specific type not defined |  | Unknown | 0.00 | NO
City Accommodation_CA14-Village Units 52 - 95 & Car park_Fourth Floor_80.410A _ BIR | CA-CA14-04-80.410A | CA14-04-80.410A-BIR | City Accommodation | CA | CA14 | Village Units 52 - 95 & Car park | 04 | Fourth Floor | 80.410A | 99963 | Student Accommodation | 99939 | Unusable Spaces | 0.6 | BIR | 7 | Residential Accommodation Space Group | 700 | Residential - Specific type not defined |  | Unknown | 0.00 | NO
City Accommodation_CA14-Village Units 52 - 95 & Car park_Fourth Floor_80.411 _ Bathroom | CA-CA14-04-80.411 | CA14-04-80.411-Bathroom | City Accommodation | CA | CA14 | Village Units 52 - 95 & Car park | 04 | Fourth Floor | 80.411 | 99963 | Student Accommodation | 99939 | Unusable Spaces | 3.61 | Bathroom | 7 | Residential Accommodation Space Group | 700 | Residential - Specific type not defined |  | Unknown | 0.00 | NO
City Accommodation_CA14-Village Units 52 - 95 & Car park_Fourth Floor_81.401 _ Living | CA-CA14-04-81.401 | CA14-04-81.401-Living | City Accommodation | CA | CA14 | Village Units 52 - 95 & Car park | 04 | Fourth Floor | 81.401 | 99963 | Student Accommodation | 99939 | Unusable Spaces | 19.29 | Living | 7 | Residential Accommodation Space Group | 700 | Residential - Specific type not defined |  | Unknown | 0.00 | NO
City Accommodation_CA14-Village Units 52 - 95 & Car park_Fourth Floor_81.401A _ Hot Water Service | CA-CA14-04-81.401A | CA14-04-81.401A-Hot Water Service | City Accommodation | CA | CA14 | Village Units 52 - 95 & Car park | 04 | Fourth Floor | 81.401A | 99963 | Student Accommodation | 99939 | Unusable Spaces | 0.79 | Hot Water Service | 8 | Non Useable Floor Area Space Group | 840 | Non-usable - Service riser |  | Unknown | 0.00 | NO
City Accommodation_CA14-Village Units 52 - 95 & Car park_Fourth Floor_81.402 _ Kitchen | CA-CA14-04-81.402 | CA14-04-81.402-Kitchen | City Accommodation | CA | CA14 | Village Units 52 - 95 & Car park | 04 | Fourth Floor | 81.402 | 99963 | Student Accommodation | 99939 | Unusable Spaces | 6.13 | Kitchen | 7 | Residential Accommodation Space Group | 700 | Residential - Specific type not defined |  | Unknown | 0.00 | NO
City Accommodation_CA14-Village Units 52 - 95 & Car park_Fourth Floor_81.403 _ Passage | CA-CA14-04-81.403 | CA14-04-81.403-Passage | City Accommodation | CA | CA14 | Village Units 52 - 95 & Car park | 04 | Fourth Floor | 81.403 | 99963 | Student Accommodation | 99939 | Unusable Spaces | 5.83 | Passage | 7 | Residential Accommodation Space Group | 700 | Residential - Specific type not defined |  | Unknown | 0.00 | NO
City Accommodation_CA14-Village Units 52 - 95 & Car park_Fourth Floor_81.404 _ Bathroom | CA-CA14-04-81.404 | CA14-04-81.404-Bathroom | City Accommodation | CA | CA14 | Village Units 52 - 95 & Car park | 04 | Fourth Floor | 81.404 | 99963 | Student Accommodation | 99939 | Unusable Spaces | 3.61 | Bathroom | 7 | Residential Accommodation Space Group | 700 | Residential - Specific type not defined |  | Unknown | 0.00 | NO
City Accommodation_CA14-Village Units 52 - 95 & Car park_Fourth Floor_81.405 _ Bedroom 4 | CA-CA14-04-81.405 | CA14-04-81.405-Bedroom 4 | City Accommodation | CA | CA14 | Village Units 52 - 95 & Car park | 04 | Fourth Floor | 81.405 | 99963 | Student Accommodation | 99939 | Unusable Spaces | 11.21 | Bedroom 4 | 7 | Residential Accommodation Space Group | 700 | Residential - Specific type not defined |  | Unknown | 0.00 | NO
City Accommodation_CA14-Village Units 52 - 95 & Car park_Fourth Floor_81.405A _ BIR | CA-CA14-04-81.405A | CA14-04-81.405A-BIR | City Accommodation | CA | CA14 | Village Units 52 - 95 & Car park | 04 | Fourth Floor | 81.405A | 99963 | Student Accommodation | 99939 | Unusable Spaces | 0.6 | BIR | 7 | Residential Accommodation Space Group | 700 | Residential - Specific type not defined |  | Unknown | 0.00 | NO
City Accommodation_CA14-Village Units 52 - 95 & Car park_Fourth Floor_81.406 _ Bedroom 3 | CA-CA14-04-81.406 | CA14-04-81.406-Bedroom 3 | City Accommodation | CA | CA14 | Village Units 52 - 95 & Car park | 04 | Fourth Floor | 81.406 | 99963 | Student Accommodation | 99939 | Unusable Spaces | 8.64 | Bedroom 3 | 7 | Residential Accommodation Space Group | 700 | Residential - Specific type not defined |  | Unknown | 0.00 | NO
City Accommodation_CA14-Village Units 52 - 95 & Car park_Fourth Floor_81.406A _ BIR | CA-CA14-04-81.406A | CA14-04-81.406A-BIR | City Accommodation | CA | CA14 | Village Units 52 - 95 & Car park | 04 | Fourth Floor | 81.406A | 99963 | Student Accommodation | 99939 | Unusable Spaces | 0.6 | BIR | 7 | Residential Accommodation Space Group | 700 | Residential - Specific type not defined |  | Unknown | 0.00 | NO
City Accommodation_CA14-Village Units 52 - 95 & Car park_Fourth Floor_81.407 _ Bedroom 2 | CA-CA14-04-81.407 | CA14-04-81.407-Bedroom 2 | City Accommodation | CA | CA14 | Village Units 52 - 95 & Car park | 04 | Fourth Floor | 81.407 | 99963 | Student Accommodation | 99939 | Unusable Spaces | 8.61 | Bedroom 2 | 7 | Residential Accommodation Space Group | 700 | Residential - Specific type not defined |  | Unknown | 0.00 | NO
City Accommodation_CA14-Village Units 52 - 95 & Car park_Fourth Floor_81.407A _ BIR | CA-CA14-04-81.407A | CA14-04-81.407A-BIR | City Accommodation | CA | CA14 | Village Units 52 - 95 & Car park | 04 | Fourth Floor | 81.407A | 99963 | Student Accommodation | 99939 | Unusable Spaces | 0.6 | BIR | 7 | Residential Accommodation Space Group | 700 | Residential - Specific type not defined |  | Unknown | 0.00 | NO
City Accommodation_CA14-Village Units 52 - 95 & Car park_Fourth Floor_81.408 _ WC | CA-CA14-04-81.408 | CA14-04-81.408-WC | City Accommodation | CA | CA14 | Village Units 52 - 95 & Car park | 04 | Fourth Floor | 81.408 | 99963 | Student Accommodation | 99939 | Unusable Spaces | 1.52 | WC | 7 | Residential Accommodation Space Group | 700 | Residential - Specific type not defined |  | Unknown | 0.00 | NO
City Accommodation_CA14-Village Units 52 - 95 & Car park_Fourth Floor_81.409 _ Ldry | CA-CA14-04-81.409 | CA14-04-81.409-Ldry | City Accommodation | CA | CA14 | Village Units 52 - 95 & Car park | 04 | Fourth Floor | 81.409 | 99963 | Student Accommodation | 99939 | Unusable Spaces | 2.43 | Ldry | 7 | Residential Accommodation Space Group | 700 | Residential - Specific type not defined |  | Unknown | 0.00 | NO
City Accommodation_CA14-Village Units 52 - 95 & Car park_Fourth Floor_81.410 _ Bathroom | CA-CA14-04-81.410 | CA14-04-81.410-Bathroom | City Accommodation | CA | CA14 | Village Units 52 - 95 & Car park | 04 | Fourth Floor | 81.410 | 99963 | Student Accommodation | 99939 | Unusable Spaces | 2.07 | Bathroom | 7 | Residential Accommodation Space Group | 700 | Residential - Specific type not defined |  | Unknown | 0.00 | NO
City Accommodation_CA14-Village Units 52 - 95 & Car park_Fourth Floor_81.411 _ Bedroom 1 | CA-CA14-04-81.411 | CA14-04-81.411-Bedroom 1 | City Accommodation | CA | CA14 | Village Units 52 - 95 & Car park | 04 | Fourth Floor | 81.411 | 99963 | Student Accommodation | 99939 | Unusable Spaces | 6.94 | Bedroom 1 | 7 | Residential Accommodation Space Group | 700 | Residential - Specific type not defined |  | Unknown | 0.00 | NO
City Accommodation_CA14-Village Units 52 - 95 & Car park_Fourth Floor_81.411A _ BIR | CA-CA14-04-81.411A | CA14-04-81.411A-BIR | City Accommodation | CA | CA14 | Village Units 52 - 95 & Car park | 04 | Fourth Floor | 81.411A | 99963 | Student Accommodation | 99939 | Unusable Spaces | 0.6 | BIR | 7 | Residential Accommodation Space Group | 700 | Residential - Specific type not defined |  | Unknown | 0.00 | NO
City Accommodation_CA14-Village Units 52 - 95 & Car park_Fourth Floor_82.401 _ Living | CA-CA14-04-82.401 | CA14-04-82.401-Living | City Accommodation | CA | CA14 | Village Units 52 - 95 & Car park | 04 | Fourth Floor | 82.401 | 99963 | Student Accommodation | 99939 | Unusable Spaces | 21.96 | Living | 7 | Residential Accommodation Space Group | 700 | Residential - Specific type not defined |  | Unknown | 0.00 | NO
City Accommodation_CA14-Village Units 52 - 95 & Car park_Fourth Floor_82.401A _ HWS | CA-CA14-04-82.401A | CA14-04-82.401A-HWS | City Accommodation | CA | CA14 | Village Units 52 - 95 & Car park | 04 | Fourth Floor | 82.401A | 99963 | Student Accommodation | 99939 | Unusable Spaces | 0.79 | HWS | 7 | Residential Accommodation Space Group | 700 | Residential - Specific type not defined |  | Unknown | 0.00 | NO
City Accommodation_CA14-Village Units 52 - 95 & Car park_Fourth Floor_82.402 _ Kitchen | CA-CA14-04-82.402 | CA14-04-82.402-Kitchen | City Accommodation | CA | CA14 | Village Units 52 - 95 & Car park | 04 | Fourth Floor | 82.402 | 99963 | Student Accommodation | 99939 | Unusable Spaces | 6.03 | Kitchen | 7 | Residential Accommodation Space Group | 700 | Residential - Specific type not defined |  | Unknown | 0.00 | NO
City Accommodation_CA14-Village Units 52 - 95 & Car park_Fourth Floor_82.403 _ Passage | CA-CA14-04-82.403 | CA14-04-82.403-Passage | City Accommodation | CA | CA14 | Village Units 52 - 95 & Car park | 04 | Fourth Floor | 82.403 | 99963 | Student Accommodation | 99939 | Unusable Spaces | 5.83 | Passage | 7 | Residential Accommodation Space Group | 700 | Residential - Specific type not defined |  | Unknown | 0.00 | NO
City Accommodation_CA14-Village Units 52 - 95 & Car park_Fourth Floor_82.404 _ Bathroom | CA-CA14-04-82.404 | CA14-04-82.404-Bathroom | City Accommodation | CA | CA14 | Village Units 52 - 95 & Car park | 04 | Fourth Floor | 82.404 | 99963 | Student Accommodation | 99939 | Unusable Spaces | 3.61 | Bathroom | 7 | Residential Accommodation Space Group | 700 | Residential - Specific type not defined |  | Unknown | 0.00 | NO
City Accommodation_CA14-Village Units 52 - 95 & Car park_Fourth Floor_82.405 _ Bedroom 2 | CA-CA14-04-82.405 | CA14-04-82.405-Bedroom 2 | City Accommodation | CA | CA14 | Village Units 52 - 95 & Car park | 04 | Fourth Floor | 82.405 | 99963 | Student Accommodation | 99939 | Unusable Spaces | 11.01 | Bedroom 2 | 7 | Residential Accommodation Space Group | 700 | Residential - Specific type not defined |  | Unknown | 0.00 | NO
City Accommodation_CA14-Village Units 52 - 95 & Car park_Fourth Floor_82.405A _ BIR | CA-CA14-04-82.405A | CA14-04-82.405A-BIR | City Accommodation | CA | CA14 | Village Units 52 - 95 & Car park | 04 | Fourth Floor | 82.405A | 99963 | Student Accommodation | 99939 | Unusable Spaces | 0.6 | BIR | 7 | Residential Accommodation Space Group | 700 | Residential - Specific type not defined |  | Unknown | 0.00 | NO
City Accommodation_CA14-Village Units 52 - 95 & Car park_Fourth Floor_82.406 _ Bedroom 3 | CA-CA14-04-82.406 | CA14-04-82.406-Bedroom 3 | City Accommodation | CA | CA14 | Village Units 52 - 95 & Car park | 04 | Fourth Floor | 82.406 | 99963 | Student Accommodation | 99939 | Unusable Spaces | 8.64 | Bedroom 3 | 7 | Residential Accommodation Space Group | 700 | Residential - Specific type not defined |  | Unknown | 0.00 | NO
City Accommodation_CA14-Village Units 52 - 95 & Car park_Fourth Floor_82.406A _ BIR | CA-CA14-04-82.406A | CA14-04-82.406A-BIR | City Accommodation | CA | CA14 | Village Units 52 - 95 & Car park | 04 | Fourth Floor | 82.406A | 99963 | Student Accommodation | 99939 | Unusable Spaces | 0.6 | BIR | 7 | Residential Accommodation Space Group | 700 | Residential - Specific type not defined |  | Unknown | 0.00 | NO
City Accommodation_CA14-Village Units 52 - 95 & Car park_Fourth Floor_82.407 _ Bedroom 4 | CA-CA14-04-82.407 | CA14-04-82.407-Bedroom 4 | City Accommodation | CA | CA14 | Village Units 52 - 95 & Car park | 04 | Fourth Floor | 82.407 | 99963 | Student Accommodation | 99939 | Unusable Spaces | 8.61 | Bedroom 4 | 7 | Residential Accommodation Space Group | 700 | Residential - Specific type not defined |  | Unknown | 0.00 | NO
City Accommodation_CA14-Village Units 52 - 95 & Car park_Fourth Floor_82.407A _ BIR | CA-CA14-04-82.407A | CA14-04-82.407A-BIR | City Accommodation | CA | CA14 | Village Units 52 - 95 & Car park | 04 | Fourth Floor | 82.407A | 99963 | Student Accommodation | 99939 | Unusable Spaces | 0.6 | BIR | 7 | Residential Accommodation Space Group | 700 | Residential - Specific type not defined |  | Unknown | 0.00 | NO
City Accommodation_CA14-Village Units 52 - 95 & Car park_Fourth Floor_82.408 _ WC | CA-CA14-04-82.408 | CA14-04-82.408-WC | City Accommodation | CA | CA14 | Village Units 52 - 95 & Car park | 04 | Fourth Floor | 82.408 | 99963 | Student Accommodation | 99939 | Unusable Spaces | 1.52 | WC | 7 | Residential Accommodation Space Group | 700 | Residential - Specific type not defined |  | Unknown | 0.00 | NO
City Accommodation_CA14-Village Units 52 - 95 & Car park_Fourth Floor_82.409 _ Ldry | CA-CA14-04-82.409 | CA14-04-82.409-Ldry | City Accommodation | CA | CA14 | Village Units 52 - 95 & Car park | 04 | Fourth Floor | 82.409 | 99963 | Student Accommodation | 99939 | Unusable Spaces | 2.43 | Ldry | 7 | Residential Accommodation Space Group | 700 | Residential - Specific type not defined |  | Unknown | 0.00 | NO
City Accommodation_CA14-Village Units 52 - 95 & Car park_Fourth Floor_82.410 _ Bathroom | CA-CA14-04-82.410 | CA14-04-82.410-Bathroom | City Accommodation | CA | CA14 | Village Units 52 - 95 & Car park | 04 | Fourth Floor | 82.410 | 99963 | Student Accommodation | 99939 | Unusable Spaces | 2.07 | Bathroom | 7 | Residential Accommodation Space Group | 700 | Residential - Specific type not defined |  | Unknown | 0.00 | NO
City Accommodation_CA14-Village Units 52 - 95 & Car park_Fourth Floor_82.411 _ Bedroom 1 | CA-CA14-04-82.411 | CA14-04-82.411-Bedroom 1 | City Accommodation | CA | CA14 | Village Units 52 - 95 & Car park | 04 | Fourth Floor | 82.411 | 99963 | Student Accommodation | 99939 | Unusable Spaces | 6.94 | Bedroom 1 | 7 | Residential Accommodation Space Group | 700 | Residential - Specific type not defined |  | Unknown | 0.00 | NO
City Accommodation_CA14-Village Units 52 - 95 & Car park_Fourth Floor_82.411A _ BIR | CA-CA14-04-82.411A | CA14-04-82.411A-BIR | City Accommodation | CA | CA14 | Village Units 52 - 95 & Car park | 04 | Fourth Floor | 82.411A | 99963 | Student Accommodation | 99939 | Unusable Spaces | 0.6 | BIR | 7 | Residential Accommodation Space Group | 700 | Residential - Specific type not defined |  | Unknown | 0.00 | NO
City Accommodation_CA14-Village Units 52 - 95 & Car park_Fourth Floor_83.401 _ Living | CA-CA14-04-83.401 | CA14-04-83.401-Living | City Accommodation | CA | CA14 | Village Units 52 - 95 & Car park | 04 | Fourth Floor | 83.401 | 99963 | Student Accommodation | 99939 | Unusable Spaces | 28.87 | Living | 7 | Residential Accommodation Space Group | 700 | Residential - Specific type not defined |  | Unknown | 0.00 | NO
City Accommodation_CA14-Village Units 52 - 95 & Car park_Fourth Floor_83.401A _ Kitchen | CA-CA14-04-83.401A | CA14-04-83.401A-Kitchen | City Accommodation | CA | CA14 | Village Units 52 - 95 & Car park | 04 | Fourth Floor | 83.401A | 99963 | Student Accommodation | 99939 | Unusable Spaces | 6.15 | Kitchen | 7 | Residential Accommodation Space Group | 700 | Residential - Specific type not defined |  | Unknown | 0.00 | NO
City Accommodation_CA14-Village Units 52 - 95 & Car park_Fourth Floor_83.402 _ Passage | CA-CA14-04-83.402 | CA14-04-83.402-Passage | City Accommodation | CA | CA14 | Village Units 52 - 95 & Car park | 04 | Fourth Floor | 83.402 | 99963 | Student Accommodation | 99939 | Unusable Spaces | 7.23 | Passage | 7 | Residential Accommodation Space Group | 700 | Residential - Specific type not defined |  | Unknown | 0.00 | NO
City Accommodation_CA14-Village Units 52 - 95 & Car park_Fourth Floor_83.402A _ HWS | CA-CA14-04-83.402A | CA14-04-83.402A-HWS | City Accommodation | CA | CA14 | Village Units 52 - 95 & Car park | 04 | Fourth Floor | 83.402A | 99963 | Student Accommodation | 99939 | Unusable Spaces | 0.79 | HWS | 7 | Residential Accommodation Space Group | 700 | Residential - Specific type not defined |  | Unknown | 0.00 | NO
City Accommodation_CA14-Village Units 52 - 95 & Car park_Fourth Floor_83.403 _ Ldry | CA-CA14-04-83.403 | CA14-04-83.403-Ldry | City Accommodation | CA | CA14 | Village Units 52 - 95 & Car park | 04 | Fourth Floor | 83.403 | 99963 | Student Accommodation | 99939 | Unusable Spaces | 2.9 | Ldry | 7 | Residential Accommodation Space Group | 700 | Residential - Specific type not defined |  | Unknown | 0.00 | NO
City Accommodation_CA14-Village Units 52 - 95 & Car park_Fourth Floor_83.404 _ Bathroom | CA-CA14-04-83.404 | CA14-04-83.404-Bathroom | City Accommodation | CA | CA14 | Village Units 52 - 95 & Car park | 04 | Fourth Floor | 83.404 | 99963 | Student Accommodation | 99939 | Unusable Spaces | 3.26 | Bathroom | 7 | Residential Accommodation Space Group | 700 | Residential - Specific type not defined |  | Unknown | 0.00 | NO
City Accommodation_CA14-Village Units 52 - 95 & Car park_Fourth Floor_83.405 _ WC | CA-CA14-04-83.405 | CA14-04-83.405-WC | City Accommodation | CA | CA14 | Village Units 52 - 95 & Car park | 04 | Fourth Floor | 83.405 | 99963 | Student Accommodation | 99939 | Unusable Spaces | 2.13 | WC | 7 | Residential Accommodation Space Group | 700 | Residential - Specific type not defined |  | Unknown | 0.00 | NO
City Accommodation_CA14-Village Units 52 - 95 & Car park_Fourth Floor_83.406 _ Bedroom 3 | CA-CA14-04-83.406 | CA14-04-83.406-Bedroom 3 | City Accommodation | CA | CA14 | Village Units 52 - 95 & Car park | 04 | Fourth Floor | 83.406 | 99963 | Student Accommodation | 99939 | Unusable Spaces | 12.28 | Bedroom 3 | 7 | Residential Accommodation Space Group | 700 | Residential - Specific type not defined |  | Unknown | 0.00 | NO
City Accommodation_CA14-Village Units 52 - 95 & Car park_Fourth Floor_83.406A _ BIR | CA-CA14-04-83.406A | CA14-04-83.406A-BIR | City Accommodation | CA | CA14 | Village Units 52 - 95 & Car park | 04 | Fourth Floor | 83.406A | 99963 | Student Accommodation | 99939 | Unusable Spaces | 0.6 | BIR | 7 | Residential Accommodation Space Group | 700 | Residential - Specific type not defined |  | Unknown | 0.00 | NO
City Accommodation_CA14-Village Units 52 - 95 & Car park_Fourth Floor_83.407 _ Bedroom 2 | CA-CA14-04-83.407 | CA14-04-83.407-Bedroom 2 | City Accommodation | CA | CA14 | Village Units 52 - 95 & Car park | 04 | Fourth Floor | 83.407 | 99963 | Student Accommodation | 99939 | Unusable Spaces | 8.63 | Bedroom 2 | 7 | Residential Accommodation Space Group | 700 | Residential - Specific type not defined |  | Unknown | 0.00 | NO
City Accommodation_CA14-Village Units 52 - 95 & Car park_Fourth Floor_83.407A _ BIR | CA-CA14-04-83.407A | CA14-04-83.407A-BIR | City Accommodation | CA | CA14 | Village Units 52 - 95 & Car park | 04 | Fourth Floor | 83.407A | 99963 | Student Accommodation | 99939 | Unusable Spaces | 0.6 | BIR | 7 | Residential Accommodation Space Group | 700 | Residential - Specific type not defined |  | Unknown | 0.00 | NO
City Accommodation_CA14-Village Units 52 - 95 & Car park_Fourth Floor_83.408 _ Bedroom 1 | CA-CA14-04-83.408 | CA14-04-83.408-Bedroom 1 | City Accommodation | CA | CA14 | Village Units 52 - 95 & Car park | 04 | Fourth Floor | 83.408 | 99963 | Student Accommodation | 99939 | Unusable Spaces | 11.25 | Bedroom 1 | 7 | Residential Accommodation Space Group | 700 | Residential - Specific type not defined |  | Unknown | 0.00 | NO
City Accommodation_CA14-Village Units 52 - 95 & Car park_Fourth Floor_83.408A _ BIR | CA-CA14-04-83.408A | CA14-04-83.408A-BIR | City Accommodation | CA | CA14 | Village Units 52 - 95 & Car park | 04 | Fourth Floor | 83.408A | 99963 | Student Accommodation | 99939 | Unusable Spaces | 0.6 | BIR | 7 | Residential Accommodation Space Group | 700 | Residential - Specific type not defined |  | Unknown | 0.00 | NO
City Accommodation_CA14-Village Units 52 - 95 & Car park_Fourth Floor_83.409 _ Bathroom | CA-CA14-04-83.409 | CA14-04-83.409-Bathroom | City Accommodation | CA | CA14 | Village Units 52 - 95 & Car park | 04 | Fourth Floor | 83.409 | 99963 | Student Accommodation | 99939 | Unusable Spaces | 3.61 | Bathroom | 7 | Residential Accommodation Space Group | 700 | Residential - Specific type not defined |  | Unknown | 0.00 | NO
City Accommodation_CA14-Village Units 52 - 95 & Car park_Fourth Floor_84.401 _ Porch | CA-CA14-04-84.401 | CA14-04-84.401-Porch | City Accommodation | CA | CA14 | Village Units 52 - 95 & Car park | 04 | Fourth Floor | 84.401 | 99963 | Student Accommodation | 99939 | Unusable Spaces | 3.06 | Porch | 7 | Residential Accommodation Space Group | 700 | Residential - Specific type not defined |  | Unknown | 0.00 | NO
City Accommodation_CA14-Village Units 52 - 95 & Car park_Fourth Floor_84.402 _ Living | CA-CA14-04-84.402 | CA14-04-84.402-Living | City Accommodation | CA | CA14 | Village Units 52 - 95 & Car park | 04 | Fourth Floor | 84.402 | 99963 | Student Accommodation | 99939 | Unusable Spaces | 21.82 | Living | 7 | Residential Accommodation Space Group | 700 | Residential - Specific type not defined |  | Unknown | 0.00 | NO
City Accommodation_CA14-Village Units 52 - 95 & Car park_Fourth Floor_84.402A _ Kitchen | CA-CA14-04-84.402A | CA14-04-84.402A-Kitchen | City Accommodation | CA | CA14 | Village Units 52 - 95 & Car park | 04 | Fourth Floor | 84.402A | 99963 | Student Accommodation | 99939 | Unusable Spaces | 6.13 | Kitchen | 7 | Residential Accommodation Space Group | 700 | Residential - Specific type not defined |  | Unknown | 0.00 | NO
City Accommodation_CA14-Village Units 52 - 95 & Car park_Fourth Floor_84.403 _ Passage | CA-CA14-04-84.403 | CA14-04-84.403-Passage | City Accommodation | CA | CA14 | Village Units 52 - 95 & Car park | 04 | Fourth Floor | 84.403 | 99963 | Student Accommodation | 99939 | Unusable Spaces | 5.83 | Passage | 7 | Residential Accommodation Space Group | 700 | Residential - Specific type not defined |  | Unknown | 0.00 | NO
City Accommodation_CA14-Village Units 52 - 95 & Car park_Fourth Floor_84.403A _ HWS | CA-CA14-04-84.403A | CA14-04-84.403A-HWS | City Accommodation | CA | CA14 | Village Units 52 - 95 & Car park | 04 | Fourth Floor | 84.403A | 99963 | Student Accommodation | 99939 | Unusable Spaces | 0.79 | HWS | 7 | Residential Accommodation Space Group | 700 | Residential - Specific type not defined |  | Unknown | 0.00 | NO
City Accommodation_CA14-Village Units 52 - 95 & Car park_Fourth Floor_84.404 _ Bedroom 1 | CA-CA14-04-84.404 | CA14-04-84.404-Bedroom 1 | City Accommodation | CA | CA14 | Village Units 52 - 95 & Car park | 04 | Fourth Floor | 84.404 | 99963 | Student Accommodation | 99939 | Unusable Spaces | 9.88 | Bedroom 1 | 7 | Residential Accommodation Space Group | 700 | Residential - Specific type not defined |  | Unknown | 0.00 | NO
City Accommodation_CA14-Village Units 52 - 95 & Car park_Fourth Floor_84.404A _ BIR | CA-CA14-04-84.404A | CA14-04-84.404A-BIR | City Accommodation | CA | CA14 | Village Units 52 - 95 & Car park | 04 | Fourth Floor | 84.404A | 99963 | Student Accommodation | 99939 | Unusable Spaces | 0.62 | BIR | 7 | Residential Accommodation Space Group | 700 | Residential - Specific type not defined |  | Unknown | 0.00 | NO
City Accommodation_CA14-Village Units 52 - 95 & Car park_Fourth Floor_84.405 _ Bathroom | CA-CA14-04-84.405 | CA14-04-84.405-Bathroom | City Accommodation | CA | CA14 | Village Units 52 - 95 & Car park | 04 | Fourth Floor | 84.405 | 99963 | Student Accommodation | 99939 | Unusable Spaces | 2.12 | Bathroom | 7 | Residential Accommodation Space Group | 700 | Residential - Specific type not defined |  | Unknown | 0.00 | NO
City Accommodation_CA14-Village Units 52 - 95 & Car park_Fourth Floor_84.406 _ Ldry | CA-CA14-04-84.406 | CA14-04-84.406-Ldry | City Accommodation | CA | CA14 | Village Units 52 - 95 & Car park | 04 | Fourth Floor | 84.406 | 99963 | Student Accommodation | 99939 | Unusable Spaces | 2.49 | Ldry | 7 | Residential Accommodation Space Group | 700 | Residential - Specific type not defined |  | Unknown | 0.00 | NO
City Accommodation_CA14-Village Units 52 - 95 & Car park_Fourth Floor_84.407 _ WC | CA-CA14-04-84.407 | CA14-04-84.407-WC | City Accommodation | CA | CA14 | Village Units 52 - 95 & Car park | 04 | Fourth Floor | 84.407 | 99963 | Student Accommodation | 99939 | Unusable Spaces | 1.56 | WC | 7 | Residential Accommodation Space Group | 700 | Residential - Specific type not defined |  | Unknown | 0.00 | NO
City Accommodation_CA14-Village Units 52 - 95 & Car park_Fourth Floor_84.408 _ Bedroom 4 | CA-CA14-04-84.408 | CA14-04-84.408-Bedroom 4 | City Accommodation | CA | CA14 | Village Units 52 - 95 & Car park | 04 | Fourth Floor | 84.408 | 99963 | Student Accommodation | 99939 | Unusable Spaces | 8.73 | Bedroom 4 | 7 | Residential Accommodation Space Group | 700 | Residential - Specific type not defined |  | Unknown | 0.00 | NO
City Accommodation_CA14-Village Units 52 - 95 & Car park_Fourth Floor_84.408A _ BIR | CA-CA14-04-84.408A | CA14-04-84.408A-BIR | City Accommodation | CA | CA14 | Village Units 52 - 95 & Car park | 04 | Fourth Floor | 84.408A | 99963 | Student Accommodation | 99939 | Unusable Spaces | 0.62 | BIR | 7 | Residential Accommodation Space Group | 700 | Residential - Specific type not defined |  | Unknown | 0.00 | NO
City Accommodation_CA14-Village Units 52 - 95 & Car park_Fourth Floor_84.409 _ Bedroom 3 | CA-CA14-04-84.409 | CA14-04-84.409-Bedroom 3 | City Accommodation | CA | CA14 | Village Units 52 - 95 & Car park | 04 | Fourth Floor | 84.409 | 99963 | Student Accommodation | 99939 | Unusable Spaces | 8.64 | Bedroom 3 | 7 | Residential Accommodation Space Group | 700 | Residential - Specific type not defined |  | Unknown | 0.00 | NO
City Accommodation_CA14-Village Units 52 - 95 & Car park_Fourth Floor_84.409A _ BIR | CA-CA14-04-84.409A | CA14-04-84.409A-BIR | City Accommodation | CA | CA14 | Village Units 52 - 95 & Car park | 04 | Fourth Floor | 84.409A | 99963 | Student Accommodation | 99939 | Unusable Spaces | 0.6 | BIR | 7 | Residential Accommodation Space Group | 700 | Residential - Specific type not defined |  | Unknown | 0.00 | NO
City Accommodation_CA14-Village Units 52 - 95 & Car park_Fourth Floor_84.410 _ Bedroom 2 | CA-CA14-04-84.410 | CA14-04-84.410-Bedroom 2 | City Accommodation | CA | CA14 | Village Units 52 - 95 & Car park | 04 | Fourth Floor | 84.410 | 99963 | Student Accommodation | 99939 | Unusable Spaces | 11.21 | Bedroom 2 | 7 | Residential Accommodation Space Group | 700 | Residential - Specific type not defined |  | Unknown | 0.00 | NO
City Accommodation_CA14-Village Units 52 - 95 & Car park_Fourth Floor_84.410A _ BIR | CA-CA14-04-84.410A | CA14-04-84.410A-BIR | City Accommodation | CA | CA14 | Village Units 52 - 95 & Car park | 04 | Fourth Floor | 84.410A | 99963 | Student Accommodation | 99939 | Unusable Spaces | 0.6 | BIR | 7 | Residential Accommodation Space Group | 700 | Residential - Specific type not defined |  | Unknown | 0.00 | NO
City Accommodation_CA14-Village Units 52 - 95 & Car park_Fourth Floor_84.411 _ Bathroom | CA-CA14-04-84.411 | CA14-04-84.411-Bathroom | City Accommodation | CA | CA14 | Village Units 52 - 95 & Car park | 04 | Fourth Floor | 84.411 | 99963 | Student Accommodation | 99939 | Unusable Spaces | 3.61 | Bathroom | 7 | Residential Accommodation Space Group | 700 | Residential - Specific type not defined |  | Unknown | 0.00 | NO
City Accommodation_CA14-Village Units 52 - 95 & Car park_Fourth Floor_85.401 _ Porch | CA-CA14-04-85.401 | CA14-04-85.401-Porch | City Accommodation | CA | CA14 | Village Units 52 - 95 & Car park | 04 | Fourth Floor | 85.401 | 99963 | Student Accommodation | 99939 | Unusable Spaces | 1.69 | Porch | 7 | Residential Accommodation Space Group | 700 | Residential - Specific type not defined |  | Unknown | 0.00 | NO
City Accommodation_CA14-Village Units 52 - 95 & Car park_Fourth Floor_85.402 _ Living | CA-CA14-04-85.402 | CA14-04-85.402-Living | City Accommodation | CA | CA14 | Village Units 52 - 95 & Car park | 04 | Fourth Floor | 85.402 | 99963 | Student Accommodation | 99939 | Unusable Spaces | 23.22 | Living | 7 | Residential Accommodation Space Group | 700 | Residential - Specific type not defined |  | Unknown | 0.00 | NO
City Accommodation_CA14-Village Units 52 - 95 & Car park_Fourth Floor_85.402A _ Kitchen | CA-CA14-04-85.402A | CA14-04-85.402A-Kitchen | City Accommodation | CA | CA14 | Village Units 52 - 95 & Car park | 04 | Fourth Floor | 85.402A | 99963 | Student Accommodation | 99939 | Unusable Spaces | 6.13 | Kitchen | 7 | Residential Accommodation Space Group | 700 | Residential - Specific type not defined |  | Unknown | 0.00 | NO
City Accommodation_CA14-Village Units 52 - 95 & Car park_Fourth Floor_85.403 _ Passage | CA-CA14-04-85.403 | CA14-04-85.403-Passage | City Accommodation | CA | CA14 | Village Units 52 - 95 & Car park | 04 | Fourth Floor | 85.403 | 99963 | Student Accommodation | 99939 | Unusable Spaces | 5.83 | Passage | 7 | Residential Accommodation Space Group | 700 | Residential - Specific type not defined |  | Unknown | 0.00 | NO
City Accommodation_CA14-Village Units 52 - 95 & Car park_Fourth Floor_85.403A _ HWS | CA-CA14-04-85.403A | CA14-04-85.403A-HWS | City Accommodation | CA | CA14 | Village Units 52 - 95 & Car park | 04 | Fourth Floor | 85.403A | 99963 | Student Accommodation | 99939 | Unusable Spaces | 0.79 | HWS | 7 | Residential Accommodation Space Group | 700 | Residential - Specific type not defined |  | Unknown | 0.00 | NO
City Accommodation_CA14-Village Units 52 - 95 & Car park_Fourth Floor_85.404 _ Bathroom | CA-CA14-04-85.404 | CA14-04-85.404-Bathroom | City Accommodation | CA | CA14 | Village Units 52 - 95 & Car park | 04 | Fourth Floor | 85.404 | 99963 | Student Accommodation | 99939 | Unusable Spaces | 3.61 | Bathroom | 7 | Residential Accommodation Space Group | 700 | Residential - Specific type not defined |  | Unknown | 0.00 | NO
City Accommodation_CA14-Village Units 52 - 95 & Car park_Fourth Floor_85.405 _ Bedroom 4 | CA-CA14-04-85.405 | CA14-04-85.405-Bedroom 4 | City Accommodation | CA | CA14 | Village Units 52 - 95 & Car park | 04 | Fourth Floor | 85.405 | 99963 | Student Accommodation | 99939 | Unusable Spaces | 11.21 | Bedroom 4 | 7 | Residential Accommodation Space Group | 700 | Residential - Specific type not defined |  | Unknown | 0.00 | NO
City Accommodation_CA14-Village Units 52 - 95 & Car park_Fourth Floor_85.405A _ BIR | CA-CA14-04-85.405A | CA14-04-85.405A-BIR | City Accommodation | CA | CA14 | Village Units 52 - 95 & Car park | 04 | Fourth Floor | 85.405A | 99963 | Student Accommodation | 99939 | Unusable Spaces | 0.6 | BIR | 7 | Residential Accommodation Space Group | 700 | Residential - Specific type not defined |  | Unknown | 0.00 | NO
City Accommodation_CA14-Village Units 52 - 95 & Car park_Fourth Floor_85.406 _ Bedroom 3 | CA-CA14-04-85.406 | CA14-04-85.406-Bedroom 3 | City Accommodation | CA | CA14 | Village Units 52 - 95 & Car park | 04 | Fourth Floor | 85.406 | 99963 | Student Accommodation | 99939 | Unusable Spaces | 8.64 | Bedroom 3 | 7 | Residential Accommodation Space Group | 700 | Residential - Specific type not defined |  | Unknown | 0.00 | NO
City Accommodation_CA14-Village Units 52 - 95 & Car park_Fourth Floor_85.406A _ BIR | CA-CA14-04-85.406A | CA14-04-85.406A-BIR | City Accommodation | CA | CA14 | Village Units 52 - 95 & Car park | 04 | Fourth Floor | 85.406A | 99963 | Student Accommodation | 99939 | Unusable Spaces | 0.6 | BIR | 7 | Residential Accommodation Space Group | 700 | Residential - Specific type not defined |  | Unknown | 0.00 | NO
City Accommodation_CA14-Village Units 52 - 95 & Car park_Fourth Floor_85.407 _ Bedroom 2 | CA-CA14-04-85.407 | CA14-04-85.407-Bedroom 2 | City Accommodation | CA | CA14 | Village Units 52 - 95 & Car park | 04 | Fourth Floor | 85.407 | 99963 | Student Accommodation | 99939 | Unusable Spaces | 8.61 | Bedroom 2 | 7 | Residential Accommodation Space Group | 700 | Residential - Specific type not defined |  | Unknown | 0.00 | NO
City Accommodation_CA14-Village Units 52 - 95 & Car park_Fourth Floor_85.407A _ BIR | CA-CA14-04-85.407A | CA14-04-85.407A-BIR | City Accommodation | CA | CA14 | Village Units 52 - 95 & Car park | 04 | Fourth Floor | 85.407A | 99963 | Student Accommodation | 99939 | Unusable Spaces | 0.6 | BIR | 7 | Residential Accommodation Space Group | 700 | Residential - Specific type not defined |  | Unknown | 0.00 | NO
City Accommodation_CA14-Village Units 52 - 95 & Car park_Fourth Floor_85.408 _ WC | CA-CA14-04-85.408 | CA14-04-85.408-WC | City Accommodation | CA | CA14 | Village Units 52 - 95 & Car park | 04 | Fourth Floor | 85.408 | 99963 | Student Accommodation | 99939 | Unusable Spaces | 1.52 | WC | 7 | Residential Accommodation Space Group | 700 | Residential - Specific type not defined |  | Unknown | 0.00 | NO
City Accommodation_CA14-Village Units 52 - 95 & Car park_Fourth Floor_85.409 _ Ldry | CA-CA14-04-85.409 | CA14-04-85.409-Ldry | City Accommodation | CA | CA14 | Village Units 52 - 95 & Car park | 04 | Fourth Floor | 85.409 | 99963 | Student Accommodation | 99939 | Unusable Spaces | 2.43 | Ldry | 7 | Residential Accommodation Space Group | 700 | Residential - Specific type not defined |  | Unknown | 0.00 | NO
City Accommodation_CA14-Village Units 52 - 95 & Car park_Fourth Floor_85.410 _ Bedroom 2 | CA-CA14-04-85.410 | CA14-04-85.410-Bedroom 2 | City Accommodation | CA | CA14 | Village Units 52 - 95 & Car park | 04 | Fourth Floor | 85.410 | 99963 | Student Accommodation | 99939 | Unusable Spaces | 2.07 | Bedroom 2 | 7 | Residential Accommodation Space Group | 700 | Residential - Specific type not defined |  | Unknown | 0.00 | NO
City Accommodation_CA14-Village Units 52 - 95 & Car park_Fourth Floor_85.411 _ Bedroom 1 | CA-CA14-04-85.411 | CA14-04-85.411-Bedroom 1 | City Accommodation | CA | CA14 | Village Units 52 - 95 & Car park | 04 | Fourth Floor | 85.411 | 99963 | Student Accommodation | 99939 | Unusable Spaces | 9.74 | Bedroom 1 | 7 | Residential Accommodation Space Group | 700 | Residential - Specific type not defined |  | Unknown | 0.00 | NO
City Accommodation_CA14-Village Units 52 - 95 & Car park_Fourth Floor_85.411A _ BIR | CA-CA14-04-85.411A | CA14-04-85.411A-BIR | City Accommodation | CA | CA14 | Village Units 52 - 95 & Car park | 04 | Fourth Floor | 85.411A | 99963 | Student Accommodation | 99939 | Unusable Spaces | 0.6 | BIR | 7 | Residential Accommodation Space Group | 700 | Residential - Specific type not defined |  | Unknown | 0.00 | NO
City Accommodation_CA14-Village Units 52 - 95 & Car park_Fourth Floor_86.401 _ Porch | CA-CA14-04-86.401 | CA14-04-86.401-Porch | City Accommodation | CA | CA14 | Village Units 52 - 95 & Car park | 04 | Fourth Floor | 86.401 | 99963 | Student Accommodation | 99939 | Unusable Spaces | 1.69 | Porch | 7 | Residential Accommodation Space Group | 700 | Residential - Specific type not defined |  | Unknown | 0.00 | NO
City Accommodation_CA14-Village Units 52 - 95 & Car park_Fourth Floor_86.402 _ Living | CA-CA14-04-86.402 | CA14-04-86.402-Living | City Accommodation | CA | CA14 | Village Units 52 - 95 & Car park | 04 | Fourth Floor | 86.402 | 99963 | Student Accommodation | 99939 | Unusable Spaces | 23.23 | Living | 7 | Residential Accommodation Space Group | 700 | Residential - Specific type not defined |  | Unknown | 0.00 | NO
City Accommodation_CA14-Village Units 52 - 95 & Car park_Fourth Floor_86.402A _ Kitchen | CA-CA14-04-86.402A | CA14-04-86.402A-Kitchen | City Accommodation | CA | CA14 | Village Units 52 - 95 & Car park | 04 | Fourth Floor | 86.402A | 99963 | Student Accommodation | 99939 | Unusable Spaces | 6.13 | Kitchen | 7 | Residential Accommodation Space Group | 700 | Residential - Specific type not defined |  | Unknown | 0.00 | NO
City Accommodation_CA14-Village Units 52 - 95 & Car park_Fourth Floor_86.403 _ Passage | CA-CA14-04-86.403 | CA14-04-86.403-Passage | City Accommodation | CA | CA14 | Village Units 52 - 95 & Car park | 04 | Fourth Floor | 86.403 | 99963 | Student Accommodation | 99939 | Unusable Spaces | 5.83 | Passage | 7 | Residential Accommodation Space Group | 700 | Residential - Specific type not defined |  | Unknown | 0.00 | NO
City Accommodation_CA14-Village Units 52 - 95 & Car park_Fourth Floor_86.403A _ HWS | CA-CA14-04-86.403A | CA14-04-86.403A-HWS | City Accommodation | CA | CA14 | Village Units 52 - 95 & Car park | 04 | Fourth Floor | 86.403A | 99963 | Student Accommodation | 99939 | Unusable Spaces | 0.79 | HWS | 7 | Residential Accommodation Space Group | 700 | Residential - Specific type not defined |  | Unknown | 0.00 | NO
City Accommodation_CA14-Village Units 52 - 95 & Car park_Fourth Floor_86.404 _ Bathroom | CA-CA14-04-86.404 | CA14-04-86.404-Bathroom | City Accommodation | CA | CA14 | Village Units 52 - 95 & Car park | 04 | Fourth Floor | 86.404 | 99963 | Student Accommodation | 99939 | Unusable Spaces | 3.61 | Bathroom | 7 | Residential Accommodation Space Group | 700 | Residential - Specific type not defined |  | Unknown | 0.00 | NO
City Accommodation_CA14-Village Units 52 - 95 & Car park_Fourth Floor_86.405 _ Bedroom 4 | CA-CA14-04-86.405 | CA14-04-86.405-Bedroom 4 | City Accommodation | CA | CA14 | Village Units 52 - 95 & Car park | 04 | Fourth Floor | 86.405 | 99963 | Student Accommodation | 99939 | Unusable Spaces | 11.21 | Bedroom 4 | 7 | Residential Accommodation Space Group | 700 | Residential - Specific type not defined |  | Unknown | 0.00 | NO
City Accommodation_CA14-Village Units 52 - 95 & Car park_Fourth Floor_86.405A _ BIR | CA-CA14-04-86.405A | CA14-04-86.405A-BIR | City Accommodation | CA | CA14 | Village Units 52 - 95 & Car park | 04 | Fourth Floor | 86.405A | 99963 | Student Accommodation | 99939 | Unusable Spaces | 0.6 | BIR | 7 | Residential Accommodation Space Group | 700 | Residential - Specific type not defined |  | Unknown | 0.00 | NO
City Accommodation_CA14-Village Units 52 - 95 & Car park_Fourth Floor_86.406 _ Bedroom 3 | CA-CA14-04-86.406 | CA14-04-86.406-Bedroom 3 | City Accommodation | CA | CA14 | Village Units 52 - 95 & Car park | 04 | Fourth Floor | 86.406 | 99963 | Student Accommodation | 99939 | Unusable Spaces | 8.64 | Bedroom 3 | 7 | Residential Accommodation Space Group | 700 | Residential - Specific type not defined |  | Unknown | 0.00 | NO
City Accommodation_CA14-Village Units 52 - 95 & Car park_Fourth Floor_86.406A _ BIR | CA-CA14-04-86.406A | CA14-04-86.406A-BIR | City Accommodation | CA | CA14 | Village Units 52 - 95 & Car park | 04 | Fourth Floor | 86.406A | 99963 | Student Accommodation | 99939 | Unusable Spaces | 0.6 | BIR | 7 | Residential Accommodation Space Group | 700 | Residential - Specific type not defined |  | Unknown | 0.00 | NO
City Accommodation_CA14-Village Units 52 - 95 & Car park_Fourth Floor_86.407 _ Bedroom 2 | CA-CA14-04-86.407 | CA14-04-86.407-Bedroom 2 | City Accommodation | CA | CA14 | Village Units 52 - 95 & Car park | 04 | Fourth Floor | 86.407 | 99963 | Student Accommodation | 99939 | Unusable Spaces | 8.77 | Bedroom 2 | 7 | Residential Accommodation Space Group | 700 | Residential - Specific type not defined |  | Unknown | 0.00 | NO
City Accommodation_CA14-Village Units 52 - 95 & Car park_Fourth Floor_86.407A _ BIR | CA-CA14-04-86.407A | CA14-04-86.407A-BIR | City Accommodation | CA | CA14 | Village Units 52 - 95 & Car park | 04 | Fourth Floor | 86.407A | 99963 | Student Accommodation | 99939 | Unusable Spaces | 0.6 | BIR | 7 | Residential Accommodation Space Group | 700 | Residential - Specific type not defined |  | Unknown | 0.00 | NO
City Accommodation_CA14-Village Units 52 - 95 & Car park_Fourth Floor_86.408 _ WC | CA-CA14-04-86.408 | CA14-04-86.408-WC | City Accommodation | CA | CA14 | Village Units 52 - 95 & Car park | 04 | Fourth Floor | 86.408 | 99963 | Student Accommodation | 99939 | Unusable Spaces | 1.56 | WC | 7 | Residential Accommodation Space Group | 700 | Residential - Specific type not defined |  | Unknown | 0.00 | NO
City Accommodation_CA14-Village Units 52 - 95 & Car park_Fourth Floor_86.409 _ Ldry | CA-CA14-04-86.409 | CA14-04-86.409-Ldry | City Accommodation | CA | CA14 | Village Units 52 - 95 & Car park | 04 | Fourth Floor | 86.409 | 99963 | Student Accommodation | 99939 | Unusable Spaces | 2.49 | Ldry | 7 | Residential Accommodation Space Group | 700 | Residential - Specific type not defined |  | Unknown | 0.00 | NO
City Accommodation_CA14-Village Units 52 - 95 & Car park_Fourth Floor_86.410 _ Bathroom | CA-CA14-04-86.410 | CA14-04-86.410-Bathroom | City Accommodation | CA | CA14 | Village Units 52 - 95 & Car park | 04 | Fourth Floor | 86.410 | 99963 | Student Accommodation | 99939 | Unusable Spaces | 2.13 | Bathroom | 7 | Residential Accommodation Space Group | 700 | Residential - Specific type not defined |  | Unknown | 0.00 | NO
City Accommodation_CA14-Village Units 52 - 95 & Car park_Fourth Floor_86.411 _ Bedroom 1 | CA-CA14-04-86.411 | CA14-04-86.411-Bedroom 1 | City Accommodation | CA | CA14 | Village Units 52 - 95 & Car park | 04 | Fourth Floor | 86.411 | 99963 | Student Accommodation | 99939 | Unusable Spaces | 9.79 | Bedroom 1 | 7 | Residential Accommodation Space Group | 700 | Residential - Specific type not defined |  | Unknown | 0.00 | NO
City Accommodation_CA14-Village Units 52 - 95 & Car park_Fourth Floor_86.411A _ BIR | CA-CA14-04-86.411A | CA14-04-86.411A-BIR | City Accommodation | CA | CA14 | Village Units 52 - 95 & Car park | 04 | Fourth Floor | 86.411A | 99963 | Student Accommodation | 99939 | Unusable Spaces | 0.6 | BIR | 7 | Residential Accommodation Space Group | 700 | Residential - Specific type not defined |  | Unknown | 0.00 | NO
City Accommodation_CA14-Village Units 52 - 95 & Car park_Fifth Floor_87.501 _ Living | CA-CA14-05-87.501 | CA14-05-87.501-Living | City Accommodation | CA | CA14 | Village Units 52 - 95 & Car park | 05 | Fifth Floor | 87.501 | 99963 | Student Accommodation | 99939 | Unusable Spaces | 12.58 | Living | 7 | Residential Accommodation Space Group | 700 | Residential - Specific type not defined |  | Unknown | 0.00 | NO
City Accommodation_CA14-Village Units 52 - 95 & Car park_Fifth Floor_87.502 _ Kitchen | CA-CA14-05-87.502 | CA14-05-87.502-Kitchen | City Accommodation | CA | CA14 | Village Units 52 - 95 & Car park | 05 | Fifth Floor | 87.502 | 99963 | Student Accommodation | 99939 | Unusable Spaces | 7.87 | Kitchen | 7 | Residential Accommodation Space Group | 700 | Residential - Specific type not defined |  | Unknown | 0.00 | NO
City Accommodation_CA14-Village Units 52 - 95 & Car park_Fifth Floor_87.503 _ Passage | CA-CA14-05-87.503 | CA14-05-87.503-Passage | City Accommodation | CA | CA14 | Village Units 52 - 95 & Car park | 05 | Fifth Floor | 87.503 | 99963 | Student Accommodation | 99939 | Unusable Spaces | 3.59 | Passage | 7 | Residential Accommodation Space Group | 700 | Residential - Specific type not defined |  | Unknown | 0.00 | NO
City Accommodation_CA14-Village Units 52 - 95 & Car park_Fifth Floor_87.504 _ Bathroom - Access | CA-CA14-05-87.504 | CA14-05-87.504-Bathroom - Access | City Accommodation | CA | CA14 | Village Units 52 - 95 & Car park | 05 | Fifth Floor | 87.504 | 99963 | Student Accommodation | 99939 | Unusable Spaces | 4.93 | Bathroom - Access | 7 | Residential Accommodation Space Group | 700 | Residential - Specific type not defined |  | Unknown | 0.00 | NO
City Accommodation_CA14-Village Units 52 - 95 & Car park_Fifth Floor_87.504A _ HWS | CA-CA14-05-87.504A | CA14-05-87.504A-HWS | City Accommodation | CA | CA14 | Village Units 52 - 95 & Car park | 05 | Fifth Floor | 87.504A | 99963 | Student Accommodation | 99939 | Unusable Spaces | 0.68 | HWS | 7 | Residential Accommodation Space Group | 700 | Residential - Specific type not defined |  | Unknown | 0.00 | NO
City Accommodation_CA14-Village Units 52 - 95 & Car park_Fifth Floor_87.505 _ Bedroom 1 | CA-CA14-05-87.505 | CA14-05-87.505-Bedroom 1 | City Accommodation | CA | CA14 | Village Units 52 - 95 & Car park | 05 | Fifth Floor | 87.505 | 99963 | Student Accommodation | 99939 | Unusable Spaces | 13.17 | Bedroom 1 | 7 | Residential Accommodation Space Group | 700 | Residential - Specific type not defined |  | Unknown | 0.00 | NO
City Accommodation_CA14-Village Units 52 - 95 & Car park_Fifth Floor_87.505A _ BIR | CA-CA14-05-87.505A | CA14-05-87.505A-BIR | City Accommodation | CA | CA14 | Village Units 52 - 95 & Car park | 05 | Fifth Floor | 87.505A | 99963 | Student Accommodation | 99939 | Unusable Spaces | 0.52 | BIR | 7 | Residential Accommodation Space Group | 700 | Residential - Specific type not defined |  | Unknown | 0.00 | NO
City Accommodation_CA14-Village Units 52 - 95 & Car park_Fifth Floor_88.501 _ Living | CA-CA14-05-88.501 | CA14-05-88.501-Living | City Accommodation | CA | CA14 | Village Units 52 - 95 & Car park | 05 | Fifth Floor | 88.501 | 99963 | Student Accommodation | 99939 | Unusable Spaces | 19.14 | Living | 7 | Residential Accommodation Space Group | 700 | Residential - Specific type not defined |  | Unknown | 0.00 | NO
City Accommodation_CA14-Village Units 52 - 95 & Car park_Fifth Floor_88.501A _ HWS | CA-CA14-05-88.501A | CA14-05-88.501A-HWS | City Accommodation | CA | CA14 | Village Units 52 - 95 & Car park | 05 | Fifth Floor | 88.501A | 99963 | Student Accommodation | 99939 | Unusable Spaces | 0.79 | HWS | 7 | Residential Accommodation Space Group | 700 | Residential - Specific type not defined |  | Unknown | 0.00 | NO
City Accommodation_CA14-Village Units 52 - 95 & Car park_Fifth Floor_88.502 _ Kitchen | CA-CA14-05-88.502 | CA14-05-88.502-Kitchen | City Accommodation | CA | CA14 | Village Units 52 - 95 & Car park | 05 | Fifth Floor | 88.502 | 99963 | Student Accommodation | 99939 | Unusable Spaces | 6.03 | Kitchen | 7 | Residential Accommodation Space Group | 700 | Residential - Specific type not defined |  | Unknown | 0.00 | NO
City Accommodation_CA14-Village Units 52 - 95 & Car park_Fifth Floor_88.503 _ Passage | CA-CA14-05-88.503 | CA14-05-88.503-Passage | City Accommodation | CA | CA14 | Village Units 52 - 95 & Car park | 05 | Fifth Floor | 88.503 | 99963 | Student Accommodation | 99939 | Unusable Spaces | 5.83 | Passage | 7 | Residential Accommodation Space Group | 700 | Residential - Specific type not defined |  | Unknown | 0.00 | NO
City Accommodation_CA14-Village Units 52 - 95 & Car park_Fifth Floor_88.504 _ Bathroom | CA-CA14-05-88.504 | CA14-05-88.504-Bathroom | City Accommodation | CA | CA14 | Village Units 52 - 95 & Car park | 05 | Fifth Floor | 88.504 | 99963 | Student Accommodation | 99939 | Unusable Spaces | 3.61 | Bathroom | 7 | Residential Accommodation Space Group | 700 | Residential - Specific type not defined |  | Unknown | 0.00 | NO
City Accommodation_CA14-Village Units 52 - 95 & Car park_Fifth Floor_88.505 _ Bedroom 2 | CA-CA14-05-88.505 | CA14-05-88.505-Bedroom 2 | City Accommodation | CA | CA14 | Village Units 52 - 95 & Car park | 05 | Fifth Floor | 88.505 | 99963 | Student Accommodation | 99939 | Unusable Spaces | 11.01 | Bedroom 2 | 7 | Residential Accommodation Space Group | 700 | Residential - Specific type not defined |  | Unknown | 0.00 | NO
City Accommodation_CA14-Village Units 52 - 95 & Car park_Fifth Floor_88.505A _ BIR | CA-CA14-05-88.505A | CA14-05-88.505A-BIR | City Accommodation | CA | CA14 | Village Units 52 - 95 & Car park | 05 | Fifth Floor | 88.505A | 99963 | Student Accommodation | 99939 | Unusable Spaces | 0.6 | BIR | 7 | Residential Accommodation Space Group | 700 | Residential - Specific type not defined |  | Unknown | 0.00 | NO
City Accommodation_CA14-Village Units 52 - 95 & Car park_Fifth Floor_88.506 _ Bedroom 3 | CA-CA14-05-88.506 | CA14-05-88.506-Bedroom 3 | City Accommodation | CA | CA14 | Village Units 52 - 95 & Car park | 05 | Fifth Floor | 88.506 | 99963 | Student Accommodation | 99939 | Unusable Spaces | 8.64 | Bedroom 3 | 7 | Residential Accommodation Space Group | 700 | Residential - Specific type not defined |  | Unknown | 0.00 | NO
City Accommodation_CA14-Village Units 52 - 95 & Car park_Fifth Floor_88.506A _ BIR | CA-CA14-05-88.506A | CA14-05-88.506A-BIR | City Accommodation | CA | CA14 | Village Units 52 - 95 & Car park | 05 | Fifth Floor | 88.506A | 99963 | Student Accommodation | 99939 | Unusable Spaces | 0.6 | BIR | 7 | Residential Accommodation Space Group | 700 | Residential - Specific type not defined |  | Unknown | 0.00 | NO
City Accommodation_CA14-Village Units 52 - 95 & Car park_Fifth Floor_88.507 _ Bedroom 4 | CA-CA14-05-88.507 | CA14-05-88.507-Bedroom 4 | City Accommodation | CA | CA14 | Village Units 52 - 95 & Car park | 05 | Fifth Floor | 88.507 | 99963 | Student Accommodation | 99939 | Unusable Spaces | 8.61 | Bedroom 4 | 7 | Residential Accommodation Space Group | 700 | Residential - Specific type not defined |  | Unknown | 0.00 | NO
City Accommodation_CA14-Village Units 52 - 95 & Car park_Fifth Floor_88.507A _ BIR | CA-CA14-05-88.507A | CA14-05-88.507A-BIR | City Accommodation | CA | CA14 | Village Units 52 - 95 & Car park | 05 | Fifth Floor | 88.507A | 99963 | Student Accommodation | 99939 | Unusable Spaces | 0.6 | BIR | 7 | Residential Accommodation Space Group | 700 | Residential - Specific type not defined |  | Unknown | 0.00 | NO
City Accommodation_CA14-Village Units 52 - 95 & Car park_Fifth Floor_88.508 _ WC | CA-CA14-05-88.508 | CA14-05-88.508-WC | City Accommodation | CA | CA14 | Village Units 52 - 95 & Car park | 05 | Fifth Floor | 88.508 | 99963 | Student Accommodation | 99939 | Unusable Spaces | 1.52 | WC | 7 | Residential Accommodation Space Group | 700 | Residential - Specific type not defined |  | Unknown | 0.00 | NO
City Accommodation_CA14-Village Units 52 - 95 & Car park_Fifth Floor_88.509 _ Ldry | CA-CA14-05-88.509 | CA14-05-88.509-Ldry | City Accommodation | CA | CA14 | Village Units 52 - 95 & Car park | 05 | Fifth Floor | 88.509 | 99963 | Student Accommodation | 99939 | Unusable Spaces | 2.43 | Ldry | 7 | Residential Accommodation Space Group | 700 | Residential - Specific type not defined |  | Unknown | 0.00 | NO
City Accommodation_CA14-Village Units 52 - 95 & Car park_Fifth Floor_88.510 _ Bathroom | CA-CA14-05-88.510 | CA14-05-88.510-Bathroom | City Accommodation | CA | CA14 | Village Units 52 - 95 & Car park | 05 | Fifth Floor | 88.510 | 99963 | Student Accommodation | 99939 | Unusable Spaces | 2.07 | Bathroom | 7 | Residential Accommodation Space Group | 700 | Residential - Specific type not defined |  | Unknown | 0.00 | NO
City Accommodation_CA14-Village Units 52 - 95 & Car park_Fifth Floor_88.511 _ Bedroom 1 | CA-CA14-05-88.511 | CA14-05-88.511-Bedroom 1 | City Accommodation | CA | CA14 | Village Units 52 - 95 & Car park | 05 | Fifth Floor | 88.511 | 99963 | Student Accommodation | 99939 | Unusable Spaces | 6.94 | Bedroom 1 | 7 | Residential Accommodation Space Group | 700 | Residential - Specific type not defined |  | Unknown | 0.00 | NO
City Accommodation_CA14-Village Units 52 - 95 & Car park_Fifth Floor_88.511A _ BIR | CA-CA14-05-88.511A | CA14-05-88.511A-BIR | City Accommodation | CA | CA14 | Village Units 52 - 95 & Car park | 05 | Fifth Floor | 88.511A | 99963 | Student Accommodation | 99939 | Unusable Spaces | 0.6 | BIR | 7 | Residential Accommodation Space Group | 700 | Residential - Specific type not defined |  | Unknown | 0.00 | NO
City Accommodation_CA14-Village Units 52 - 95 & Car park_Fifth Floor_89.501 _ Living | CA-CA14-05-89.501 | CA14-05-89.501-Living | City Accommodation | CA | CA14 | Village Units 52 - 95 & Car park | 05 | Fifth Floor | 89.501 | 99963 | Student Accommodation | 99939 | Unusable Spaces | 19.29 | Living | 7 | Residential Accommodation Space Group | 700 | Residential - Specific type not defined |  | Unknown | 0.00 | NO
City Accommodation_CA14-Village Units 52 - 95 & Car park_Fifth Floor_89.502 _ Kitchen | CA-CA14-05-89.502 | CA14-05-89.502-Kitchen | City Accommodation | CA | CA14 | Village Units 52 - 95 & Car park | 05 | Fifth Floor | 89.502 | 99963 | Student Accommodation | 99939 | Unusable Spaces | 6.13 | Kitchen | 7 | Residential Accommodation Space Group | 700 | Residential - Specific type not defined |  | Unknown | 0.00 | NO
City Accommodation_CA14-Village Units 52 - 95 & Car park_Fifth Floor_89.503 _ Passage | CA-CA14-05-89.503 | CA14-05-89.503-Passage | City Accommodation | CA | CA14 | Village Units 52 - 95 & Car park | 05 | Fifth Floor | 89.503 | 99963 | Student Accommodation | 99939 | Unusable Spaces | 5.83 | Passage | 7 | Residential Accommodation Space Group | 700 | Residential - Specific type not defined |  | Unknown | 0.00 | NO
City Accommodation_CA14-Village Units 52 - 95 & Car park_Fifth Floor_89.503A _ HWS | CA-CA14-05-89.503A | CA14-05-89.503A-HWS | City Accommodation | CA | CA14 | Village Units 52 - 95 & Car park | 05 | Fifth Floor | 89.503A | 99963 | Student Accommodation | 99939 | Unusable Spaces | 0.79 | HWS | 7 | Residential Accommodation Space Group | 700 | Residential - Specific type not defined |  | Unknown | 0.00 | NO
City Accommodation_CA14-Village Units 52 - 95 & Car park_Fifth Floor_89.504 _ Bedroom 1 | CA-CA14-05-89.504 | CA14-05-89.504-Bedroom 1 | City Accommodation | CA | CA14 | Village Units 52 - 95 & Car park | 05 | Fifth Floor | 89.504 | 99963 | Student Accommodation | 99939 | Unusable Spaces | 7.04 | Bedroom 1 | 7 | Residential Accommodation Space Group | 700 | Residential - Specific type not defined |  | Unknown | 0.00 | NO
City Accommodation_CA14-Village Units 52 - 95 & Car park_Fifth Floor_89.504A _ BIR | CA-CA14-05-89.504A | CA14-05-89.504A-BIR | City Accommodation | CA | CA14 | Village Units 52 - 95 & Car park | 05 | Fifth Floor | 89.504A | 99963 | Student Accommodation | 99939 | Unusable Spaces | 0.62 | BIR | 7 | Residential Accommodation Space Group | 700 | Residential - Specific type not defined |  | Unknown | 0.00 | NO
City Accommodation_CA14-Village Units 52 - 95 & Car park_Fifth Floor_89.505 _ Bathroom | CA-CA14-05-89.505 | CA14-05-89.505-Bathroom | City Accommodation | CA | CA14 | Village Units 52 - 95 & Car park | 05 | Fifth Floor | 89.505 | 99963 | Student Accommodation | 99939 | Unusable Spaces | 2.12 | Bathroom | 7 | Residential Accommodation Space Group | 700 | Residential - Specific type not defined |  | Unknown | 0.00 | NO
City Accommodation_CA14-Village Units 52 - 95 & Car park_Fifth Floor_89.506 _ Ldry | CA-CA14-05-89.506 | CA14-05-89.506-Ldry | City Accommodation | CA | CA14 | Village Units 52 - 95 & Car park | 05 | Fifth Floor | 89.506 | 99963 | Student Accommodation | 99939 | Unusable Spaces | 2.49 | Ldry | 7 | Residential Accommodation Space Group | 700 | Residential - Specific type not defined |  | Unknown | 0.00 | NO
City Accommodation_CA14-Village Units 52 - 95 & Car park_Fifth Floor_89.507 _ WC | CA-CA14-05-89.507 | CA14-05-89.507-WC | City Accommodation | CA | CA14 | Village Units 52 - 95 & Car park | 05 | Fifth Floor | 89.507 | 99963 | Student Accommodation | 99939 | Unusable Spaces | 1.56 | WC | 7 | Residential Accommodation Space Group | 700 | Residential - Specific type not defined |  | Unknown | 0.00 | NO
City Accommodation_CA14-Village Units 52 - 95 & Car park_Fifth Floor_89.508 _ Bedroom 4 | CA-CA14-05-89.508 | CA14-05-89.508-Bedroom 4 | City Accommodation | CA | CA14 | Village Units 52 - 95 & Car park | 05 | Fifth Floor | 89.508 | 99963 | Student Accommodation | 99939 | Unusable Spaces | 8.73 | Bedroom 4 | 7 | Residential Accommodation Space Group | 700 | Residential - Specific type not defined |  | Unknown | 0.00 | NO
City Accommodation_CA14-Village Units 52 - 95 & Car park_Fifth Floor_89.508A _ BIR | CA-CA14-05-89.508A | CA14-05-89.508A-BIR | City Accommodation | CA | CA14 | Village Units 52 - 95 & Car park | 05 | Fifth Floor | 89.508A | 99963 | Student Accommodation | 99939 | Unusable Spaces | 0.62 | BIR | 7 | Residential Accommodation Space Group | 700 | Residential - Specific type not defined |  | Unknown | 0.00 | NO
City Accommodation_CA14-Village Units 52 - 95 & Car park_Fifth Floor_89.509 _ Bedroom 3 | CA-CA14-05-89.509 | CA14-05-89.509-Bedroom 3 | City Accommodation | CA | CA14 | Village Units 52 - 95 & Car park | 05 | Fifth Floor | 89.509 | 99963 | Student Accommodation | 99939 | Unusable Spaces | 8.64 | Bedroom 3 | 7 | Residential Accommodation Space Group | 700 | Residential - Specific type not defined |  | Unknown | 0.00 | NO
City Accommodation_CA14-Village Units 52 - 95 & Car park_Fifth Floor_89.509A _ BIR | CA-CA14-05-89.509A | CA14-05-89.509A-BIR | City Accommodation | CA | CA14 | Village Units 52 - 95 & Car park | 05 | Fifth Floor | 89.509A | 99963 | Student Accommodation | 99939 | Unusable Spaces | 0.6 | BIR | 7 | Residential Accommodation Space Group | 700 | Residential - Specific type not defined |  | Unknown | 0.00 | NO
City Accommodation_CA14-Village Units 52 - 95 & Car park_Fifth Floor_89.510 _ Bedroom 2 | CA-CA14-05-89.510 | CA14-05-89.510-Bedroom 2 | City Accommodation | CA | CA14 | Village Units 52 - 95 & Car park | 05 | Fifth Floor | 89.510 | 99963 | Student Accommodation | 99939 | Unusable Spaces | 11.21 | Bedroom 2 | 7 | Residential Accommodation Space Group | 700 | Residential - Specific type not defined |  | Unknown | 0.00 | NO
City Accommodation_CA14-Village Units 52 - 95 & Car park_Fifth Floor_89.510A _ BIR | CA-CA14-05-89.510A | CA14-05-89.510A-BIR | City Accommodation | CA | CA14 | Village Units 52 - 95 & Car park | 05 | Fifth Floor | 89.510A | 99963 | Student Accommodation | 99939 | Unusable Spaces | 0.6 | BIR | 7 | Residential Accommodation Space Group | 700 | Residential - Specific type not defined |  | Unknown | 0.00 | NO
City Accommodation_CA14-Village Units 52 - 95 & Car park_Fifth Floor_89.511 _ Bathroom | CA-CA14-05-89.511 | CA14-05-89.511-Bathroom | City Accommodation | CA | CA14 | Village Units 52 - 95 & Car park | 05 | Fifth Floor | 89.511 | 99963 | Student Accommodation | 99939 | Unusable Spaces | 3.61 | Bathroom | 7 | Residential Accommodation Space Group | 700 | Residential - Specific type not defined |  | Unknown | 0.00 | NO
City Accommodation_CA14-Village Units 52 - 95 & Car park_Fifth Floor_90.501 _ Living | CA-CA14-05-90.501 | CA14-05-90.501-Living | City Accommodation | CA | CA14 | Village Units 52 - 95 & Car park | 05 | Fifth Floor | 90.501 | 99963 | Student Accommodation | 99939 | Unusable Spaces | 19.29 | Living | 7 | Residential Accommodation Space Group | 700 | Residential - Specific type not defined |  | Unknown | 0.00 | NO
City Accommodation_CA14-Village Units 52 - 95 & Car park_Fifth Floor_90.501A _ HWS | CA-CA14-05-90.501A | CA14-05-90.501A-HWS | City Accommodation | CA | CA14 | Village Units 52 - 95 & Car park | 05 | Fifth Floor | 90.501A | 99963 | Student Accommodation | 99939 | Unusable Spaces | 0.79 | HWS | 7 | Residential Accommodation Space Group | 700 | Residential - Specific type not defined |  | Unknown | 0.00 | NO
City Accommodation_CA14-Village Units 52 - 95 & Car park_Fifth Floor_90.502 _ Kitchen | CA-CA14-05-90.502 | CA14-05-90.502-Kitchen | City Accommodation | CA | CA14 | Village Units 52 - 95 & Car park | 05 | Fifth Floor | 90.502 | 99963 | Student Accommodation | 99939 | Unusable Spaces | 6.13 | Kitchen | 7 | Residential Accommodation Space Group | 700 | Residential - Specific type not defined |  | Unknown | 0.00 | NO
City Accommodation_CA14-Village Units 52 - 95 & Car park_Fifth Floor_90.503 _ Passage | CA-CA14-05-90.503 | CA14-05-90.503-Passage | City Accommodation | CA | CA14 | Village Units 52 - 95 & Car park | 05 | Fifth Floor | 90.503 | 99963 | Student Accommodation | 99939 | Unusable Spaces | 5.83 | Passage | 7 | Residential Accommodation Space Group | 700 | Residential - Specific type not defined |  | Unknown | 0.00 | NO
City Accommodation_CA14-Village Units 52 - 95 & Car park_Fifth Floor_90.504 _ Bathroom | CA-CA14-05-90.504 | CA14-05-90.504-Bathroom | City Accommodation | CA | CA14 | Village Units 52 - 95 & Car park | 05 | Fifth Floor | 90.504 | 99963 | Student Accommodation | 99939 | Unusable Spaces | 3.61 | Bathroom | 7 | Residential Accommodation Space Group | 700 | Residential - Specific type not defined |  | Unknown | 0.00 | NO
City Accommodation_CA14-Village Units 52 - 95 & Car park_Fifth Floor_90.505 _ Bedroom 4 | CA-CA14-05-90.505 | CA14-05-90.505-Bedroom 4 | City Accommodation | CA | CA14 | Village Units 52 - 95 & Car park | 05 | Fifth Floor | 90.505 | 99963 | Student Accommodation | 99939 | Unusable Spaces | 11.21 | Bedroom 4 | 7 | Residential Accommodation Space Group | 700 | Residential - Specific type not defined |  | Unknown | 0.00 | NO
City Accommodation_CA14-Village Units 52 - 95 & Car park_Fifth Floor_90.505A _ BIR | CA-CA14-05-90.505A | CA14-05-90.505A-BIR | City Accommodation | CA | CA14 | Village Units 52 - 95 & Car park | 05 | Fifth Floor | 90.505A | 99963 | Student Accommodation | 99939 | Unusable Spaces | 0.6 | BIR | 7 | Residential Accommodation Space Group | 700 | Residential - Specific type not defined |  | Unknown | 0.00 | NO
City Accommodation_CA14-Village Units 52 - 95 & Car park_Fifth Floor_90.506 _ Bedroom 3 | CA-CA14-05-90.506 | CA14-05-90.506-Bedroom 3 | City Accommodation | CA | CA14 | Village Units 52 - 95 & Car park | 05 | Fifth Floor | 90.506 | 99963 | Student Accommodation | 99939 | Unusable Spaces | 8.64 | Bedroom 3 | 7 | Residential Accommodation Space Group | 700 | Residential - Specific type not defined |  | Unknown | 0.00 | NO
City Accommodation_CA14-Village Units 52 - 95 & Car park_Fifth Floor_90.506A _ BIR | CA-CA14-05-90.506A | CA14-05-90.506A-BIR | City Accommodation | CA | CA14 | Village Units 52 - 95 & Car park | 05 | Fifth Floor | 90.506A | 99963 | Student Accommodation | 99939 | Unusable Spaces | 0.6 | BIR | 7 | Residential Accommodation Space Group | 700 | Residential - Specific type not defined |  | Unknown | 0.00 | NO
City Accommodation_CA14-Village Units 52 - 95 & Car park_Fifth Floor_90.507 _ Bedroom 2 | CA-CA14-05-90.507 | CA14-05-90.507-Bedroom 2 | City Accommodation | CA | CA14 | Village Units 52 - 95 & Car park | 05 | Fifth Floor | 90.507 | 99963 | Student Accommodation | 99939 | Unusable Spaces | 8.61 | Bedroom 2 | 7 | Residential Accommodation Space Group | 700 | Residential - Specific type not defined |  | Unknown | 0.00 | NO
City Accommodation_CA14-Village Units 52 - 95 & Car park_Fifth Floor_90.507A _ BIR | CA-CA14-05-90.507A | CA14-05-90.507A-BIR | City Accommodation | CA | CA14 | Village Units 52 - 95 & Car park | 05 | Fifth Floor | 90.507A | 99963 | Student Accommodation | 99939 | Unusable Spaces | 0.6 | BIR | 7 | Residential Accommodation Space Group | 700 | Residential - Specific type not defined |  | Unknown | 0.00 | NO
City Accommodation_CA14-Village Units 52 - 95 & Car park_Fifth Floor_90.508 _ WC | CA-CA14-05-90.508 | CA14-05-90.508-WC | City Accommodation | CA | CA14 | Village Units 52 - 95 & Car park | 05 | Fifth Floor | 90.508 | 99963 | Student Accommodation | 99939 | Unusable Spaces | 1.52 | WC | 7 | Residential Accommodation Space Group | 700 | Residential - Specific type not defined |  | Unknown | 0.00 | NO
City Accommodation_CA14-Village Units 52 - 95 & Car park_Fifth Floor_90.509 _ Ldry | CA-CA14-05-90.509 | CA14-05-90.509-Ldry | City Accommodation | CA | CA14 | Village Units 52 - 95 & Car park | 05 | Fifth Floor | 90.509 | 99963 | Student Accommodation | 99939 | Unusable Spaces | 2.43 | Ldry | 7 | Residential Accommodation Space Group | 700 | Residential - Specific type not defined |  | Unknown | 0.00 | NO
City Accommodation_CA14-Village Units 52 - 95 & Car park_Fifth Floor_90.510 _ Bathroom | CA-CA14-05-90.510 | CA14-05-90.510-Bathroom | City Accommodation | CA | CA14 | Village Units 52 - 95 & Car park | 05 | Fifth Floor | 90.510 | 99963 | Student Accommodation | 99939 | Unusable Spaces | 2.07 | Bathroom | 7 | Residential Accommodation Space Group | 700 | Residential - Specific type not defined |  | Unknown | 0.00 | NO
City Accommodation_CA14-Village Units 52 - 95 & Car park_Fifth Floor_90.511 _ Bedroom 1 | CA-CA14-05-90.511 | CA14-05-90.511-Bedroom 1 | City Accommodation | CA | CA14 | Village Units 52 - 95 & Car park | 05 | Fifth Floor | 90.511 | 99963 | Student Accommodation | 99939 | Unusable Spaces | 6.94 | Bedroom 1 | 7 | Residential Accommodation Space Group | 700 | Residential - Specific type not defined |  | Unknown | 0.00 | NO
City Accommodation_CA14-Village Units 52 - 95 & Car park_Fifth Floor_90.511A _ BIR | CA-CA14-05-90.511A | CA14-05-90.511A-BIR | City Accommodation | CA | CA14 | Village Units 52 - 95 & Car park | 05 | Fifth Floor | 90.511A | 99963 | Student Accommodation | 99939 | Unusable Spaces | 0.6 | BIR | 7 | Residential Accommodation Space Group | 700 | Residential - Specific type not defined |  | Unknown | 0.00 | NO
City Accommodation_CA14-Village Units 52 - 95 & Car park_Fifth Floor_91.501 _ Living | CA-CA14-05-91.501 | CA14-05-91.501-Living | City Accommodation | CA | CA14 | Village Units 52 - 95 & Car park | 05 | Fifth Floor | 91.501 | 99963 | Student Accommodation | 99939 | Unusable Spaces | 21.96 | Living | 7 | Residential Accommodation Space Group | 700 | Residential - Specific type not defined |  | Unknown | 0.00 | NO
City Accommodation_CA14-Village Units 52 - 95 & Car park_Fifth Floor_91.501A _ HWS | CA-CA14-05-91.501A | CA14-05-91.501A-HWS | City Accommodation | CA | CA14 | Village Units 52 - 95 & Car park | 05 | Fifth Floor | 91.501A | 99963 | Student Accommodation | 99939 | Unusable Spaces | 0.79 | HWS | 7 | Residential Accommodation Space Group | 700 | Residential - Specific type not defined |  | Unknown | 0.00 | NO
City Accommodation_CA14-Village Units 52 - 95 & Car park_Fifth Floor_91.502 _ Kitchen | CA-CA14-05-91.502 | CA14-05-91.502-Kitchen | City Accommodation | CA | CA14 | Village Units 52 - 95 & Car park | 05 | Fifth Floor | 91.502 | 99963 | Student Accommodation | 99939 | Unusable Spaces | 6.03 | Kitchen | 7 | Residential Accommodation Space Group | 700 | Residential - Specific type not defined |  | Unknown | 0.00 | NO
City Accommodation_CA14-Village Units 52 - 95 & Car park_Fifth Floor_91.503 _ Passage | CA-CA14-05-91.503 | CA14-05-91.503-Passage | City Accommodation | CA | CA14 | Village Units 52 - 95 & Car park | 05 | Fifth Floor | 91.503 | 99963 | Student Accommodation | 99939 | Unusable Spaces | 5.83 | Passage | 7 | Residential Accommodation Space Group | 700 | Residential - Specific type not defined |  | Unknown | 0.00 | NO
City Accommodation_CA14-Village Units 52 - 95 & Car park_Fifth Floor_91.504 _ Bathroom | CA-CA14-05-91.504 | CA14-05-91.504-Bathroom | City Accommodation | CA | CA14 | Village Units 52 - 95 & Car park | 05 | Fifth Floor | 91.504 | 99963 | Student Accommodation | 99939 | Unusable Spaces | 3.61 | Bathroom | 7 | Residential Accommodation Space Group | 700 | Residential - Specific type not defined |  | Unknown | 0.00 | NO
City Accommodation_CA14-Village Units 52 - 95 & Car park_Fifth Floor_91.505 _ Bedroom 2 | CA-CA14-05-91.505 | CA14-05-91.505-Bedroom 2 | City Accommodation | CA | CA14 | Village Units 52 - 95 & Car park | 05 | Fifth Floor | 91.505 | 99963 | Student Accommodation | 99939 | Unusable Spaces | 11.01 | Bedroom 2 | 7 | Residential Accommodation Space Group | 700 | Residential - Specific type not defined |  | Unknown | 0.00 | NO
City Accommodation_CA14-Village Units 52 - 95 & Car park_Fifth Floor_91.505A _ BIR | CA-CA14-05-91.505A | CA14-05-91.505A-BIR | City Accommodation | CA | CA14 | Village Units 52 - 95 & Car park | 05 | Fifth Floor | 91.505A | 99963 | Student Accommodation | 99939 | Unusable Spaces | 0.6 | BIR | 7 | Residential Accommodation Space Group | 700 | Residential - Specific type not defined |  | Unknown | 0.00 | NO
City Accommodation_CA14-Village Units 52 - 95 & Car park_Fifth Floor_91.506 _ Bedroom 3 | CA-CA14-05-91.506 | CA14-05-91.506-Bedroom 3 | City Accommodation | CA | CA14 | Village Units 52 - 95 & Car park | 05 | Fifth Floor | 91.506 | 99963 | Student Accommodation | 99939 | Unusable Spaces | 8.64 | Bedroom 3 | 7 | Residential Accommodation Space Group | 700 | Residential - Specific type not defined |  | Unknown | 0.00 | NO
City Accommodation_CA14-Village Units 52 - 95 & Car park_Fifth Floor_91.506A _ BIR | CA-CA14-05-91.506A | CA14-05-91.506A-BIR | City Accommodation | CA | CA14 | Village Units 52 - 95 & Car park | 05 | Fifth Floor | 91.506A | 99963 | Student Accommodation | 99939 | Unusable Spaces | 0.6 | BIR | 7 | Residential Accommodation Space Group | 700 | Residential - Specific type not defined |  | Unknown | 0.00 | NO
City Accommodation_CA14-Village Units 52 - 95 & Car park_Fifth Floor_91.507 _ Bedroom 4 | CA-CA14-05-91.507 | CA14-05-91.507-Bedroom 4 | City Accommodation | CA | CA14 | Village Units 52 - 95 & Car park | 05 | Fifth Floor | 91.507 | 99963 | Student Accommodation | 99939 | Unusable Spaces | 8.61 | Bedroom 4 | 7 | Residential Accommodation Space Group | 700 | Residential - Specific type not defined |  | Unknown | 0.00 | NO
City Accommodation_CA14-Village Units 52 - 95 & Car park_Fifth Floor_91.507A _ BIR | CA-CA14-05-91.507A | CA14-05-91.507A-BIR | City Accommodation | CA | CA14 | Village Units 52 - 95 & Car park | 05 | Fifth Floor | 91.507A | 99963 | Student Accommodation | 99939 | Unusable Spaces | 0.6 | BIR | 7 | Residential Accommodation Space Group | 700 | Residential - Specific type not defined |  | Unknown | 0.00 | NO
City Accommodation_CA14-Village Units 52 - 95 & Car park_Fifth Floor_91.508 _ WC | CA-CA14-05-91.508 | CA14-05-91.508-WC | City Accommodation | CA | CA14 | Village Units 52 - 95 & Car park | 05 | Fifth Floor | 91.508 | 99963 | Student Accommodation | 99939 | Unusable Spaces | 1.52 | WC | 7 | Residential Accommodation Space Group | 700 | Residential - Specific type not defined |  | Unknown | 0.00 | NO
City Accommodation_CA14-Village Units 52 - 95 & Car park_Fifth Floor_91.509 _ Ldry | CA-CA14-05-91.509 | CA14-05-91.509-Ldry | City Accommodation | CA | CA14 | Village Units 52 - 95 & Car park | 05 | Fifth Floor | 91.509 | 99963 | Student Accommodation | 99939 | Unusable Spaces | 2.43 | Ldry | 7 | Residential Accommodation Space Group | 700 | Residential - Specific type not defined |  | Unknown | 0.00 | NO
City Accommodation_CA14-Village Units 52 - 95 & Car park_Fifth Floor_91.510 _ Bathroom | CA-CA14-05-91.510 | CA14-05-91.510-Bathroom | City Accommodation | CA | CA14 | Village Units 52 - 95 & Car park | 05 | Fifth Floor | 91.510 | 99963 | Student Accommodation | 99939 | Unusable Spaces | 2.07 | Bathroom | 7 | Residential Accommodation Space Group | 700 | Residential - Specific type not defined |  | Unknown | 0.00 | NO
City Accommodation_CA14-Village Units 52 - 95 & Car park_Fifth Floor_91.511 _ Bedroom 1 | CA-CA14-05-91.511 | CA14-05-91.511-Bedroom 1 | City Accommodation | CA | CA14 | Village Units 52 - 95 & Car park | 05 | Fifth Floor | 91.511 | 99963 | Student Accommodation | 99939 | Unusable Spaces | 6.94 | Bedroom 1 | 7 | Residential Accommodation Space Group | 700 | Residential - Specific type not defined |  | Unknown | 0.00 | NO
City Accommodation_CA14-Village Units 52 - 95 & Car park_Fifth Floor_91.511A _ BIR | CA-CA14-05-91.511A | CA14-05-91.511A-BIR | City Accommodation | CA | CA14 | Village Units 52 - 95 & Car park | 05 | Fifth Floor | 91.511A | 99963 | Student Accommodation | 99939 | Unusable Spaces | 0.6 | BIR | 7 | Residential Accommodation Space Group | 700 | Residential - Specific type not defined |  | Unknown | 0.00 | NO
City Accommodation_CA14-Village Units 52 - 95 & Car park_Fifth Floor_92.501 _ Living | CA-CA14-05-92.501 | CA14-05-92.501-Living | City Accommodation | CA | CA14 | Village Units 52 - 95 & Car park | 05 | Fifth Floor | 92.501 | 99963 | Student Accommodation | 99939 | Unusable Spaces | 28.87 | Living | 7 | Residential Accommodation Space Group | 700 | Residential - Specific type not defined |  | Unknown | 0.00 | NO
City Accommodation_CA14-Village Units 52 - 95 & Car park_Fifth Floor_92.501A _ Kitchen | CA-CA14-05-92.501A | CA14-05-92.501A-Kitchen | City Accommodation | CA | CA14 | Village Units 52 - 95 & Car park | 05 | Fifth Floor | 92.501A | 99963 | Student Accommodation | 99939 | Unusable Spaces | 6.15 | Kitchen | 7 | Residential Accommodation Space Group | 700 | Residential - Specific type not defined |  | Unknown | 0.00 | NO
City Accommodation_CA14-Village Units 52 - 95 & Car park_Fifth Floor_92.502 _ Passage | CA-CA14-05-92.502 | CA14-05-92.502-Passage | City Accommodation | CA | CA14 | Village Units 52 - 95 & Car park | 05 | Fifth Floor | 92.502 | 99963 | Student Accommodation | 99939 | Unusable Spaces | 7.23 | Passage | 7 | Residential Accommodation Space Group | 700 | Residential - Specific type not defined |  | Unknown | 0.00 | NO
City Accommodation_CA14-Village Units 52 - 95 & Car park_Fifth Floor_92.502A _ HWS | CA-CA14-05-92.502A | CA14-05-92.502A-HWS | City Accommodation | CA | CA14 | Village Units 52 - 95 & Car park | 05 | Fifth Floor | 92.502A | 99963 | Student Accommodation | 99939 | Unusable Spaces | 0.79 | HWS | 7 | Residential Accommodation Space Group | 700 | Residential - Specific type not defined |  | Unknown | 0.00 | NO
City Accommodation_CA14-Village Units 52 - 95 & Car park_Fifth Floor_92.503 _ Ldry | CA-CA14-05-92.503 | CA14-05-92.503-Ldry | City Accommodation | CA | CA14 | Village Units 52 - 95 & Car park | 05 | Fifth Floor | 92.503 | 99963 | Student Accommodation | 99939 | Unusable Spaces | 2.9 | Ldry | 7 | Residential Accommodation Space Group | 700 | Residential - Specific type not defined |  | Unknown | 0.00 | NO
City Accommodation_CA14-Village Units 52 - 95 & Car park_Fifth Floor_92.504 _ Bathroom | CA-CA14-05-92.504 | CA14-05-92.504-Bathroom | City Accommodation | CA | CA14 | Village Units 52 - 95 & Car park | 05 | Fifth Floor | 92.504 | 99963 | Student Accommodation | 99939 | Unusable Spaces | 3.26 | Bathroom | 7 | Residential Accommodation Space Group | 700 | Residential - Specific type not defined |  | Unknown | 0.00 | NO
City Accommodation_CA14-Village Units 52 - 95 & Car park_Fifth Floor_92.505 _ WC | CA-CA14-05-92.505 | CA14-05-92.505-WC | City Accommodation | CA | CA14 | Village Units 52 - 95 & Car park | 05 | Fifth Floor | 92.505 | 99963 | Student Accommodation | 99939 | Unusable Spaces | 2.13 | WC | 7 | Residential Accommodation Space Group | 700 | Residential - Specific type not defined |  | Unknown | 0.00 | NO
City Accommodation_CA14-Village Units 52 - 95 & Car park_Fifth Floor_92.506 _ Bedroom 3 | CA-CA14-05-92.506 | CA14-05-92.506-Bedroom 3 | City Accommodation | CA | CA14 | Village Units 52 - 95 & Car park | 05 | Fifth Floor | 92.506 | 99963 | Student Accommodation | 99939 | Unusable Spaces | 12.28 | Bedroom 3 | 7 | Residential Accommodation Space Group | 700 | Residential - Specific type not defined |  | Unknown | 0.00 | NO
City Accommodation_CA14-Village Units 52 - 95 & Car park_Fifth Floor_92.506A _ BIR | CA-CA14-05-92.506A | CA14-05-92.506A-BIR | City Accommodation | CA | CA14 | Village Units 52 - 95 & Car park | 05 | Fifth Floor | 92.506A | 99963 | Student Accommodation | 99939 | Unusable Spaces | 0.6 | BIR | 7 | Residential Accommodation Space Group | 700 | Residential - Specific type not defined |  | Unknown | 0.00 | NO
City Accommodation_CA14-Village Units 52 - 95 & Car park_Fifth Floor_92.507 _ Bedroom 2 | CA-CA14-05-92.507 | CA14-05-92.507-Bedroom 2 | City Accommodation | CA | CA14 | Village Units 52 - 95 & Car park | 05 | Fifth Floor | 92.507 | 99963 | Student Accommodation | 99939 | Unusable Spaces | 8.63 | Bedroom 2 | 7 | Residential Accommodation Space Group | 700 | Residential - Specific type not defined |  | Unknown | 0.00 | NO
City Accommodation_CA14-Village Units 52 - 95 & Car park_Fifth Floor_92.507A _ BIR | CA-CA14-05-92.507A | CA14-05-92.507A-BIR | City Accommodation | CA | CA14 | Village Units 52 - 95 & Car park | 05 | Fifth Floor | 92.507A | 99963 | Student Accommodation | 99939 | Unusable Spaces | 0.6 | BIR | 7 | Residential Accommodation Space Group | 700 | Residential - Specific type not defined |  | Unknown | 0.00 | NO
City Accommodation_CA14-Village Units 52 - 95 & Car park_Fifth Floor_92.508 _ Bedroom 1 | CA-CA14-05-92.508 | CA14-05-92.508-Bedroom 1 | City Accommodation | CA | CA14 | Village Units 52 - 95 & Car park | 05 | Fifth Floor | 92.508 | 99963 | Student Accommodation | 99939 | Unusable Spaces | 11.25 | Bedroom 1 | 7 | Residential Accommodation Space Group | 700 | Residential - Specific type not defined |  | Unknown | 0.00 | NO
City Accommodation_CA14-Village Units 52 - 95 & Car park_Fifth Floor_92.508A _ BIR | CA-CA14-05-92.508A | CA14-05-92.508A-BIR | City Accommodation | CA | CA14 | Village Units 52 - 95 & Car park | 05 | Fifth Floor | 92.508A | 99963 | Student Accommodation | 99939 | Unusable Spaces | 0.6 | BIR | 7 | Residential Accommodation Space Group | 700 | Residential - Specific type not defined |  | Unknown | 0.00 | NO
City Accommodation_CA14-Village Units 52 - 95 & Car park_Fifth Floor_92.509 _ Bathroom | CA-CA14-05-92.509 | CA14-05-92.509-Bathroom | City Accommodation | CA | CA14 | Village Units 52 - 95 & Car park | 05 | Fifth Floor | 92.509 | 99963 | Student Accommodation | 99939 | Unusable Spaces | 3.61 | Bathroom | 7 | Residential Accommodation Space Group | 700 | Residential - Specific type not defined |  | Unknown | 0.00 | NO
City Accommodation_CA14-Village Units 52 - 95 & Car park_Fifth Floor_93.501 _ Porch | CA-CA14-05-93.501 | CA14-05-93.501-Porch | City Accommodation | CA | CA14 | Village Units 52 - 95 & Car park | 05 | Fifth Floor | 93.501 | 99963 | Student Accommodation | 99939 | Unusable Spaces | 3.06 | Porch | 7 | Residential Accommodation Space Group | 700 | Residential - Specific type not defined |  | Unknown | 0.00 | NO
City Accommodation_CA14-Village Units 52 - 95 & Car park_Fifth Floor_93.502 _ Living | CA-CA14-05-93.502 | CA14-05-93.502-Living | City Accommodation | CA | CA14 | Village Units 52 - 95 & Car park | 05 | Fifth Floor | 93.502 | 99963 | Student Accommodation | 99939 | Unusable Spaces | 21.82 | Living | 7 | Residential Accommodation Space Group | 700 | Residential - Specific type not defined |  | Unknown | 0.00 | NO
City Accommodation_CA14-Village Units 52 - 95 & Car park_Fifth Floor_93.502A _ Kitchen | CA-CA14-05-93.502A | CA14-05-93.502A-Kitchen | City Accommodation | CA | CA14 | Village Units 52 - 95 & Car park | 05 | Fifth Floor | 93.502A | 99963 | Student Accommodation | 99939 | Unusable Spaces | 6.13 | Kitchen | 7 | Residential Accommodation Space Group | 700 | Residential - Specific type not defined |  | Unknown | 0.00 | NO
City Accommodation_CA14-Village Units 52 - 95 & Car park_Fifth Floor_93.503 _ Passage | CA-CA14-05-93.503 | CA14-05-93.503-Passage | City Accommodation | CA | CA14 | Village Units 52 - 95 & Car park | 05 | Fifth Floor | 93.503 | 99963 | Student Accommodation | 99939 | Unusable Spaces | 5.83 | Passage | 7 | Residential Accommodation Space Group | 700 | Residential - Specific type not defined |  | Unknown | 0.00 | NO
City Accommodation_CA14-Village Units 52 - 95 & Car park_Fifth Floor_93.503A _ HWS | CA-CA14-05-93.503A | CA14-05-93.503A-HWS | City Accommodation | CA | CA14 | Village Units 52 - 95 & Car park | 05 | Fifth Floor | 93.503A | 99963 | Student Accommodation | 99939 | Unusable Spaces | 0.79 | HWS | 7 | Residential Accommodation Space Group | 700 | Residential - Specific type not defined |  | Unknown | 0.00 | NO
City Accommodation_CA14-Village Units 52 - 95 & Car park_Fifth Floor_93.504 _ Bedroom 1 | CA-CA14-05-93.504 | CA14-05-93.504-Bedroom 1 | City Accommodation | CA | CA14 | Village Units 52 - 95 & Car park | 05 | Fifth Floor | 93.504 | 99963 | Student Accommodation | 99939 | Unusable Spaces | 9.88 | Bedroom 1 | 7 | Residential Accommodation Space Group | 700 | Residential - Specific type not defined |  | Unknown | 0.00 | NO
City Accommodation_CA14-Village Units 52 - 95 & Car park_Fifth Floor_93.504A _ BIR | CA-CA14-05-93.504A | CA14-05-93.504A-BIR | City Accommodation | CA | CA14 | Village Units 52 - 95 & Car park | 05 | Fifth Floor | 93.504A | 99963 | Student Accommodation | 99939 | Unusable Spaces | 0.62 | BIR | 7 | Residential Accommodation Space Group | 700 | Residential - Specific type not defined |  | Unknown | 0.00 | NO
City Accommodation_CA14-Village Units 52 - 95 & Car park_Fifth Floor_93.505 _ Bathroom | CA-CA14-05-93.505 | CA14-05-93.505-Bathroom | City Accommodation | CA | CA14 | Village Units 52 - 95 & Car park | 05 | Fifth Floor | 93.505 | 99963 | Student Accommodation | 99939 | Unusable Spaces | 2.12 | Bathroom | 7 | Residential Accommodation Space Group | 700 | Residential - Specific type not defined |  | Unknown | 0.00 | NO
City Accommodation_CA14-Village Units 52 - 95 & Car park_Fifth Floor_93.506 _ Ldry | CA-CA14-05-93.506 | CA14-05-93.506-Ldry | City Accommodation | CA | CA14 | Village Units 52 - 95 & Car park | 05 | Fifth Floor | 93.506 | 99963 | Student Accommodation | 99939 | Unusable Spaces | 2.49 | Ldry | 7 | Residential Accommodation Space Group | 700 | Residential - Specific type not defined |  | Unknown | 0.00 | NO
City Accommodation_CA14-Village Units 52 - 95 & Car park_Fifth Floor_93.507 _ WC | CA-CA14-05-93.507 | CA14-05-93.507-WC | City Accommodation | CA | CA14 | Village Units 52 - 95 & Car park | 05 | Fifth Floor | 93.507 | 99963 | Student Accommodation | 99939 | Unusable Spaces | 1.56 | WC | 7 | Residential Accommodation Space Group | 700 | Residential - Specific type not defined |  | Unknown | 0.00 | NO
City Accommodation_CA14-Village Units 52 - 95 & Car park_Fifth Floor_93.508 _ Bedroom 4 | CA-CA14-05-93.508 | CA14-05-93.508-Bedroom 4 | City Accommodation | CA | CA14 | Village Units 52 - 95 & Car park | 05 | Fifth Floor | 93.508 | 99963 | Student Accommodation | 99939 | Unusable Spaces | 8.73 | Bedroom 4 | 7 | Residential Accommodation Space Group | 700 | Residential - Specific type not defined |  | Unknown | 0.00 | NO
City Accommodation_CA14-Village Units 52 - 95 & Car park_Fifth Floor_93.508A _ BIR | CA-CA14-05-93.508A | CA14-05-93.508A-BIR | City Accommodation | CA | CA14 | Village Units 52 - 95 & Car park | 05 | Fifth Floor | 93.508A | 99963 | Student Accommodation | 99939 | Unusable Spaces | 0.62 | BIR | 7 | Residential Accommodation Space Group | 700 | Residential - Specific type not defined |  | Unknown | 0.00 | NO
City Accommodation_CA14-Village Units 52 - 95 & Car park_Fifth Floor_93.509 _ Bedroom 3 | CA-CA14-05-93.509 | CA14-05-93.509-Bedroom 3 | City Accommodation | CA | CA14 | Village Units 52 - 95 & Car park | 05 | Fifth Floor | 93.509 | 99963 | Student Accommodation | 99939 | Unusable Spaces | 8.64 | Bedroom 3 | 7 | Residential Accommodation Space Group | 700 | Residential - Specific type not defined |  | Unknown | 0.00 | NO
City Accommodation_CA14-Village Units 52 - 95 & Car park_Fifth Floor_93.509A _ BIR | CA-CA14-05-93.509A | CA14-05-93.509A-BIR | City Accommodation | CA | CA14 | Village Units 52 - 95 & Car park | 05 | Fifth Floor | 93.509A | 99963 | Student Accommodation | 99939 | Unusable Spaces | 0.6 | BIR | 7 | Residential Accommodation Space Group | 700 | Residential - Specific type not defined |  | Unknown | 0.00 | NO
City Accommodation_CA14-Village Units 52 - 95 & Car park_Fifth Floor_93.510 _ Bedroom 2 | CA-CA14-05-93.510 | CA14-05-93.510-Bedroom 2 | City Accommodation | CA | CA14 | Village Units 52 - 95 & Car park | 05 | Fifth Floor | 93.510 | 99963 | Student Accommodation | 99939 | Unusable Spaces | 11.21 | Bedroom 2 | 7 | Residential Accommodation Space Group | 700 | Residential - Specific type not defined |  | Unknown | 0.00 | NO
City Accommodation_CA14-Village Units 52 - 95 & Car park_Fifth Floor_93.510A _ BIR | CA-CA14-05-93.510A | CA14-05-93.510A-BIR | City Accommodation | CA | CA14 | Village Units 52 - 95 & Car park | 05 | Fifth Floor | 93.510A | 99963 | Student Accommodation | 99939 | Unusable Spaces | 0.6 | BIR | 7 | Residential Accommodation Space Group | 700 | Residential - Specific type not defined |  | Unknown | 0.00 | NO
City Accommodation_CA14-Village Units 52 - 95 & Car park_Fifth Floor_93.511 _ Bathroom | CA-CA14-05-93.511 | CA14-05-93.511-Bathroom | City Accommodation | CA | CA14 | Village Units 52 - 95 & Car park | 05 | Fifth Floor | 93.511 | 99963 | Student Accommodation | 99939 | Unusable Spaces | 3.61 | Bathroom | 7 | Residential Accommodation Space Group | 700 | Residential - Specific type not defined |  | Unknown | 0.00 | NO
City Accommodation_CA14-Village Units 52 - 95 & Car park_Fifth Floor_94.501 _ Porch | CA-CA14-05-94.501 | CA14-05-94.501-Porch | City Accommodation | CA | CA14 | Village Units 52 - 95 & Car park | 05 | Fifth Floor | 94.501 | 99963 | Student Accommodation | 99939 | Unusable Spaces | 1.69 | Porch | 7 | Residential Accommodation Space Group | 700 | Residential - Specific type not defined |  | Unknown | 0.00 | NO
City Accommodation_CA14-Village Units 52 - 95 & Car park_Fifth Floor_94.502 _ Living | CA-CA14-05-94.502 | CA14-05-94.502-Living | City Accommodation | CA | CA14 | Village Units 52 - 95 & Car park | 05 | Fifth Floor | 94.502 | 99963 | Student Accommodation | 99939 | Unusable Spaces | 23.22 | Living | 7 | Residential Accommodation Space Group | 700 | Residential - Specific type not defined |  | Unknown | 0.00 | NO
City Accommodation_CA14-Village Units 52 - 95 & Car park_Fifth Floor_94.502A _ Kitchen | CA-CA14-05-94.502A | CA14-05-94.502A-Kitchen | City Accommodation | CA | CA14 | Village Units 52 - 95 & Car park | 05 | Fifth Floor | 94.502A | 99963 | Student Accommodation | 99939 | Unusable Spaces | 6.13 | Kitchen | 7 | Residential Accommodation Space Group | 700 | Residential - Specific type not defined |  | Unknown | 0.00 | NO
City Accommodation_CA14-Village Units 52 - 95 & Car park_Fifth Floor_94.503 _ Passage | CA-CA14-05-94.503 | CA14-05-94.503-Passage | City Accommodation | CA | CA14 | Village Units 52 - 95 & Car park | 05 | Fifth Floor | 94.503 | 99963 | Student Accommodation | 99939 | Unusable Spaces | 5.83 | Passage | 7 | Residential Accommodation Space Group | 700 | Residential - Specific type not defined |  | Unknown | 0.00 | NO
City Accommodation_CA14-Village Units 52 - 95 & Car park_Fifth Floor_94.503A _ HWS | CA-CA14-05-94.503A | CA14-05-94.503A-HWS | City Accommodation | CA | CA14 | Village Units 52 - 95 & Car park | 05 | Fifth Floor | 94.503A | 99963 | Student Accommodation | 99939 | Unusable Spaces | 0.79 | HWS | 7 | Residential Accommodation Space Group | 700 | Residential - Specific type not defined |  | Unknown | 0.00 | NO
City Accommodation_CA14-Village Units 52 - 95 & Car park_Fifth Floor_94.504 _ Bathroom | CA-CA14-05-94.504 | CA14-05-94.504-Bathroom | City Accommodation | CA | CA14 | Village Units 52 - 95 & Car park | 05 | Fifth Floor | 94.504 | 99963 | Student Accommodation | 99939 | Unusable Spaces | 3.61 | Bathroom | 7 | Residential Accommodation Space Group | 700 | Residential - Specific type not defined |  | Unknown | 0.00 | NO
City Accommodation_CA14-Village Units 52 - 95 & Car park_Fifth Floor_94.505 _ Bedroom 4 | CA-CA14-05-94.505 | CA14-05-94.505-Bedroom 4 | City Accommodation | CA | CA14 | Village Units 52 - 95 & Car park | 05 | Fifth Floor | 94.505 | 99963 | Student Accommodation | 99939 | Unusable Spaces | 11.21 | Bedroom 4 | 7 | Residential Accommodation Space Group | 700 | Residential - Specific type not defined |  | Unknown | 0.00 | NO
City Accommodation_CA14-Village Units 52 - 95 & Car park_Fifth Floor_94.505A _ BIR | CA-CA14-05-94.505A | CA14-05-94.505A-BIR | City Accommodation | CA | CA14 | Village Units 52 - 95 & Car park | 05 | Fifth Floor | 94.505A | 99963 | Student Accommodation | 99939 | Unusable Spaces | 0.6 | BIR | 7 | Residential Accommodation Space Group | 700 | Residential - Specific type not defined |  | Unknown | 0.00 | NO
City Accommodation_CA14-Village Units 52 - 95 & Car park_Fifth Floor_94.506 _ Bedroom 3 | CA-CA14-05-94.506 | CA14-05-94.506-Bedroom 3 | City Accommodation | CA | CA14 | Village Units 52 - 95 & Car park | 05 | Fifth Floor | 94.506 | 99963 | Student Accommodation | 99939 | Unusable Spaces | 8.64 | Bedroom 3 | 7 | Residential Accommodation Space Group | 700 | Residential - Specific type not defined |  | Unknown | 0.00 | NO
City Accommodation_CA14-Village Units 52 - 95 & Car park_Fifth Floor_94.506A _ BIR | CA-CA14-05-94.506A | CA14-05-94.506A-BIR | City Accommodation | CA | CA14 | Village Units 52 - 95 & Car park | 05 | Fifth Floor | 94.506A | 99963 | Student Accommodation | 99939 | Unusable Spaces | 0.6 | BIR | 7 | Residential Accommodation Space Group | 700 | Residential - Specific type not defined |  | Unknown | 0.00 | NO
City Accommodation_CA14-Village Units 52 - 95 & Car park_Fifth Floor_94.507 _ Bedroom 2 | CA-CA14-05-94.507 | CA14-05-94.507-Bedroom 2 | City Accommodation | CA | CA14 | Village Units 52 - 95 & Car park | 05 | Fifth Floor | 94.507 | 99963 | Student Accommodation | 99939 | Unusable Spaces | 8.61 | Bedroom 2 | 7 | Residential Accommodation Space Group | 700 | Residential - Specific type not defined |  | Unknown | 0.00 | NO
City Accommodation_CA14-Village Units 52 - 95 & Car park_Fifth Floor_94.507A _ BIR | CA-CA14-05-94.507A | CA14-05-94.507A-BIR | City Accommodation | CA | CA14 | Village Units 52 - 95 & Car park | 05 | Fifth Floor | 94.507A | 99963 | Student Accommodation | 99939 | Unusable Spaces | 0.6 | BIR | 7 | Residential Accommodation Space Group | 700 | Residential - Specific type not defined |  | Unknown | 0.00 | NO
City Accommodation_CA14-Village Units 52 - 95 & Car park_Fifth Floor_94.508 _ WC | CA-CA14-05-94.508 | CA14-05-94.508-WC | City Accommodation | CA | CA14 | Village Units 52 - 95 & Car park | 05 | Fifth Floor | 94.508 | 99963 | Student Accommodation | 99939 | Unusable Spaces | 1.52 | WC | 7 | Residential Accommodation Space Group | 700 | Residential - Specific type not defined |  | Unknown | 0.00 | NO
City Accommodation_CA14-Village Units 52 - 95 & Car park_Fifth Floor_94.509 _ Ldry | CA-CA14-05-94.509 | CA14-05-94.509-Ldry | City Accommodation | CA | CA14 | Village Units 52 - 95 & Car park | 05 | Fifth Floor | 94.509 | 99963 | Student Accommodation | 99939 | Unusable Spaces | 2.43 | Ldry | 7 | Residential Accommodation Space Group | 700 | Residential - Specific type not defined |  | Unknown | 0.00 | NO
City Accommodation_CA14-Village Units 52 - 95 & Car park_Fifth Floor_94.510 _ Bathroom | CA-CA14-05-94.510 | CA14-05-94.510-Bathroom | City Accommodation | CA | CA14 | Village Units 52 - 95 & Car park | 05 | Fifth Floor | 94.510 | 99963 | Student Accommodation | 99939 | Unusable Spaces | 2.07 | Bathroom | 7 | Residential Accommodation Space Group | 700 | Residential - Specific type not defined |  | Unknown | 0.00 | NO
City Accommodation_CA14-Village Units 52 - 95 & Car park_Fifth Floor_94.511 _ Bedroom 1 | CA-CA14-05-94.511 | CA14-05-94.511-Bedroom 1 | City Accommodation | CA | CA14 | Village Units 52 - 95 & Car park | 05 | Fifth Floor | 94.511 | 99963 | Student Accommodation | 99939 | Unusable Spaces | 9.74 | Bedroom 1 | 7 | Residential Accommodation Space Group | 700 | Residential - Specific type not defined |  | Unknown | 0.00 | NO
City Accommodation_CA14-Village Units 52 - 95 & Car park_Fifth Floor_94.511A _ BIR | CA-CA14-05-94.511A | CA14-05-94.511A-BIR | City Accommodation | CA | CA14 | Village Units 52 - 95 & Car park | 05 | Fifth Floor | 94.511A | 99963 | Student Accommodation | 99939 | Unusable Spaces | 0.6 | BIR | 7 | Residential Accommodation Space Group | 700 | Residential - Specific type not defined |  | Unknown | 0.00 | NO
City Accommodation_CA14-Village Units 52 - 95 & Car park_Fifth Floor_95.501 _ Porch | CA-CA14-05-95.501 | CA14-05-95.501-Porch | City Accommodation | CA | CA14 | Village Units 52 - 95 & Car park | 05 | Fifth Floor | 95.501 | 99963 | Student Accommodation | 99939 | Unusable Spaces | 1.69 | Porch | 7 | Residential Accommodation Space Group | 700 | Residential - Specific type not defined |  | Unknown | 0.00 | NO
City Accommodation_CA14-Village Units 52 - 95 & Car park_Fifth Floor_95.502 _ Living | CA-CA14-05-95.502 | CA14-05-95.502-Living | City Accommodation | CA | CA14 | Village Units 52 - 95 & Car park | 05 | Fifth Floor | 95.502 | 99963 | Student Accommodation | 99939 | Unusable Spaces | 23.23 | Living | 7 | Residential Accommodation Space Group | 700 | Residential - Specific type not defined |  | Unknown | 0.00 | NO
City Accommodation_CA14-Village Units 52 - 95 & Car park_Fifth Floor_95.502A _ Kitchen | CA-CA14-05-95.502A | CA14-05-95.502A-Kitchen | City Accommodation | CA | CA14 | Village Units 52 - 95 & Car park | 05 | Fifth Floor | 95.502A | 99963 | Student Accommodation | 99939 | Unusable Spaces | 6.13 | Kitchen | 7 | Residential Accommodation Space Group | 700 | Residential - Specific type not defined |  | Unknown | 0.00 | NO
City Accommodation_CA14-Village Units 52 - 95 & Car park_Fifth Floor_95.503 _ Passage | CA-CA14-05-95.503 | CA14-05-95.503-Passage | City Accommodation | CA | CA14 | Village Units 52 - 95 & Car park | 05 | Fifth Floor | 95.503 | 99963 | Student Accommodation | 99939 | Unusable Spaces | 5.83 | Passage | 7 | Residential Accommodation Space Group | 700 | Residential - Specific type not defined |  | Unknown | 0.00 | NO
City Accommodation_CA14-Village Units 52 - 95 & Car park_Fifth Floor_95.503A _ HWS | CA-CA14-05-95.503A | CA14-05-95.503A-HWS | City Accommodation | CA | CA14 | Village Units 52 - 95 & Car park | 05 | Fifth Floor | 95.503A | 99963 | Student Accommodation | 99939 | Unusable Spaces | 0.79 | HWS | 7 | Residential Accommodation Space Group | 700 | Residential - Specific type not defined |  | Unknown | 0.00 | NO
City Accommodation_CA14-Village Units 52 - 95 & Car park_Fifth Floor_95.504 _ Bathroom | CA-CA14-05-95.504 | CA14-05-95.504-Bathroom | City Accommodation | CA | CA14 | Village Units 52 - 95 & Car park | 05 | Fifth Floor | 95.504 | 99963 | Student Accommodation | 99939 | Unusable Spaces | 3.61 | Bathroom | 7 | Residential Accommodation Space Group | 700 | Residential - Specific type not defined |  | Unknown | 0.00 | NO
City Accommodation_CA14-Village Units 52 - 95 & Car park_Fifth Floor_95.505 _ Bedroom 4 | CA-CA14-05-95.505 | CA14-05-95.505-Bedroom 4 | City Accommodation | CA | CA14 | Village Units 52 - 95 & Car park | 05 | Fifth Floor | 95.505 | 99963 | Student Accommodation | 99939 | Unusable Spaces | 11.21 | Bedroom 4 | 7 | Residential Accommodation Space Group | 700 | Residential - Specific type not defined |  | Unknown | 0.00 | NO
City Accommodation_CA14-Village Units 52 - 95 & Car park_Fifth Floor_95.505A _ BIR | CA-CA14-05-95.505A | CA14-05-95.505A-BIR | City Accommodation | CA | CA14 | Village Units 52 - 95 & Car park | 05 | Fifth Floor | 95.505A | 99963 | Student Accommodation | 99939 | Unusable Spaces | 0.6 | BIR | 7 | Residential Accommodation Space Group | 700 | Residential - Specific type not defined |  | Unknown | 0.00 | NO
City Accommodation_CA14-Village Units 52 - 95 & Car park_Fifth Floor_95.506 _ Bedroom 3 | CA-CA14-05-95.506 | CA14-05-95.506-Bedroom 3 | City Accommodation | CA | CA14 | Village Units 52 - 95 & Car park | 05 | Fifth Floor | 95.506 | 99963 | Student Accommodation | 99939 | Unusable Spaces | 8.64 | Bedroom 3 | 7 | Residential Accommodation Space Group | 700 | Residential - Specific type not defined |  | Unknown | 0.00 | NO
City Accommodation_CA14-Village Units 52 - 95 & Car park_Fifth Floor_95.506A _ BIR | CA-CA14-05-95.506A | CA14-05-95.506A-BIR | City Accommodation | CA | CA14 | Village Units 52 - 95 & Car park | 05 | Fifth Floor | 95.506A | 99963 | Student Accommodation | 99939 | Unusable Spaces | 0.6 | BIR | 7 | Residential Accommodation Space Group | 700 | Residential - Specific type not defined |  | Unknown | 0.00 | NO
City Accommodation_CA14-Village Units 52 - 95 & Car park_Fifth Floor_95.507 _ Bedroom 2 | CA-CA14-05-95.507 | CA14-05-95.507-Bedroom 2 | City Accommodation | CA | CA14 | Village Units 52 - 95 & Car park | 05 | Fifth Floor | 95.507 | 99963 | Student Accommodation | 99939 | Unusable Spaces | 8.77 | Bedroom 2 | 7 | Residential Accommodation Space Group | 700 | Residential - Specific type not defined |  | Unknown | 0.00 | NO
City Accommodation_CA14-Village Units 52 - 95 & Car park_Fifth Floor_95.507A _ BIR | CA-CA14-05-95.507A | CA14-05-95.507A-BIR | City Accommodation | CA | CA14 | Village Units 52 - 95 & Car park | 05 | Fifth Floor | 95.507A | 99963 | Student Accommodation | 99939 | Unusable Spaces | 0.6 | BIR | 7 | Residential Accommodation Space Group | 700 | Residential - Specific type not defined |  | Unknown | 0.00 | NO
City Accommodation_CA14-Village Units 52 - 95 & Car park_Fifth Floor_95.508 _ WC | CA-CA14-05-95.508 | CA14-05-95.508-WC | City Accommodation | CA | CA14 | Village Units 52 - 95 & Car park | 05 | Fifth Floor | 95.508 | 99963 | Student Accommodation | 99939 | Unusable Spaces | 1.56 | WC | 7 | Residential Accommodation Space Group | 700 | Residential - Specific type not defined |  | Unknown | 0.00 | NO
City Accommodation_CA14-Village Units 52 - 95 & Car park_Fifth Floor_95.509 _ Ldry | CA-CA14-05-95.509 | CA14-05-95.509-Ldry | City Accommodation | CA | CA14 | Village Units 52 - 95 & Car park | 05 | Fifth Floor | 95.509 | 99963 | Student Accommodation | 99939 | Unusable Spaces | 2.49 | Ldry | 7 | Residential Accommodation Space Group | 700 | Residential - Specific type not defined |  | Unknown | 0.00 | NO
City Accommodation_CA14-Village Units 52 - 95 & Car park_Fifth Floor_95.510 _ Bathroom | CA-CA14-05-95.510 | CA14-05-95.510-Bathroom | City Accommodation | CA | CA14 | Village Units 52 - 95 & Car park | 05 | Fifth Floor | 95.510 | 99963 | Student Accommodation | 99939 | Unusable Spaces | 2.13 | Bathroom | 7 | Residential Accommodation Space Group | 700 | Residential - Specific type not defined |  | Unknown | 0.00 | NO
City Accommodation_CA14-Village Units 52 - 95 & Car park_Fifth Floor_95.511 _ Bedroom 1 | CA-CA14-05-95.511 | CA14-05-95.511-Bedroom 1 | City Accommodation | CA | CA14 | Village Units 52 - 95 & Car park | 05 | Fifth Floor | 95.511 | 99963 | Student Accommodation | 99939 | Unusable Spaces | 9.79 | Bedroom 1 | 7 | Residential Accommodation Space Group | 700 | Residential - Specific type not defined |  | Unknown | 0.00 | NO
City Accommodation_CA14-Village Units 52 - 95 & Car park_Fifth Floor_95.511A _ BIR | CA-CA14-05-95.511A | CA14-05-95.511A-BIR | City Accommodation | CA | CA14 | Village Units 52 - 95 & Car park | 05 | Fifth Floor | 95.511A | 99963 | Student Accommodation | 99939 | Unusable Spaces | 0.6 | BIR | 7 | Residential Accommodation Space Group | 700 | Residential - Specific type not defined |  | Unknown | 0.00 | NO
City Accommodation_CA14-Village Units 52 - 95 & Car park_Basement_01 _ Carpark | CA-CA14-BA-01 | CA14-BA-01-Carpark | City Accommodation | CA | CA14 | Village Units 52 - 95 & Car park | BA | Basement | 01 | 99997 | Parking Spaces | 99939 | Unusable Spaces | 14.36 | Carpark | 8 | Non Useable Floor Area Space Group | 804 | Non-usable - Car park < 50% of building - Not usable TEFMA |  | Unknown | 0.00 | NO
City Accommodation_CA14-Village Units 52 - 95 & Car park_Basement_02 _ Carpark | CA-CA14-BA-02 | CA14-BA-02-Carpark | City Accommodation | CA | CA14 | Village Units 52 - 95 & Car park | BA | Basement | 02 | 99997 | Parking Spaces | 99939 | Unusable Spaces | 15.08 | Carpark | 8 | Non Useable Floor Area Space Group | 804 | Non-usable - Car park < 50% of building - Not usable TEFMA |  | Unknown | 0.00 | NO
City Accommodation_CA14-Village Units 52 - 95 & Car park_Basement_04 _ Carpark | CA-CA14-BA-04 | CA14-BA-04-Carpark | City Accommodation | CA | CA14 | Village Units 52 - 95 & Car park | BA | Basement | 04 | 99997 | Parking Spaces | 99939 | Unusable Spaces | 15.13 | Carpark | 8 | Non Useable Floor Area Space Group | 804 | Non-usable - Car park < 50% of building - Not usable TEFMA |  | Unknown | 0.00 | NO
City Accommodation_CA14-Village Units 52 - 95 & Car park_Basement_05 _ Carpark | CA-CA14-BA-05 | CA14-BA-05-Carpark | City Accommodation | CA | CA14 | Village Units 52 - 95 & Car park | BA | Basement | 05 | 99997 | Parking Spaces | 99939 | Unusable Spaces | 13.37 | Carpark | 8 | Non Useable Floor Area Space Group | 804 | Non-usable - Car park < 50% of building - Not usable TEFMA |  | Unknown | 0.00 | NO
City Accommodation_CA14-Village Units 52 - 95 & Car park_Basement_06 _ Carpark | CA-CA14-BA-06 | CA14-BA-06-Carpark | City Accommodation | CA | CA14 | Village Units 52 - 95 & Car park | BA | Basement | 06 | 99997 | Parking Spaces | 99939 | Unusable Spaces | 13.52 | Carpark | 8 | Non Useable Floor Area Space Group | 804 | Non-usable - Car park < 50% of building - Not usable TEFMA |  | Unknown | 0.00 | NO
City Accommodation_CA14-Village Units 52 - 95 & Car park_Basement_07 _ Carpark | CA-CA14-BA-07 | CA14-BA-07-Carpark | City Accommodation | CA | CA14 | Village Units 52 - 95 & Car park | BA | Basement | 07 | 99997 | Parking Spaces | 99939 | Unusable Spaces | 13.4 | Carpark | 8 | Non Useable Floor Area Space Group | 804 | Non-usable - Car park < 50% of building - Not usable TEFMA |  | Unknown | 0.00 | NO
City Accommodation_CA14-Village Units 52 - 95 & Car park_Basement_08 _ Carpark | CA-CA14-BA-08 | CA14-BA-08-Carpark | City Accommodation | CA | CA14 | Village Units 52 - 95 & Car park | BA | Basement | 08 | 99997 | Parking Spaces | 99939 | Unusable Spaces | 13.4 | Carpark | 8 | Non Useable Floor Area Space Group | 804 | Non-usable - Car park < 50% of building - Not usable TEFMA |  | Unknown | 0.00 | NO
City Accommodation_CA14-Village Units 52 - 95 & Car park_Basement_09 _ Carpark | CA-CA14-BA-09 | CA14-BA-09-Carpark | City Accommodation | CA | CA14 | Village Units 52 - 95 & Car park | BA | Basement | 09 | 99997 | Parking Spaces | 99939 | Unusable Spaces | 13.4 | Carpark | 8 | Non Useable Floor Area Space Group | 804 | Non-usable - Car park < 50% of building - Not usable TEFMA |  | Unknown | 0.00 | NO
City Accommodation_CA14-Village Units 52 - 95 & Car park_Basement_10 _ Carpark | CA-CA14-BA-10 | CA14-BA-10-Carpark | City Accommodation | CA | CA14 | Village Units 52 - 95 & Car park | BA | Basement | 10 | 99997 | Parking Spaces | 99939 | Unusable Spaces | 13.4 | Carpark | 8 | Non Useable Floor Area Space Group | 804 | Non-usable - Car park < 50% of building - Not usable TEFMA |  | Unknown | 0.00 | NO
City Accommodation_CA14-Village Units 52 - 95 & Car park_Basement_11 _ Carpark | CA-CA14-BA-11 | CA14-BA-11-Carpark | City Accommodation | CA | CA14 | Village Units 52 - 95 & Car park | BA | Basement | 11 | 99997 | Parking Spaces | 99939 | Unusable Spaces | 13.4 | Carpark | 8 | Non Useable Floor Area Space Group | 804 | Non-usable - Car park < 50% of building - Not usable TEFMA |  | Unknown | 0.00 | NO
City Accommodation_CA14-Village Units 52 - 95 & Car park_Basement_12 _ Carpark | CA-CA14-BA-12 | CA14-BA-12-Carpark | City Accommodation | CA | CA14 | Village Units 52 - 95 & Car park | BA | Basement | 12 | 99997 | Parking Spaces | 99939 | Unusable Spaces | 13.4 | Carpark | 8 | Non Useable Floor Area Space Group | 804 | Non-usable - Car park < 50% of building - Not usable TEFMA |  | Unknown | 0.00 | NO
City Accommodation_CA14-Village Units 52 - 95 & Car park_Basement_13 _ Carpark | CA-CA14-BA-13 | CA14-BA-13-Carpark | City Accommodation | CA | CA14 | Village Units 52 - 95 & Car park | BA | Basement | 13 | 99997 | Parking Spaces | 99939 | Unusable Spaces | 13.4 | Carpark | 8 | Non Useable Floor Area Space Group | 804 | Non-usable - Car park < 50% of building - Not usable TEFMA |  | Unknown | 0.00 | NO
City Accommodation_CA14-Village Units 52 - 95 & Car park_Basement_14 _ Carpark | CA-CA14-BA-14 | CA14-BA-14-Carpark | City Accommodation | CA | CA14 | Village Units 52 - 95 & Car park | BA | Basement | 14 | 99997 | Parking Spaces | 99939 | Unusable Spaces | 13.4 | Carpark | 8 | Non Useable Floor Area Space Group | 804 | Non-usable - Car park < 50% of building - Not usable TEFMA |  | Unknown | 0.00 | NO
City Accommodation_CA14-Village Units 52 - 95 & Car park_Basement_15 _ Carpark | CA-CA14-BA-15 | CA14-BA-15-Carpark | City Accommodation | CA | CA14 | Village Units 52 - 95 & Car park | BA | Basement | 15 | 99997 | Parking Spaces | 99939 | Unusable Spaces | 13.52 | Carpark | 8 | Non Useable Floor Area Space Group | 804 | Non-usable - Car park < 50% of building - Not usable TEFMA |  | Unknown | 0.00 | NO
City Accommodation_CA14-Village Units 52 - 95 & Car park_Basement_16 _ Carpark | CA-CA14-BA-16 | CA14-BA-16-Carpark | City Accommodation | CA | CA14 | Village Units 52 - 95 & Car park | BA | Basement | 16 | 99997 | Parking Spaces | 99939 | Unusable Spaces | 13.4 | Carpark | 8 | Non Useable Floor Area Space Group | 804 | Non-usable - Car park < 50% of building - Not usable TEFMA |  | Unknown | 0.00 | NO
City Accommodation_CA14-Village Units 52 - 95 & Car park_Basement_17 _ Carpark | CA-CA14-BA-17 | CA14-BA-17-Carpark | City Accommodation | CA | CA14 | Village Units 52 - 95 & Car park | BA | Basement | 17 | 99997 | Parking Spaces | 99939 | Unusable Spaces | 13.4 | Carpark | 8 | Non Useable Floor Area Space Group | 804 | Non-usable - Car park < 50% of building - Not usable TEFMA |  | Unknown | 0.00 | NO
City Accommodation_CA14-Village Units 52 - 95 & Car park_Basement_18 _ Carpark | CA-CA14-BA-18 | CA14-BA-18-Carpark | City Accommodation | CA | CA14 | Village Units 52 - 95 & Car park | BA | Basement | 18 | 99997 | Parking Spaces | 99939 | Unusable Spaces | 13.4 | Carpark | 8 | Non Useable Floor Area Space Group | 804 | Non-usable - Car park < 50% of building - Not usable TEFMA |  | Unknown | 0.00 | NO
City Accommodation_CA14-Village Units 52 - 95 & Car park_Basement_19 _ Carpark | CA-CA14-BA-19 | CA14-BA-19-Carpark | City Accommodation | CA | CA14 | Village Units 52 - 95 & Car park | BA | Basement | 19 | 99997 | Parking Spaces | 99939 | Unusable Spaces | 13.4 | Carpark | 8 | Non Useable Floor Area Space Group | 804 | Non-usable - Car park < 50% of building - Not usable TEFMA |  | Unknown | 0.00 | NO
City Accommodation_CA14-Village Units 52 - 95 & Car park_Basement_20 _ Carpark | CA-CA14-BA-20 | CA14-BA-20-Carpark | City Accommodation | CA | CA14 | Village Units 52 - 95 & Car park | BA | Basement | 20 | 99997 | Parking Spaces | 99939 | Unusable Spaces | 16.28 | Carpark | 8 | Non Useable Floor Area Space Group | 804 | Non-usable - Car park < 50% of building - Not usable TEFMA |  | Unknown | 0.00 | NO
City Accommodation_CA14-Village Units 52 - 95 & Car park_Basement_21 _ Carpark | CA-CA14-BA-21 | CA14-BA-21-Carpark | City Accommodation | CA | CA14 | Village Units 52 - 95 & Car park | BA | Basement | 21 | 99997 | Parking Spaces | 99939 | Unusable Spaces | 16.28 | Carpark | 8 | Non Useable Floor Area Space Group | 804 | Non-usable - Car park < 50% of building - Not usable TEFMA |  | Unknown | 0.00 | NO
City Accommodation_CA14-Village Units 52 - 95 & Car park_Basement_22 _ Carpark | CA-CA14-BA-22 | CA14-BA-22-Carpark | City Accommodation | CA | CA14 | Village Units 52 - 95 & Car park | BA | Basement | 22 | 99997 | Parking Spaces | 99939 | Unusable Spaces | 13.4 | Carpark | 8 | Non Useable Floor Area Space Group | 804 | Non-usable - Car park < 50% of building - Not usable TEFMA |  | Unknown | 0.00 | NO
City Accommodation_CA14-Village Units 52 - 95 & Car park_Basement_23 _ Carpark | CA-CA14-BA-23 | CA14-BA-23-Carpark | City Accommodation | CA | CA14 | Village Units 52 - 95 & Car park | BA | Basement | 23 | 99997 | Parking Spaces | 99939 | Unusable Spaces | 13.4 | Carpark | 8 | Non Useable Floor Area Space Group | 804 | Non-usable - Car park < 50% of building - Not usable TEFMA |  | Unknown | 0.00 | NO
City Accommodation_CA14-Village Units 52 - 95 & Car park_Basement_24 _ Carpark | CA-CA14-BA-24 | CA14-BA-24-Carpark | City Accommodation | CA | CA14 | Village Units 52 - 95 & Car park | BA | Basement | 24 | 99997 | Parking Spaces | 99939 | Unusable Spaces | 13.4 | Carpark | 8 | Non Useable Floor Area Space Group | 804 | Non-usable - Car park < 50% of building - Not usable TEFMA |  | Unknown | 0.00 | NO
City Accommodation_CA14-Village Units 52 - 95 & Car park_Basement_25 _ Carpark | CA-CA14-BA-25 | CA14-BA-25-Carpark | City Accommodation | CA | CA14 | Village Units 52 - 95 & Car park | BA | Basement | 25 | 99997 | Parking Spaces | 99939 | Unusable Spaces | 13.4 | Carpark | 8 | Non Useable Floor Area Space Group | 804 | Non-usable - Car park < 50% of building - Not usable TEFMA |  | Unknown | 0.00 | NO
City Accommodation_CA14-Village Units 52 - 95 & Car park_Basement_26 _ Carpark | CA-CA14-BA-26 | CA14-BA-26-Carpark | City Accommodation | CA | CA14 | Village Units 52 - 95 & Car park | BA | Basement | 26 | 99997 | Parking Spaces | 99939 | Unusable Spaces | 13.4 | Carpark | 8 | Non Useable Floor Area Space Group | 804 | Non-usable - Car park < 50% of building - Not usable TEFMA |  | Unknown | 0.00 | NO
City Accommodation_CA14-Village Units 52 - 95 & Car park_Basement_29 _ Carpark | CA-CA14-BA-29 | CA14-BA-29-Carpark | City Accommodation | CA | CA14 | Village Units 52 - 95 & Car park | BA | Basement | 29 | 99997 | Parking Spaces | 99939 | Unusable Spaces | 13.4 | Carpark | 8 | Non Useable Floor Area Space Group | 804 | Non-usable - Car park < 50% of building - Not usable TEFMA |  | Unknown | 0.00 | NO
City Accommodation_CA14-Village Units 52 - 95 & Car park_Basement_30 _ Carpark | CA-CA14-BA-30 | CA14-BA-30-Carpark | City Accommodation | CA | CA14 | Village Units 52 - 95 & Car park | BA | Basement | 30 | 99997 | Parking Spaces | 99939 | Unusable Spaces | 13.4 | Carpark | 8 | Non Useable Floor Area Space Group | 804 | Non-usable - Car park < 50% of building - Not usable TEFMA |  | Unknown | 0.00 | NO
City Accommodation_CA14-Village Units 52 - 95 & Car park_Basement_31 _ Carpark | CA-CA14-BA-31 | CA14-BA-31-Carpark | City Accommodation | CA | CA14 | Village Units 52 - 95 & Car park | BA | Basement | 31 | 99997 | Parking Spaces | 99939 | Unusable Spaces | 13.4 | Carpark | 8 | Non Useable Floor Area Space Group | 804 | Non-usable - Car park < 50% of building - Not usable TEFMA |  | Unknown | 0.00 | NO
City Accommodation_CA14-Village Units 52 - 95 & Car park_Basement_32 _ Carpark | CA-CA14-BA-32 | CA14-BA-32-Carpark | City Accommodation | CA | CA14 | Village Units 52 - 95 & Car park | BA | Basement | 32 | 99997 | Parking Spaces | 99939 | Unusable Spaces | 13.4 | Carpark | 8 | Non Useable Floor Area Space Group | 804 | Non-usable - Car park < 50% of building - Not usable TEFMA |  | Unknown | 0.00 | NO
City Accommodation_CA14-Village Units 52 - 95 & Car park_Basement_33 _ Carpark | CA-CA14-BA-33 | CA14-BA-33-Carpark | City Accommodation | CA | CA14 | Village Units 52 - 95 & Car park | BA | Basement | 33 | 99997 | Parking Spaces | 99939 | Unusable Spaces | 13.4 | Carpark | 8 | Non Useable Floor Area Space Group | 804 | Non-usable - Car park < 50% of building - Not usable TEFMA |  | Unknown | 0.00 | NO
City Accommodation_CA14-Village Units 52 - 95 & Car park_Basement_34 _ Carpark | CA-CA14-BA-34 | CA14-BA-34-Carpark | City Accommodation | CA | CA14 | Village Units 52 - 95 & Car park | BA | Basement | 34 | 99997 | Parking Spaces | 99939 | Unusable Spaces | 13.52 | Carpark | 8 | Non Useable Floor Area Space Group | 804 | Non-usable - Car park < 50% of building - Not usable TEFMA |  | Unknown | 0.00 | NO
City Accommodation_CA14-Village Units 52 - 95 & Car park_Basement_35 _ Carpark | CA-CA14-BA-35 | CA14-BA-35-Carpark | City Accommodation | CA | CA14 | Village Units 52 - 95 & Car park | BA | Basement | 35 | 99997 | Parking Spaces | 99939 | Unusable Spaces | 13.37 | Carpark | 8 | Non Useable Floor Area Space Group | 804 | Non-usable - Car park < 50% of building - Not usable TEFMA |  | Unknown | 0.00 | NO
City Accommodation_CA14-Village Units 52 - 95 & Car park_Basement_36 _ Carpark | CA-CA14-BA-36 | CA14-BA-36-Carpark | City Accommodation | CA | CA14 | Village Units 52 - 95 & Car park | BA | Basement | 36 | 99997 | Parking Spaces | 99939 | Unusable Spaces | 15.13 | Carpark | 8 | Non Useable Floor Area Space Group | 804 | Non-usable - Car park < 50% of building - Not usable TEFMA |  | Unknown | 0.00 | NO
City Accommodation_CA14-Village Units 52 - 95 & Car park_Basement_37 _ Carpark | CA-CA14-BA-37 | CA14-BA-37-Carpark | City Accommodation | CA | CA14 | Village Units 52 - 95 & Car park | BA | Basement | 37 | 99997 | Parking Spaces | 99939 | Unusable Spaces | 15.08 | Carpark | 8 | Non Useable Floor Area Space Group | 804 | Non-usable - Car park < 50% of building - Not usable TEFMA |  | Unknown | 0.00 | NO
City Accommodation_CA14-Village Units 52 - 95 & Car park_Basement_38 _ Carpark | CA-CA14-BA-38 | CA14-BA-38-Carpark | City Accommodation | CA | CA14 | Village Units 52 - 95 & Car park | BA | Basement | 38 | 99997 | Parking Spaces | 99939 | Unusable Spaces | 13.48 | Carpark | 8 | Non Useable Floor Area Space Group | 804 | Non-usable - Car park < 50% of building - Not usable TEFMA |  | Unknown | 0.00 | NO
City Accommodation_CA14-Village Units 52 - 95 & Car park_Basement_39 _ Carpark | CA-CA14-BA-39 | CA14-BA-39-Carpark | City Accommodation | CA | CA14 | Village Units 52 - 95 & Car park | BA | Basement | 39 | 99997 | Parking Spaces | 99939 | Unusable Spaces | 13.43 | Carpark | 8 | Non Useable Floor Area Space Group | 804 | Non-usable - Car park < 50% of building - Not usable TEFMA |  | Unknown | 0.00 | NO
City Accommodation_CA14-Village Units 52 - 95 & Car park_Basement_40 _ Carpark | CA-CA14-BA-40 | CA14-BA-40-Carpark | City Accommodation | CA | CA14 | Village Units 52 - 95 & Car park | BA | Basement | 40 | 99997 | Parking Spaces | 99939 | Unusable Spaces | 11.7 | Carpark | 8 | Non Useable Floor Area Space Group | 804 | Non-usable - Car park < 50% of building - Not usable TEFMA |  | Unknown | 0.00 | NO
City Accommodation_CA14-Village Units 52 - 95 & Car park_Basement_41 _ Carpark | CA-CA14-BA-41 | CA14-BA-41-Carpark | City Accommodation | CA | CA14 | Village Units 52 - 95 & Car park | BA | Basement | 41 | 99997 | Parking Spaces | 99939 | Unusable Spaces | 11.8 | Carpark | 8 | Non Useable Floor Area Space Group | 804 | Non-usable - Car park < 50% of building - Not usable TEFMA |  | Unknown | 0.00 | NO
City Accommodation_CA14-Village Units 52 - 95 & Car park_Basement_42 _ Carpark | CA-CA14-BA-42 | CA14-BA-42-Carpark | City Accommodation | CA | CA14 | Village Units 52 - 95 & Car park | BA | Basement | 42 | 99997 | Parking Spaces | 99939 | Unusable Spaces | 11.65 | Carpark | 8 | Non Useable Floor Area Space Group | 804 | Non-usable - Car park < 50% of building - Not usable TEFMA |  | Unknown | 0.00 | NO
City Accommodation_CA14-Village Units 52 - 95 & Car park_Basement_43 _ Carpark | CA-CA14-BA-43 | CA14-BA-43-Carpark | City Accommodation | CA | CA14 | Village Units 52 - 95 & Car park | BA | Basement | 43 | 99997 | Parking Spaces | 99939 | Unusable Spaces | 13.7 | Carpark | 8 | Non Useable Floor Area Space Group | 804 | Non-usable - Car park < 50% of building - Not usable TEFMA |  | Unknown | 0.00 | NO
City Accommodation_CA14-Village Units 52 - 95 & Car park_Basement_44 _ Carpark | CA-CA14-BA-44 | CA14-BA-44-Carpark | City Accommodation | CA | CA14 | Village Units 52 - 95 & Car park | BA | Basement | 44 | 99997 | Parking Spaces | 99939 | Unusable Spaces | 15.39 | Carpark | 8 | Non Useable Floor Area Space Group | 804 | Non-usable - Car park < 50% of building - Not usable TEFMA |  | Unknown | 0.00 | NO
City Accommodation_CA14-Village Units 52 - 95 & Car park_Basement_45 _ Carpark | CA-CA14-BA-45 | CA14-BA-45-Carpark | City Accommodation | CA | CA14 | Village Units 52 - 95 & Car park | BA | Basement | 45 | 99997 | Parking Spaces | 99939 | Unusable Spaces | 13.58 | Carpark | 8 | Non Useable Floor Area Space Group | 804 | Non-usable - Car park < 50% of building - Not usable TEFMA |  | Unknown | 0.00 | NO
City Accommodation_CA14-Village Units 52 - 95 & Car park_Basement_46 _ Carpark | CA-CA14-BA-46 | CA14-BA-46-Carpark | City Accommodation | CA | CA14 | Village Units 52 - 95 & Car park | BA | Basement | 46 | 99997 | Parking Spaces | 99939 | Unusable Spaces | 17.05 | Carpark | 8 | Non Useable Floor Area Space Group | 804 | Non-usable - Car park < 50% of building - Not usable TEFMA |  | Unknown | 0.00 | NO
City Accommodation_CA14-Village Units 52 - 95 & Car park_Basement_47 _ Carpark | CA-CA14-BA-47 | CA14-BA-47-Carpark | City Accommodation | CA | CA14 | Village Units 52 - 95 & Car park | BA | Basement | 47 | 99997 | Parking Spaces | 99939 | Unusable Spaces | 17.05 | Carpark | 8 | Non Useable Floor Area Space Group | 804 | Non-usable - Car park < 50% of building - Not usable TEFMA |  | Unknown | 0.00 | NO
City Accommodation_CA14-Village Units 52 - 95 & Car park_Basement_48 _ Carpark | CA-CA14-BA-48 | CA14-BA-48-Carpark | City Accommodation | CA | CA14 | Village Units 52 - 95 & Car park | BA | Basement | 48 | 99997 | Parking Spaces | 99939 | Unusable Spaces | 17.05 | Carpark | 8 | Non Useable Floor Area Space Group | 804 | Non-usable - Car park < 50% of building - Not usable TEFMA |  | Unknown | 0.00 | NO
City Accommodation_CA14-Village Units 52 - 95 & Car park_Basement_49 _ Carpark | CA-CA14-BA-49 | CA14-BA-49-Carpark | City Accommodation | CA | CA14 | Village Units 52 - 95 & Car park | BA | Basement | 49 | 99997 | Parking Spaces | 99939 | Unusable Spaces | 17.05 | Carpark | 8 | Non Useable Floor Area Space Group | 804 | Non-usable - Car park < 50% of building - Not usable TEFMA |  | Unknown | 0.00 | NO
City Accommodation_CA14-Village Units 52 - 95 & Car park_Basement_50 _ Carpark | CA-CA14-BA-50 | CA14-BA-50-Carpark | City Accommodation | CA | CA14 | Village Units 52 - 95 & Car park | BA | Basement | 50 | 99997 | Parking Spaces | 99939 | Unusable Spaces | 17.05 | Carpark | 8 | Non Useable Floor Area Space Group | 804 | Non-usable - Car park < 50% of building - Not usable TEFMA |  | Unknown | 0.00 | NO
City Accommodation_CA14-Village Units 52 - 95 & Car park_Basement_51 _ Carpark | CA-CA14-BA-51 | CA14-BA-51-Carpark | City Accommodation | CA | CA14 | Village Units 52 - 95 & Car park | BA | Basement | 51 | 99997 | Parking Spaces | 99939 | Unusable Spaces | 17.17 | Carpark | 8 | Non Useable Floor Area Space Group | 804 | Non-usable - Car park < 50% of building - Not usable TEFMA |  | Unknown | 0.00 | NO
City Accommodation_CA14-Village Units 52 - 95 & Car park_Basement_52 _ Carpark | CA-CA14-BA-52 | CA14-BA-52-Carpark | City Accommodation | CA | CA14 | Village Units 52 - 95 & Car park | BA | Basement | 52 | 99997 | Parking Spaces | 99939 | Unusable Spaces | 16.33 | Carpark | 8 | Non Useable Floor Area Space Group | 804 | Non-usable - Car park < 50% of building - Not usable TEFMA |  | Unknown | 0.00 | NO
City Accommodation_CA14-Village Units 52 - 95 & Car park_Basement_53 _ Carpark | CA-CA14-BA-53 | CA14-BA-53-Carpark | City Accommodation | CA | CA14 | Village Units 52 - 95 & Car park | BA | Basement | 53 | 99997 | Parking Spaces | 99939 | Unusable Spaces | 16.4 | Carpark | 8 | Non Useable Floor Area Space Group | 804 | Non-usable - Car park < 50% of building - Not usable TEFMA |  | Unknown | 0.00 | NO
City Accommodation_CA14-Village Units 52 - 95 & Car park_Basement_54 _ Carpark | CA-CA14-BA-54 | CA14-BA-54-Carpark | City Accommodation | CA | CA14 | Village Units 52 - 95 & Car park | BA | Basement | 54 | 99997 | Parking Spaces | 99939 | Unusable Spaces | 16.27 | Carpark | 8 | Non Useable Floor Area Space Group | 804 | Non-usable - Car park < 50% of building - Not usable TEFMA |  | Unknown | 0.00 | NO
City Accommodation_CA14-Village Units 52 - 95 & Car park_Basement_55 _ Carpark | CA-CA14-BA-55 | CA14-BA-55-Carpark | City Accommodation | CA | CA14 | Village Units 52 - 95 & Car park | BA | Basement | 55 | 99997 | Parking Spaces | 99939 | Unusable Spaces | 16.48 | Carpark | 8 | Non Useable Floor Area Space Group | 804 | Non-usable - Car park < 50% of building - Not usable TEFMA |  | Unknown | 0.00 | NO
City Accommodation_CA14-Village Units 52 - 95 & Car park_Basement_56 _ Carpark | CA-CA14-BA-56 | CA14-BA-56-Carpark | City Accommodation | CA | CA14 | Village Units 52 - 95 & Car park | BA | Basement | 56 | 99997 | Parking Spaces | 99939 | Unusable Spaces | 16.3 | Carpark | 8 | Non Useable Floor Area Space Group | 804 | Non-usable - Car park < 50% of building - Not usable TEFMA |  | Unknown | 0.00 | NO
City Accommodation_CA14-Village Units 52 - 95 & Car park_Basement_57 _ Carpark | CA-CA14-BA-57 | CA14-BA-57-Carpark | City Accommodation | CA | CA14 | Village Units 52 - 95 & Car park | BA | Basement | 57 | 99997 | Parking Spaces | 99939 | Unusable Spaces | 16.3 | Carpark | 8 | Non Useable Floor Area Space Group | 804 | Non-usable - Car park < 50% of building - Not usable TEFMA |  | Unknown | 0.00 | NO
City Accommodation_CA14-Village Units 52 - 95 & Car park_Basement_58 _ Carpark | CA-CA14-BA-58 | CA14-BA-58-Carpark | City Accommodation | CA | CA14 | Village Units 52 - 95 & Car park | BA | Basement | 58 | 99997 | Parking Spaces | 99939 | Unusable Spaces | 16.3 | Carpark | 8 | Non Useable Floor Area Space Group | 804 | Non-usable - Car park < 50% of building - Not usable TEFMA |  | Unknown | 0.00 | NO
City Accommodation_CA14-Village Units 52 - 95 & Car park_Basement_59 _ Carpark | CA-CA14-BA-59 | CA14-BA-59-Carpark | City Accommodation | CA | CA14 | Village Units 52 - 95 & Car park | BA | Basement | 59 | 99997 | Parking Spaces | 99939 | Unusable Spaces | 16.3 | Carpark | 8 | Non Useable Floor Area Space Group | 804 | Non-usable - Car park < 50% of building - Not usable TEFMA |  | Unknown | 0.00 | NO
City Accommodation_CA14-Village Units 52 - 95 & Car park_Basement_60 _ Carpark | CA-CA14-BA-60 | CA14-BA-60-Carpark | City Accommodation | CA | CA14 | Village Units 52 - 95 & Car park | BA | Basement | 60 | 99997 | Parking Spaces | 99939 | Unusable Spaces | 16.3 | Carpark | 8 | Non Useable Floor Area Space Group | 804 | Non-usable - Car park < 50% of building - Not usable TEFMA |  | Unknown | 0.00 | NO
City Accommodation_CA14-Village Units 52 - 95 & Car park_Basement_61 _ Carpark | CA-CA14-BA-61 | CA14-BA-61-Carpark | City Accommodation | CA | CA14 | Village Units 52 - 95 & Car park | BA | Basement | 61 | 99997 | Parking Spaces | 99939 | Unusable Spaces | 16.3 | Carpark | 8 | Non Useable Floor Area Space Group | 804 | Non-usable - Car park < 50% of building - Not usable TEFMA |  | Unknown | 0.00 | NO
City Accommodation_CA14-Village Units 52 - 95 & Car park_Basement_62 _ Carpark | CA-CA14-BA-62 | CA14-BA-62-Carpark | City Accommodation | CA | CA14 | Village Units 52 - 95 & Car park | BA | Basement | 62 | 99997 | Parking Spaces | 99939 | Unusable Spaces | 16.3 | Carpark | 8 | Non Useable Floor Area Space Group | 804 | Non-usable - Car park < 50% of building - Not usable TEFMA |  | Unknown | 0.00 | NO
City Accommodation_CA14-Village Units 52 - 95 & Car park_Basement_63 _ Carpark | CA-CA14-BA-63 | CA14-BA-63-Carpark | City Accommodation | CA | CA14 | Village Units 52 - 95 & Car park | BA | Basement | 63 | 99997 | Parking Spaces | 99939 | Unusable Spaces | 16.3 | Carpark | 8 | Non Useable Floor Area Space Group | 804 | Non-usable - Car park < 50% of building - Not usable TEFMA |  | Unknown | 0.00 | NO
City Accommodation_CA14-Village Units 52 - 95 & Car park_Basement_64 _ Carpark | CA-CA14-BA-64 | CA14-BA-64-Carpark | City Accommodation | CA | CA14 | Village Units 52 - 95 & Car park | BA | Basement | 64 | 99997 | Parking Spaces | 99939 | Unusable Spaces | 16.48 | Carpark | 8 | Non Useable Floor Area Space Group | 804 | Non-usable - Car park < 50% of building - Not usable TEFMA |  | Unknown | 0.00 | NO
City Accommodation_CA14-Village Units 52 - 95 & Car park_Basement_65 _ Carpark | CA-CA14-BA-65 | CA14-BA-65-Carpark | City Accommodation | CA | CA14 | Village Units 52 - 95 & Car park | BA | Basement | 65 | 99997 | Parking Spaces | 99939 | Unusable Spaces | 16.3 | Carpark | 8 | Non Useable Floor Area Space Group | 804 | Non-usable - Car park < 50% of building - Not usable TEFMA |  | Unknown | 0.00 | NO
City Accommodation_CA14-Village Units 52 - 95 & Car park_Basement_66 _ Carpark | CA-CA14-BA-66 | CA14-BA-66-Carpark | City Accommodation | CA | CA14 | Village Units 52 - 95 & Car park | BA | Basement | 66 | 99997 | Parking Spaces | 99939 | Unusable Spaces | 16.3 | Carpark | 8 | Non Useable Floor Area Space Group | 804 | Non-usable - Car park < 50% of building - Not usable TEFMA |  | Unknown | 0.00 | NO
City Accommodation_CA14-Village Units 52 - 95 & Car park_Basement_67 _ Carpark | CA-CA14-BA-67 | CA14-BA-67-Carpark | City Accommodation | CA | CA14 | Village Units 52 - 95 & Car park | BA | Basement | 67 | 99997 | Parking Spaces | 99939 | Unusable Spaces | 16.3 | Carpark | 8 | Non Useable Floor Area Space Group | 804 | Non-usable - Car park < 50% of building - Not usable TEFMA |  | Unknown | 0.00 | NO
City Accommodation_CA14-Village Units 52 - 95 & Car park_Basement_68 _ Carpark | CA-CA14-BA-68 | CA14-BA-68-Carpark | City Accommodation | CA | CA14 | Village Units 52 - 95 & Car park | BA | Basement | 68 | 99997 | Parking Spaces | 99939 | Unusable Spaces | 15.59 | Carpark | 8 | Non Useable Floor Area Space Group | 804 | Non-usable - Car park < 50% of building - Not usable TEFMA |  | Unknown | 0.00 | NO
City Accommodation_CA14-Village Units 52 - 95 & Car park_Basement_69 _ Carpark | CA-CA14-BA-69 | CA14-BA-69-Carpark | City Accommodation | CA | CA14 | Village Units 52 - 95 & Car park | BA | Basement | 69 | 99997 | Parking Spaces | 99939 | Unusable Spaces | 15.62 | Carpark | 8 | Non Useable Floor Area Space Group | 804 | Non-usable - Car park < 50% of building - Not usable TEFMA |  | Unknown | 0.00 | NO
City Accommodation_CA14-Village Units 52 - 95 & Car park_Basement_70 _ Carpark | CA-CA14-BA-70 | CA14-BA-70-Carpark | City Accommodation | CA | CA14 | Village Units 52 - 95 & Car park | BA | Basement | 70 | 99997 | Parking Spaces | 99939 | Unusable Spaces | 16.3 | Carpark | 8 | Non Useable Floor Area Space Group | 804 | Non-usable - Car park < 50% of building - Not usable TEFMA |  | Unknown | 0.00 | NO
City Accommodation_CA14-Village Units 52 - 95 & Car park_Basement_71 _ Carpark | CA-CA14-BA-71 | CA14-BA-71-Carpark | City Accommodation | CA | CA14 | Village Units 52 - 95 & Car park | BA | Basement | 71 | 99997 | Parking Spaces | 99939 | Unusable Spaces | 16.3 | Carpark | 8 | Non Useable Floor Area Space Group | 804 | Non-usable - Car park < 50% of building - Not usable TEFMA |  | Unknown | 0.00 | NO
City Accommodation_CA14-Village Units 52 - 95 & Car park_Basement_72 _ Carpark | CA-CA14-BA-72 | CA14-BA-72-Carpark | City Accommodation | CA | CA14 | Village Units 52 - 95 & Car park | BA | Basement | 72 | 99997 | Parking Spaces | 99939 | Unusable Spaces | 16.3 | Carpark | 8 | Non Useable Floor Area Space Group | 804 | Non-usable - Car park < 50% of building - Not usable TEFMA |  | Unknown | 0.00 | NO
City Accommodation_CA14-Village Units 52 - 95 & Car park_Basement_73 _ Carpark | CA-CA14-BA-73 | CA14-BA-73-Carpark | City Accommodation | CA | CA14 | Village Units 52 - 95 & Car park | BA | Basement | 73 | 99997 | Parking Spaces | 99939 | Unusable Spaces | 16.48 | Carpark | 8 | Non Useable Floor Area Space Group | 804 | Non-usable - Car park < 50% of building - Not usable TEFMA |  | Unknown | 0.00 | NO
City Accommodation_CA14-Village Units 52 - 95 & Car park_Basement_74 _ Carpark | CA-CA14-BA-74 | CA14-BA-74-Carpark | City Accommodation | CA | CA14 | Village Units 52 - 95 & Car park | BA | Basement | 74 | 99997 | Parking Spaces | 99939 | Unusable Spaces | 16.3 | Carpark | 8 | Non Useable Floor Area Space Group | 804 | Non-usable - Car park < 50% of building - Not usable TEFMA |  | Unknown | 0.00 | NO
City Accommodation_CA14-Village Units 52 - 95 & Car park_Basement_75 _ Carpark | CA-CA14-BA-75 | CA14-BA-75-Carpark | City Accommodation | CA | CA14 | Village Units 52 - 95 & Car park | BA | Basement | 75 | 99997 | Parking Spaces | 99939 | Unusable Spaces | 16.3 | Carpark | 8 | Non Useable Floor Area Space Group | 804 | Non-usable - Car park < 50% of building - Not usable TEFMA |  | Unknown | 0.00 | NO
City Accommodation_CA14-Village Units 52 - 95 & Car park_Basement_76 _ Carpark | CA-CA14-BA-76 | CA14-BA-76-Carpark | City Accommodation | CA | CA14 | Village Units 52 - 95 & Car park | BA | Basement | 76 | 99997 | Parking Spaces | 99939 | Unusable Spaces | 16.3 | Carpark | 8 | Non Useable Floor Area Space Group | 804 | Non-usable - Car park < 50% of building - Not usable TEFMA |  | Unknown | 0.00 | NO
City Accommodation_CA14-Village Units 52 - 95 & Car park_Basement_77 _ Carpark | CA-CA14-BA-77 | CA14-BA-77-Carpark | City Accommodation | CA | CA14 | Village Units 52 - 95 & Car park | BA | Basement | 77 | 99997 | Parking Spaces | 99939 | Unusable Spaces | 16.3 | Carpark | 8 | Non Useable Floor Area Space Group | 804 | Non-usable - Car park < 50% of building - Not usable TEFMA |  | Unknown | 0.00 | NO
City Accommodation_CA14-Village Units 52 - 95 & Car park_Basement_78 _ Carpark | CA-CA14-BA-78 | CA14-BA-78-Carpark | City Accommodation | CA | CA14 | Village Units 52 - 95 & Car park | BA | Basement | 78 | 99997 | Parking Spaces | 99939 | Unusable Spaces | 16.3 | Carpark | 8 | Non Useable Floor Area Space Group | 804 | Non-usable - Car park < 50% of building - Not usable TEFMA |  | Unknown | 0.00 | NO
City Accommodation_CA14-Village Units 52 - 95 & Car park_Basement_79 _ Carpark | CA-CA14-BA-79 | CA14-BA-79-Carpark | City Accommodation | CA | CA14 | Village Units 52 - 95 & Car park | BA | Basement | 79 | 99997 | Parking Spaces | 99939 | Unusable Spaces | 16.3 | Carpark | 8 | Non Useable Floor Area Space Group | 804 | Non-usable - Car park < 50% of building - Not usable TEFMA |  | Unknown | 0.00 | NO
City Accommodation_CA14-Village Units 52 - 95 & Car park_Basement_80 _ Carpark | CA-CA14-BA-80 | CA14-BA-80-Carpark | City Accommodation | CA | CA14 | Village Units 52 - 95 & Car park | BA | Basement | 80 | 99997 | Parking Spaces | 99939 | Unusable Spaces | 16.3 | Carpark | 8 | Non Useable Floor Area Space Group | 804 | Non-usable - Car park < 50% of building - Not usable TEFMA |  | Unknown | 0.00 | NO
City Accommodation_CA14-Village Units 52 - 95 & Car park_Basement_81 _ Carpark | CA-CA14-BA-81 | CA14-BA-81-Carpark | City Accommodation | CA | CA14 | Village Units 52 - 95 & Car park | BA | Basement | 81 | 99997 | Parking Spaces | 99939 | Unusable Spaces | 16.3 | Carpark | 8 | Non Useable Floor Area Space Group | 804 | Non-usable - Car park < 50% of building - Not usable TEFMA |  | Unknown | 0.00 | NO
City Accommodation_CA14-Village Units 52 - 95 & Car park_Basement_82 _ Carpark | CA-CA14-BA-82 | CA14-BA-82-Carpark | City Accommodation | CA | CA14 | Village Units 52 - 95 & Car park | BA | Basement | 82 | 99997 | Parking Spaces | 99939 | Unusable Spaces | 16.48 | Carpark | 8 | Non Useable Floor Area Space Group | 804 | Non-usable - Car park < 50% of building - Not usable TEFMA |  | Unknown | 0.00 | NO
City Accommodation_CA14-Village Units 52 - 95 & Car park_Basement_83 _ Carpark | CA-CA14-BA-83 | CA14-BA-83-Carpark | City Accommodation | CA | CA14 | Village Units 52 - 95 & Car park | BA | Basement | 83 | 99997 | Parking Spaces | 99939 | Unusable Spaces | 16.27 | Carpark | 8 | Non Useable Floor Area Space Group | 804 | Non-usable - Car park < 50% of building - Not usable TEFMA |  | Unknown | 0.00 | NO
City Accommodation_CA14-Village Units 52 - 95 & Car park_Basement_84 _ Carpark | CA-CA14-BA-84 | CA14-BA-84-Carpark | City Accommodation | CA | CA14 | Village Units 52 - 95 & Car park | BA | Basement | 84 | 99997 | Parking Spaces | 99939 | Unusable Spaces | 16.4 | Carpark | 8 | Non Useable Floor Area Space Group | 804 | Non-usable - Car park < 50% of building - Not usable TEFMA |  | Unknown | 0.00 | NO
City Accommodation_CA14-Village Units 52 - 95 & Car park_Basement_85 _ Carpark | CA-CA14-BA-85 | CA14-BA-85-Carpark | City Accommodation | CA | CA14 | Village Units 52 - 95 & Car park | BA | Basement | 85 | 99997 | Parking Spaces | 99939 | Unusable Spaces | 16.33 | Carpark | 8 | Non Useable Floor Area Space Group | 804 | Non-usable - Car park < 50% of building - Not usable TEFMA |  | Unknown | 0.00 | NO
City Accommodation_CA14-Village Units 52 - 95 & Car park_Ground Floor_52.G01 _ Porch | CA-CA14-GN-52.G01 | CA14-GN-52.G01-Porch | City Accommodation | CA | CA14 | Village Units 52 - 95 & Car park | GN | Ground Floor | 52.G01 | 99963 | Student Accommodation | 99939 | Unusable Spaces | 1.95 | Porch | 7 | Residential Accommodation Space Group | 700 | Residential - Specific type not defined |  | Unknown | 0.00 | NO
City Accommodation_CA14-Village Units 52 - 95 & Car park_Ground Floor_52.G02 _ Corr. | CA-CA14-GN-52.G02 | CA14-GN-52.G02-Corr. | City Accommodation | CA | CA14 | Village Units 52 - 95 & Car park | GN | Ground Floor | 52.G02 | 99963 | Student Accommodation | 99939 | Unusable Spaces | 2.71 | Corr. | 7 | Residential Accommodation Space Group | 700 | Residential - Specific type not defined |  | Unknown | 0.00 | NO
City Accommodation_CA14-Village Units 52 - 95 & Car park_Ground Floor_52.G03 _ Bedroom 1 | CA-CA14-GN-52.G03 | CA14-GN-52.G03-Bedroom 1 | City Accommodation | CA | CA14 | Village Units 52 - 95 & Car park | GN | Ground Floor | 52.G03 | 99963 | Student Accommodation | 99939 | Unusable Spaces | 9.61 | Bedroom 1 | 7 | Residential Accommodation Space Group | 700 | Residential - Specific type not defined |  | Unknown | 0.00 | NO
City Accommodation_CA14-Village Units 52 - 95 & Car park_Ground Floor_52.G03A _ BIR | CA-CA14-GN-52.G03A | CA14-GN-52.G03A-BIR | City Accommodation | CA | CA14 | Village Units 52 - 95 & Car park | GN | Ground Floor | 52.G03A | 99963 | Student Accommodation | 99939 | Unusable Spaces | 0.69 | BIR | 7 | Residential Accommodation Space Group | 700 | Residential - Specific type not defined |  | Unknown | 0.00 | NO
City Accommodation_CA14-Village Units 52 - 95 & Car park_Ground Floor_52.G04 _ Ensuite | CA-CA14-GN-52.G04 | CA14-GN-52.G04-Ensuite | City Accommodation | CA | CA14 | Village Units 52 - 95 & Car park | GN | Ground Floor | 52.G04 | 99963 | Student Accommodation | 99939 | Unusable Spaces | 4.68 | Ensuite | 7 | Residential Accommodation Space Group | 700 | Residential - Specific type not defined |  | Unknown | 0.00 | NO
City Accommodation_CA14-Village Units 52 - 95 & Car park_Ground Floor_52.G05 _ Stair | CA-CA14-GN-52.G05 | CA14-GN-52.G05-Stair | City Accommodation | CA | CA14 | Village Units 52 - 95 & Car park | GN | Ground Floor | 52.G05 | 99963 | Student Accommodation | 99939 | Unusable Spaces | 2.15 | Stair | 7 | Residential Accommodation Space Group | 700 | Residential - Specific type not defined |  | Unknown | 0.00 | NO
City Accommodation_CA14-Village Units 52 - 95 & Car park_Ground Floor_52.G06 _ Bedroom 2 | CA-CA14-GN-52.G06 | CA14-GN-52.G06-Bedroom 2 | City Accommodation | CA | CA14 | Village Units 52 - 95 & Car park | GN | Ground Floor | 52.G06 | 99963 | Student Accommodation | 99939 | Unusable Spaces | 12.51 | Bedroom 2 | 7 | Residential Accommodation Space Group | 700 | Residential - Specific type not defined |  | Unknown | 0.00 | NO
City Accommodation_CA14-Village Units 52 - 95 & Car park_Ground Floor_52.G06A _ BIR | CA-CA14-GN-52.G06A | CA14-GN-52.G06A-BIR | City Accommodation | CA | CA14 | Village Units 52 - 95 & Car park | GN | Ground Floor | 52.G06A | 99963 | Student Accommodation | 99939 | Unusable Spaces | 0.78 | BIR | 7 | Residential Accommodation Space Group | 700 | Residential - Specific type not defined |  | Unknown | 0.00 | NO
City Accommodation_CA14-Village Units 52 - 95 & Car park_Ground Floor_52.G06B _ HWS | CA-CA14-GN-52.G06B | CA14-GN-52.G06B-HWS | City Accommodation | CA | CA14 | Village Units 52 - 95 & Car park | GN | Ground Floor | 52.G06B | 99963 | Student Accommodation | 99939 | Unusable Spaces | 0.95 | HWS | 7 | Residential Accommodation Space Group | 700 | Residential - Specific type not defined |  | Unknown | 0.00 | NO
City Accommodation_CA14-Village Units 52 - 95 & Car park_Ground Floor_52.G07 _ Ensuite | CA-CA14-GN-52.G07 | CA14-GN-52.G07-Ensuite | City Accommodation | CA | CA14 | Village Units 52 - 95 & Car park | GN | Ground Floor | 52.G07 | 99963 | Student Accommodation | 99939 | Unusable Spaces | 3.43 | Ensuite | 7 | Residential Accommodation Space Group | 700 | Residential - Specific type not defined |  | Unknown | 0.00 | NO
City Accommodation_CA14-Village Units 52 - 95 & Car park_Ground Floor_53.G01 _ Porch | CA-CA14-GN-53.G01 | CA14-GN-53.G01-Porch | City Accommodation | CA | CA14 | Village Units 52 - 95 & Car park | GN | Ground Floor | 53.G01 | 99963 | Student Accommodation | 99939 | Unusable Spaces | 1.95 | Porch | 7 | Residential Accommodation Space Group | 700 | Residential - Specific type not defined |  | Unknown | 0.00 | NO
City Accommodation_CA14-Village Units 52 - 95 & Car park_Ground Floor_53.G02 _ Corr. | CA-CA14-GN-53.G02 | CA14-GN-53.G02-Corr. | City Accommodation | CA | CA14 | Village Units 52 - 95 & Car park | GN | Ground Floor | 53.G02 | 99963 | Student Accommodation | 99939 | Unusable Spaces | 2.71 | Corr. | 7 | Residential Accommodation Space Group | 700 | Residential - Specific type not defined |  | Unknown | 0.00 | NO
City Accommodation_CA14-Village Units 52 - 95 & Car park_Ground Floor_53.G03 _ Bedroom 1 | CA-CA14-GN-53.G03 | CA14-GN-53.G03-Bedroom 1 | City Accommodation | CA | CA14 | Village Units 52 - 95 & Car park | GN | Ground Floor | 53.G03 | 99963 | Student Accommodation | 99939 | Unusable Spaces | 9.61 | Bedroom 1 | 7 | Residential Accommodation Space Group | 700 | Residential - Specific type not defined |  | Unknown | 0.00 | NO
City Accommodation_CA14-Village Units 52 - 95 & Car park_Ground Floor_53.G03A _ BIR | CA-CA14-GN-53.G03A | CA14-GN-53.G03A-BIR | City Accommodation | CA | CA14 | Village Units 52 - 95 & Car park | GN | Ground Floor | 53.G03A | 99963 | Student Accommodation | 99939 | Unusable Spaces | 0.69 | BIR | 7 | Residential Accommodation Space Group | 700 | Residential - Specific type not defined |  | Unknown | 0.00 | NO
City Accommodation_CA14-Village Units 52 - 95 & Car park_Ground Floor_53.G04 _ Ensuite | CA-CA14-GN-53.G04 | CA14-GN-53.G04-Ensuite | City Accommodation | CA | CA14 | Village Units 52 - 95 & Car park | GN | Ground Floor | 53.G04 | 99963 | Student Accommodation | 99939 | Unusable Spaces | 4.68 | Ensuite | 7 | Residential Accommodation Space Group | 700 | Residential - Specific type not defined |  | Unknown | 0.00 | NO
City Accommodation_CA14-Village Units 52 - 95 & Car park_Ground Floor_53.G05 _ Stair | CA-CA14-GN-53.G05 | CA14-GN-53.G05-Stair | City Accommodation | CA | CA14 | Village Units 52 - 95 & Car park | GN | Ground Floor | 53.G05 | 99963 | Student Accommodation | 99939 | Unusable Spaces | 2.15 | Stair | 7 | Residential Accommodation Space Group | 700 | Residential - Specific type not defined |  | Unknown | 0.00 | NO
City Accommodation_CA14-Village Units 52 - 95 & Car park_Ground Floor_53.G06 _ Bedroom 2 | CA-CA14-GN-53.G06 | CA14-GN-53.G06-Bedroom 2 | City Accommodation | CA | CA14 | Village Units 52 - 95 & Car park | GN | Ground Floor | 53.G06 | 99963 | Student Accommodation | 99939 | Unusable Spaces | 12.51 | Bedroom 2 | 7 | Residential Accommodation Space Group | 700 | Residential - Specific type not defined |  | Unknown | 0.00 | NO
City Accommodation_CA14-Village Units 52 - 95 & Car park_Ground Floor_53.G06A _ BIR | CA-CA14-GN-53.G06A | CA14-GN-53.G06A-BIR | City Accommodation | CA | CA14 | Village Units 52 - 95 & Car park | GN | Ground Floor | 53.G06A | 99963 | Student Accommodation | 99939 | Unusable Spaces | 0.78 | BIR | 7 | Residential Accommodation Space Group | 700 | Residential - Specific type not defined |  | Unknown | 0.00 | NO
City Accommodation_CA14-Village Units 52 - 95 & Car park_Ground Floor_53.G06B _ HWS | CA-CA14-GN-53.G06B | CA14-GN-53.G06B-HWS | City Accommodation | CA | CA14 | Village Units 52 - 95 & Car park | GN | Ground Floor | 53.G06B | 99963 | Student Accommodation | 99939 | Unusable Spaces | 0.95 | HWS | 7 | Residential Accommodation Space Group | 700 | Residential - Specific type not defined |  | Unknown | 0.00 | NO
City Accommodation_CA14-Village Units 52 - 95 & Car park_Ground Floor_53.G07 _ Ensuite | CA-CA14-GN-53.G07 | CA14-GN-53.G07-Ensuite | City Accommodation | CA | CA14 | Village Units 52 - 95 & Car park | GN | Ground Floor | 53.G07 | 99963 | Student Accommodation | 99939 | Unusable Spaces | 3.43 | Ensuite | 7 | Residential Accommodation Space Group | 700 | Residential - Specific type not defined |  | Unknown | 0.00 | NO
City Accommodation_CA14-Village Units 52 - 95 & Car park_Ground Floor_54.G01 _ Porch | CA-CA14-GN-54.G01 | CA14-GN-54.G01-Porch | City Accommodation | CA | CA14 | Village Units 52 - 95 & Car park | GN | Ground Floor | 54.G01 | 99963 | Student Accommodation | 99939 | Unusable Spaces | 1.71 | Porch | 7 | Residential Accommodation Space Group | 700 | Residential - Specific type not defined |  | Unknown | 0.00 | NO
City Accommodation_CA14-Village Units 52 - 95 & Car park_Ground Floor_54.G02 _ Corr. | CA-CA14-GN-54.G02 | CA14-GN-54.G02-Corr. | City Accommodation | CA | CA14 | Village Units 52 - 95 & Car park | GN | Ground Floor | 54.G02 | 99963 | Student Accommodation | 99939 | Unusable Spaces | 2.71 | Corr. | 7 | Residential Accommodation Space Group | 700 | Residential - Specific type not defined |  | Unknown | 0.00 | NO
City Accommodation_CA14-Village Units 52 - 95 & Car park_Ground Floor_54.G03 _ Bedroom 1 | CA-CA14-GN-54.G03 | CA14-GN-54.G03-Bedroom 1 | City Accommodation | CA | CA14 | Village Units 52 - 95 & Car park | GN | Ground Floor | 54.G03 | 99963 | Student Accommodation | 99939 | Unusable Spaces | 13.89 | Bedroom 1 | 7 | Residential Accommodation Space Group | 700 | Residential - Specific type not defined |  | Unknown | 0.00 | NO
City Accommodation_CA14-Village Units 52 - 95 & Car park_Ground Floor_54.G03A _ BIR | CA-CA14-GN-54.G03A | CA14-GN-54.G03A-BIR | City Accommodation | CA | CA14 | Village Units 52 - 95 & Car park | GN | Ground Floor | 54.G03A | 99963 | Student Accommodation | 99939 | Unusable Spaces | 0.69 | BIR | 7 | Residential Accommodation Space Group | 700 | Residential - Specific type not defined |  | Unknown | 0.00 | NO
City Accommodation_CA14-Village Units 52 - 95 & Car park_Ground Floor_54.G03B _ HWS | CA-CA14-GN-54.G03B | CA14-GN-54.G03B-HWS | City Accommodation | CA | CA14 | Village Units 52 - 95 & Car park | GN | Ground Floor | 54.G03B | 99963 | Student Accommodation | 99939 | Unusable Spaces | 0.95 | HWS | 7 | Residential Accommodation Space Group | 700 | Residential - Specific type not defined |  | Unknown | 0.00 | NO
City Accommodation_CA14-Village Units 52 - 95 & Car park_Ground Floor_54.G04 _ Ensuite | CA-CA14-GN-54.G04 | CA14-GN-54.G04-Ensuite | City Accommodation | CA | CA14 | Village Units 52 - 95 & Car park | GN | Ground Floor | 54.G04 | 99963 | Student Accommodation | 99939 | Unusable Spaces | 5.01 | Ensuite | 7 | Residential Accommodation Space Group | 700 | Residential - Specific type not defined |  | Unknown | 0.00 | NO
City Accommodation_CA14-Village Units 52 - 95 & Car park_Ground Floor_54.G05 _ Stair | CA-CA14-GN-54.G05 | CA14-GN-54.G05-Stair | City Accommodation | CA | CA14 | Village Units 52 - 95 & Car park | GN | Ground Floor | 54.G05 | 99963 | Student Accommodation | 99939 | Unusable Spaces | 2.15 | Stair | 7 | Residential Accommodation Space Group | 700 | Residential - Specific type not defined |  | Unknown | 0.00 | NO
City Accommodation_CA14-Village Units 52 - 95 & Car park_Ground Floor_55.G01 _ Porch | CA-CA14-GN-55.G01 | CA14-GN-55.G01-Porch | City Accommodation | CA | CA14 | Village Units 52 - 95 & Car park | GN | Ground Floor | 55.G01 | 99963 | Student Accommodation | 99939 | Unusable Spaces | 1.95 | Porch | 7 | Residential Accommodation Space Group | 700 | Residential - Specific type not defined |  | Unknown | 0.00 | NO
City Accommodation_CA14-Village Units 52 - 95 & Car park_Ground Floor_55.G02 _ Corr. | CA-CA14-GN-55.G02 | CA14-GN-55.G02-Corr. | City Accommodation | CA | CA14 | Village Units 52 - 95 & Car park | GN | Ground Floor | 55.G02 | 99963 | Student Accommodation | 99939 | Unusable Spaces | 2.71 | Corr. | 7 | Residential Accommodation Space Group | 700 | Residential - Specific type not defined |  | Unknown | 0.00 | NO
City Accommodation_CA14-Village Units 52 - 95 & Car park_Ground Floor_55.G03 _ Bedroom 2 | CA-CA14-GN-55.G03 | CA14-GN-55.G03-Bedroom 2 | City Accommodation | CA | CA14 | Village Units 52 - 95 & Car park | GN | Ground Floor | 55.G03 | 99963 | Student Accommodation | 99939 | Unusable Spaces | 12.51 | Bedroom 2 | 7 | Residential Accommodation Space Group | 700 | Residential - Specific type not defined |  | Unknown | 0.00 | NO
City Accommodation_CA14-Village Units 52 - 95 & Car park_Ground Floor_55.G03A _ BIR | CA-CA14-GN-55.G03A | CA14-GN-55.G03A-BIR | City Accommodation | CA | CA14 | Village Units 52 - 95 & Car park | GN | Ground Floor | 55.G03A | 99963 | Student Accommodation | 99939 | Unusable Spaces | 0.78 | BIR | 7 | Residential Accommodation Space Group | 700 | Residential - Specific type not defined |  | Unknown | 0.00 | NO
City Accommodation_CA14-Village Units 52 - 95 & Car park_Ground Floor_55.G04 _ Ensuite | CA-CA14-GN-55.G04 | CA14-GN-55.G04-Ensuite | City Accommodation | CA | CA14 | Village Units 52 - 95 & Car park | GN | Ground Floor | 55.G04 | 99963 | Student Accommodation | 99939 | Unusable Spaces | 4.53 | Ensuite | 7 | Residential Accommodation Space Group | 700 | Residential - Specific type not defined |  | Unknown | 0.00 | NO
City Accommodation_CA14-Village Units 52 - 95 & Car park_Ground Floor_55.G05 _ Stair | CA-CA14-GN-55.G05 | CA14-GN-55.G05-Stair | City Accommodation | CA | CA14 | Village Units 52 - 95 & Car park | GN | Ground Floor | 55.G05 | 99963 | Student Accommodation | 99939 | Unusable Spaces | 2.15 | Stair | 7 | Residential Accommodation Space Group | 700 | Residential - Specific type not defined |  | Unknown | 0.00 | NO
City Accommodation_CA14-Village Units 52 - 95 & Car park_Ground Floor_55.G06 _ Bedroom 1 | CA-CA14-GN-55.G06 | CA14-GN-55.G06-Bedroom 1 | City Accommodation | CA | CA14 | Village Units 52 - 95 & Car park | GN | Ground Floor | 55.G06 | 99963 | Student Accommodation | 99939 | Unusable Spaces | 9.61 | Bedroom 1 | 7 | Residential Accommodation Space Group | 700 | Residential - Specific type not defined |  | Unknown | 0.00 | NO
City Accommodation_CA14-Village Units 52 - 95 & Car park_Ground Floor_55.G06A _ BIR | CA-CA14-GN-55.G06A | CA14-GN-55.G06A-BIR | City Accommodation | CA | CA14 | Village Units 52 - 95 & Car park | GN | Ground Floor | 55.G06A | 99963 | Student Accommodation | 99939 | Unusable Spaces | 0.69 | BIR | 7 | Residential Accommodation Space Group | 700 | Residential - Specific type not defined |  | Unknown | 0.00 | NO
City Accommodation_CA14-Village Units 52 - 95 & Car park_Ground Floor_55.G06B _ HWS | CA-CA14-GN-55.G06B | CA14-GN-55.G06B-HWS | City Accommodation | CA | CA14 | Village Units 52 - 95 & Car park | GN | Ground Floor | 55.G06B | 99963 | Student Accommodation | 99939 | Unusable Spaces | 0.98 | HWS | 7 | Residential Accommodation Space Group | 700 | Residential - Specific type not defined |  | Unknown | 0.00 | NO
City Accommodation_CA14-Village Units 52 - 95 & Car park_Ground Floor_55.G07 _ Ensuite | CA-CA14-GN-55.G07 | CA14-GN-55.G07-Ensuite | City Accommodation | CA | CA14 | Village Units 52 - 95 & Car park | GN | Ground Floor | 55.G07 | 99963 | Student Accommodation | 99939 | Unusable Spaces | 3.58 | Ensuite | 7 | Residential Accommodation Space Group | 700 | Residential - Specific type not defined |  | Unknown | 0.00 | NO
City Accommodation_CA14-Village Units 52 - 95 & Car park_Ground Floor_56.G01 _ Porch | CA-CA14-GN-56.G01 | CA14-GN-56.G01-Porch | City Accommodation | CA | CA14 | Village Units 52 - 95 & Car park | GN | Ground Floor | 56.G01 | 99963 | Student Accommodation | 99939 | Unusable Spaces | 1.95 | Porch | 7 | Residential Accommodation Space Group | 700 | Residential - Specific type not defined |  | Unknown | 0.00 | NO
City Accommodation_CA14-Village Units 52 - 95 & Car park_Ground Floor_56.G02 _ Corr. | CA-CA14-GN-56.G02 | CA14-GN-56.G02-Corr. | City Accommodation | CA | CA14 | Village Units 52 - 95 & Car park | GN | Ground Floor | 56.G02 | 99963 | Student Accommodation | 99939 | Unusable Spaces | 2.71 | Corr. | 7 | Residential Accommodation Space Group | 700 | Residential - Specific type not defined |  | Unknown | 0.00 | NO
City Accommodation_CA14-Village Units 52 - 95 & Car park_Ground Floor_56.G03 _ Bedroom 2 | CA-CA14-GN-56.G03 | CA14-GN-56.G03-Bedroom 2 | City Accommodation | CA | CA14 | Village Units 52 - 95 & Car park | GN | Ground Floor | 56.G03 | 99963 | Student Accommodation | 99939 | Unusable Spaces | 9.61 | Bedroom 2 | 7 | Residential Accommodation Space Group | 700 | Residential - Specific type not defined |  | Unknown | 0.00 | NO
City Accommodation_CA14-Village Units 52 - 95 & Car park_Ground Floor_56.G03A _ BIR | CA-CA14-GN-56.G03A | CA14-GN-56.G03A-BIR | City Accommodation | CA | CA14 | Village Units 52 - 95 & Car park | GN | Ground Floor | 56.G03A | 99963 | Student Accommodation | 99939 | Unusable Spaces | 0.78 | BIR | 7 | Residential Accommodation Space Group | 700 | Residential - Specific type not defined |  | Unknown | 0.00 | NO
City Accommodation_CA14-Village Units 52 - 95 & Car park_Ground Floor_56.G03B _ HWS | CA-CA14-GN-56.G03B | CA14-GN-56.G03B-HWS | City Accommodation | CA | CA14 | Village Units 52 - 95 & Car park | GN | Ground Floor | 56.G03B | 99963 | Student Accommodation | 99939 | Unusable Spaces | 0.98 | HWS | 7 | Residential Accommodation Space Group | 700 | Residential - Specific type not defined |  | Unknown | 0.00 | NO
City Accommodation_CA14-Village Units 52 - 95 & Car park_Ground Floor_56.G04 _ Ensuite | CA-CA14-GN-56.G04 | CA14-GN-56.G04-Ensuite | City Accommodation | CA | CA14 | Village Units 52 - 95 & Car park | GN | Ground Floor | 56.G04 | 99963 | Student Accommodation | 99939 | Unusable Spaces | 3.68 | Ensuite | 7 | Residential Accommodation Space Group | 700 | Residential - Specific type not defined |  | Unknown | 0.00 | NO
City Accommodation_CA14-Village Units 52 - 95 & Car park_Ground Floor_56.G05 _ Stair | CA-CA14-GN-56.G05 | CA14-GN-56.G05-Stair | City Accommodation | CA | CA14 | Village Units 52 - 95 & Car park | GN | Ground Floor | 56.G05 | 99963 | Student Accommodation | 99939 | Unusable Spaces | 2.15 | Stair | 7 | Residential Accommodation Space Group | 700 | Residential - Specific type not defined |  | Unknown | 0.00 | NO
City Accommodation_CA14-Village Units 52 - 95 & Car park_Ground Floor_56.G06 _ Bedroom 1 | CA-CA14-GN-56.G06 | CA14-GN-56.G06-Bedroom 1 | City Accommodation | CA | CA14 | Village Units 52 - 95 & Car park | GN | Ground Floor | 56.G06 | 99963 | Student Accommodation | 99939 | Unusable Spaces | 12.51 | Bedroom 1 | 7 | Residential Accommodation Space Group | 700 | Residential - Specific type not defined |  | Unknown | 0.00 | NO
City Accommodation_CA14-Village Units 52 - 95 & Car park_Ground Floor_56.G06A _ BIR | CA-CA14-GN-56.G06A | CA14-GN-56.G06A-BIR | City Accommodation | CA | CA14 | Village Units 52 - 95 & Car park | GN | Ground Floor | 56.G06A | 99963 | Student Accommodation | 99939 | Unusable Spaces | 0.69 | BIR | 7 | Residential Accommodation Space Group | 700 | Residential - Specific type not defined |  | Unknown | 0.00 | NO
City Accommodation_CA14-Village Units 52 - 95 & Car park_Ground Floor_56.G07 _ Ensuite | CA-CA14-GN-56.G07 | CA14-GN-56.G07-Ensuite | City Accommodation | CA | CA14 | Village Units 52 - 95 & Car park | GN | Ground Floor | 56.G07 | 99963 | Student Accommodation | 99939 | Unusable Spaces | 4.44 | Ensuite | 7 | Residential Accommodation Space Group | 700 | Residential - Specific type not defined |  | Unknown | 0.00 | NO
City Accommodation_CA14-Village Units 52 - 95 & Car park_Ground Floor_G01 _ Reception | CA-CA14-GN-G01 | CA14-GN-G01-Reception | City Accommodation | CA | CA14 | Village Units 52 - 95 & Car park | GN | Ground Floor | G01 | 99963 | Student Accommodation | 99939 | Unusable Spaces | 41.66 | Reception | 1 | Office Space Group | 118 | Open Plan - Reception Area |  | Unknown | 0.00 | NO
City Accommodation_CA14-Village Units 52 - 95 & Car park_Ground Floor_G02 _ Office | CA-CA14-GN-G02 | CA14-GN-G02-Office | City Accommodation | CA | CA14 | Village Units 52 - 95 & Car park | GN | Ground Floor | G02 | 99963 | Student Accommodation | 99939 | Unusable Spaces | 26.92 | Office | 1 | Office Space Group | 108 | Office - Professional/General Staff |  | Unknown | 0.00 | NO
City Accommodation_CA14-Village Units 52 - 95 & Car park_Ground Floor_G03 _ Tutorial | CA-CA14-GN-G03 | CA14-GN-G03-Tutorial | City Accommodation | CA | CA14 | Village Units 52 - 95 & Car park | GN | Ground Floor | G03 | 99963 | Student Accommodation | 99939 | Unusable Spaces | 26.12 | Tutorial | 2 | Teaching Space Group | 206 | Lecture/Seminar/Tutorial/Class Room (<30) Flat Floor |  | Unknown | 0.00 | NO
City Accommodation_CA14-Village Units 52 - 95 & Car park_Ground Floor_G04 _ Waiting | CA-CA14-GN-G04 | CA14-GN-G04-Waiting | City Accommodation | CA | CA14 | Village Units 52 - 95 & Car park | GN | Ground Floor | G04 | 99963 | Student Accommodation | 99939 | Unusable Spaces | 35.5 | Waiting | 6 | General Facility Space Group | 623 | General Facility - Waiting Area/Foyer/Reception Area |  | Unknown | 0.00 | NO
City Accommodation_CA14-Village Units 52 - 95 & Car park_Ground Floor_G84 _ Carpark | CA-CA14-GN-G84 | CA14-GN-G84-Carpark | City Accommodation | CA | CA14 | Village Units 52 - 95 & Car park | GN | Ground Floor | G84 | 99997 | Parking Spaces | 99939 | Unusable Spaces | 12.6 | Carpark | 8 | Non Useable Floor Area Space Group | 804 | Non-usable - Car park < 50% of building - Not usable TEFMA |  | Unknown | 0.00 | NO
City Accommodation_CA14-Village Units 52 - 95 & Car park_Ground Floor_G85 _ Carpark | CA-CA14-GN-G85 | CA14-GN-G85-Carpark | City Accommodation | CA | CA14 | Village Units 52 - 95 & Car park | GN | Ground Floor | G85 | 99997 | Parking Spaces | 99939 | Unusable Spaces | 15.48 | Carpark | 8 | Non Useable Floor Area Space Group | 804 | Non-usable - Car park < 50% of building - Not usable TEFMA |  | Unknown | 0.00 | NO
City Accommodation_CA14-Village Units 52 - 95 & Car park_Ground Floor_G86 _ Carpark | CA-CA14-GN-G86 | CA14-GN-G86-Carpark | City Accommodation | CA | CA14 | Village Units 52 - 95 & Car park | GN | Ground Floor | G86 | 99997 | Parking Spaces | 99939 | Unusable Spaces | 15.54 | Carpark | 8 | Non Useable Floor Area Space Group | 804 | Non-usable - Car park < 50% of building - Not usable TEFMA |  | Unknown | 0.00 | NO
City Accommodation_CA14-Village Units 52 - 95 & Car park_Ground Floor_G87 _ Carpark | CA-CA14-GN-G87 | CA14-GN-G87-Carpark | City Accommodation | CA | CA14 | Village Units 52 - 95 & Car park | GN | Ground Floor | G87 | 99997 | Parking Spaces | 99939 | Unusable Spaces | 12.68 | Carpark | 8 | Non Useable Floor Area Space Group | 804 | Non-usable - Car park < 50% of building - Not usable TEFMA |  | Unknown | 0.00 | NO
City Accommodation_CA14-Village Units 52 - 95 & Car park_Ground Floor_G88 _ Carpark | CA-CA14-GN-G88 | CA14-GN-G88-Carpark | City Accommodation | CA | CA14 | Village Units 52 - 95 & Car park | GN | Ground Floor | G88 | 99997 | Parking Spaces | 99939 | Unusable Spaces | 13.14 | Carpark | 8 | Non Useable Floor Area Space Group | 804 | Non-usable - Car park < 50% of building - Not usable TEFMA |  | Unknown | 0.00 | NO
City Accommodation_CA14-Village Units 52 - 95 & Car park_Ground Floor_G89 _ Carpark | CA-CA14-GN-G89 | CA14-GN-G89-Carpark | City Accommodation | CA | CA14 | Village Units 52 - 95 & Car park | GN | Ground Floor | G89 | 99997 | Parking Spaces | 99939 | Unusable Spaces | 8.6 | Carpark | 8 | Non Useable Floor Area Space Group | 804 | Non-usable - Car park < 50% of building - Not usable TEFMA |  | Unknown | 0.00 | NO
Coobowie_CB01-Marine Research Station_Ground Floor_G1 _ Store Room | CB-CB01-GN-G1 | CB01-GN-G1-Store Room | Coobowie | CB | CB01 | Marine Research Station | GN | Ground Floor | G1 | 285 | School of Biological Sciences | 285 | School of Biological Sciences | 17.71 | Store Room | 4 | Ancillary Area Space Group | 419 | Ancillary Area - Store Room - Generic |  | Unknown | 0.00 | NO
Coobowie_CB01-Marine Research Station_Ground Floor_G2 _ Work Room | CB-CB01-GN-G2 | CB01-GN-G2-Work Room | Coobowie | CB | CB01 | Marine Research Station | GN | Ground Floor | G2 | 285 | School of Biological Sciences | 285 | School of Biological Sciences | 104.96 | Work Room | 3 | Specialist Teaching or Research Space Group | 300 | Laboratory - Specialist teaching and research - type not defined |  | Unknown | 0.00 | NO
Coobowie_CB01-Marine Research Station_Ground Floor_G3 _ Kitchen / Entrance | CB-CB01-GN-G3 | CB01-GN-G3-Kitchen / Entrance | Coobowie | CB | CB01 | Marine Research Station | GN | Ground Floor | G3 | 285 | School of Biological Sciences | 285 | School of Biological Sciences | 9.72 | Kitchen / Entrance | 6 | General Facility Space Group | 608 | General Facility - Kitchen/Servery/Food Storage |  | Unknown | 0.00 | NO
Coobowie_CB01-Marine Research Station_Ground Floor_G5 _ Sleeping Room | CB-CB01-GN-G5 | CB01-GN-G5-Sleeping Room | Coobowie | CB | CB01 | Marine Research Station | GN | Ground Floor | G5 | 285 | School of Biological Sciences | 285 | School of Biological Sciences | 32.64 | Sleeping Room | 7 | Residential Accommodation Space Group | 700 | Residential - Specific type not defined |  | Unknown | 0.00 | NO
Coobowie_CB01-Marine Research Station_Ground Floor_G7 _ Bathroom | CB-CB01-GN-G7 | CB01-GN-G7-Bathroom | Coobowie | CB | CB01 | Marine Research Station | GN | Ground Floor | G7 | 99939 | Unusable Spaces | 99939 | Unusable Spaces | 14.54 | Bathroom | 8 | Non Useable Floor Area Space Group | 835 | Non-usable - Toilets/Amenities - Other |  | Unknown | 0.00 | NO
Coobowie_CB01-Marine Research Station_Ground Floor_G8 _ Laboratory | CB-CB01-GN-G8 | CB01-GN-G8-Laboratory | Coobowie | CB | CB01 | Marine Research Station | GN | Ground Floor | G8 | 285 | School of Biological Sciences | 285 | School of Biological Sciences | 78.77 | Laboratory | 3 | Specialist Teaching or Research Space Group | 300 | Laboratory - Specialist teaching and research - type not defined |  | Unknown | 0.00 | NO
Charlick Farm_CH01-House/Office_Ground Floor_G1 _ Entry Hall | CH-CH01-GN-G1 | CH01-GN-G1-Entry Hall | Charlick Farm | CH | CH01 | House/Office | GN | Ground Floor | G1 | 99967 | University Vacated | 99939 | Unusable Spaces | 11.45 | Entry Hall | 8 | Non Useable Floor Area Space Group | 805 | Non-usable - Circulation space |  | Unknown | 0.00 | NO
Charlick Farm_CH01-House/Office_Ground Floor_G1A _ Entry Hall | CH-CH01-GN-G1A | CH01-GN-G1A-Entry Hall | Charlick Farm | CH | CH01 | House/Office | GN | Ground Floor | G1A | 99967 | University Vacated | 99939 | Unusable Spaces | 3.22 | Entry Hall | 8 | Non Useable Floor Area Space Group | 805 | Non-usable - Circulation space |  | Unknown | 0.00 | NO
Charlick Farm_CH01-House/Office_Ground Floor_G2 _ Ldry | CH-CH01-GN-G2 | CH01-GN-G2-Ldry | Charlick Farm | CH | CH01 | House/Office | GN | Ground Floor | G2 | 99967 | University Vacated | 99939 | Unusable Spaces | 6.81 | Ldry | 6 | General Facility Space Group | 624 | General Facility - Laundry |  | Unknown | 0.00 | NO
Charlick Farm_CH01-House/Office_Ground Floor_G3 _ Bedroom | CH-CH01-GN-G3 | CH01-GN-G3-Bedroom | Charlick Farm | CH | CH01 | House/Office | GN | Ground Floor | G3 | 99967 | University Vacated | 99939 | Unusable Spaces | 19.14 | Bedroom | 4 | Ancillary Area Space Group | 419 | Ancillary Area - Store Room - Generic |  | Unknown | 0.00 | NO
Charlick Farm_CH01-House/Office_Ground Floor_G4 _ Bedroom | CH-CH01-GN-G4 | CH01-GN-G4-Bedroom | Charlick Farm | CH | CH01 | House/Office | GN | Ground Floor | G4 | 99967 | University Vacated | 99939 | Unusable Spaces | 15.23 | Bedroom | 6 | General Facility Space Group | 600 | General Facility - Specific type not defined |  | Unknown | 0.00 | NO
Charlick Farm_CH01-House/Office_Ground Floor_G5 _ Bedroom | CH-CH01-GN-G5 | CH01-GN-G5-Bedroom | Charlick Farm | CH | CH01 | House/Office | GN | Ground Floor | G5 | 99967 | University Vacated | 99939 | Unusable Spaces | 14.35 | Bedroom | 7 | Residential Accommodation Space Group | 700 | Residential - Specific type not defined |  | Unknown | 0.00 | NO
Charlick Farm_CH01-House/Office_Ground Floor_G6 _ Dining & Kitchen | CH-CH01-GN-G6 | CH01-GN-G6-Dining & Kitchen | Charlick Farm | CH | CH01 | House/Office | GN | Ground Floor | G6 | 99967 | University Vacated | 99939 | Unusable Spaces | 18.03 | Dining & Kitchen | 4 | Ancillary Area Space Group | 403 | Ancillary Area - Workshop |  | Unknown | 0.00 | NO
Charlick Farm_CH01-House/Office_Ground Floor_G7 _ Gallery | CH-CH01-GN-G7 | CH01-GN-G7-Gallery | Charlick Farm | CH | CH01 | House/Office | GN | Ground Floor | G7 | 99967 | University Vacated | 99939 | Unusable Spaces | 7.13 | Gallery | 4 | Ancillary Area Space Group | 406 | Ancillary Area - Display Area/ Museum/ Research Collection |  | Unknown | 0.00 | NO
Charlick Farm_CH02-House Shed 1_Ground Floor_G1 _ House Shed 1 | CH-CH02-GN-G1 | CH02-GN-G1-House Shed 1 | Charlick Farm | CH | CH02 | House Shed 1 | GN | Ground Floor | G1 | 99967 | University Vacated | 99939 | Unusable Spaces | 41.78 | House Shed 1 | 8 | Non Useable Floor Area Space Group | 807 | Non-usable - Garage/Loading bay |  | Unknown | 0.00 | NO
Charlick Farm_CH03-Shed 2_Ground Floor_G1 _ Shed 2 | CH-CH03-GN-G1 | CH03-GN-G1-Shed 2 | Charlick Farm | CH | CH03 | Shed 2 | GN | Ground Floor | G1 | 99967 | University Vacated | 99939 | Unusable Spaces | 134.92 | Shed 2 | 8 | Non Useable Floor Area Space Group | 807 | Non-usable - Garage/Loading bay |  | Unknown | 0.00 | NO
Charlick Farm_CH04-Shed 3_Ground Floor_G1 _ Shed 3 | CH-CH04-GN-G1 | CH04-GN-G1-Shed 3 | Charlick Farm | CH | CH04 | Shed 3 | GN | Ground Floor | G1 | 99967 | University Vacated | 99939 | Unusable Spaces | 263.93 | Shed 3 | 8 | Non Useable Floor Area Space Group | 807 | Non-usable - Garage/Loading bay |  | Unknown | 0.00 | NO
Charlick Farm_CH04-Shed 3_Ground Floor_G2 _ Office | CH-CH04-GN-G2 | CH04-GN-G2-Office | Charlick Farm | CH | CH04 | Shed 3 | GN | Ground Floor | G2 | 99967 | University Vacated | 99939 | Unusable Spaces | 12.79 | Office | 1 | Office Space Group | 100 | Office - Specific type not defined |  | Unknown | 0.00 | NO
Charlick Farm_CH04-Shed 3_Ground Floor_G3 _ Store | CH-CH04-GN-G3 | CH04-GN-G3-Store | Charlick Farm | CH | CH04 | Shed 3 | GN | Ground Floor | G3 | 99967 | University Vacated | 99939 | Unusable Spaces | 12.68 | Store | 4 | Ancillary Area Space Group | 419 | Ancillary Area - Store Room - Generic |  | Unknown | 0.00 | NO
Charlick Farm_CH04-Shed 3_Ground Floor_G4 _ Lunchroom | CH-CH04-GN-G4 | CH04-GN-G4-Lunchroom | Charlick Farm | CH | CH04 | Shed 3 | GN | Ground Floor | G4 | 99967 | University Vacated | 99939 | Unusable Spaces | 12.68 | Lunchroom | 6 | General Facility Space Group | 608 | General Facility - Kitchen/Servery/Food Storage |  | Unknown | 0.00 | NO
Charlick Farm_CH04-Shed 3_Ground Floor_G5 _ WC | CH-CH04-GN-G5 | CH04-GN-G5-WC | Charlick Farm | CH | CH04 | Shed 3 | GN | Ground Floor | G5 | 99967 | University Vacated | 99939 | Unusable Spaces | 12.79 | WC | 8 | Non Useable Floor Area Space Group | 835 | Non-usable - Toilets/Amenities - Other |  | Unknown | 0.00 | NO
Charlick Farm_CH04-Shed 3_Ground Floor_G6 _ Loading Dock | CH-CH04-GN-G6 | CH04-GN-G6-Loading Dock | Charlick Farm | CH | CH04 | Shed 3 | GN | Ground Floor | G6 | 99967 | University Vacated | 99939 | Unusable Spaces | 52.19 | Loading Dock | 8 | Non Useable Floor Area Space Group | 807 | Non-usable - Garage/Loading bay |  | Unknown | 0.00 | NO
Charlick Farm_CH04-Shed 3_Mezzanine_M1 _ Mezzanine Store | CH-CH04-MZ-M1 | CH04-MZ-M1-Mezzanine Store | Charlick Farm | CH | CH04 | Shed 3 | MZ | Mezzanine | M1 | 99967 | University Vacated | 99939 | Unusable Spaces | 51.6 | Mezzanine Store | 4 | Ancillary Area Space Group | 419 | Ancillary Area - Store Room - Generic |  | Unknown | 0.00 | NO
Charlick Farm_CH05-Implement Shed_Ground Floor_G1 _ Implement Shed | CH-CH05-GN-G1 | CH05-GN-G1-Implement Shed | Charlick Farm | CH | CH05 | Implement Shed | GN | Ground Floor | G1 | 99967 | University Vacated | 99939 | Unusable Spaces | 175.05 | Implement Shed | 8 | Non Useable Floor Area Space Group | 807 | Non-usable - Garage/Loading bay |  | Unknown | 0.00 | NO
Charlick Farm_CH06-Hazardous Shed 5_Ground Floor_G1 _ Hazardous Chemicals | CH-CH06-GN-G1 | CH06-GN-G1-Hazardous Chemicals | Charlick Farm | CH | CH06 | Hazardous Shed 5 | GN | Ground Floor | G1 | 99967 | University Vacated | 99939 | Unusable Spaces | 33 | Hazardous Chemicals | 4 | Ancillary Area Space Group | 418 | Ancillary Area - Dangerous goods storage |  | Unknown | 0.00 | NO
Charlick Farm_CH07-Implement Shed_Ground Floor_G1 _ Implement Shed | CH-CH07-GN-G1 | CH07-GN-G1-Implement Shed | Charlick Farm | CH | CH07 | Implement Shed | GN | Ground Floor | G1 | 99967 | University Vacated | 99939 | Unusable Spaces | 466.2 | Implement Shed | 8 | Non Useable Floor Area Space Group | 807 | Non-usable - Garage/Loading bay |  | Unknown | 0.00 | NO
Clare_CL01-Clare Medical Centre_Ground Floor_S4 _ Resource Centre | CL-CL01-GN-S4 | CL01-GN-S4-Resource Centre | Clare | CL | CL01 | Clare Medical Centre | GN | Ground Floor | S4 | 384 | Medicine | 384 | Adelaide Medical School | 22.68 | Resource Centre | 6 | General Facility Space Group | 601 | General Facility - Committee/Conference/Meeting room |  | Unknown | 0.00 | NO
Coorong (Salt Creek)_CR01-Lab & Accommodation_Ground Floor_G01 _ Kitchen | CR-CR01-GN-G01 | CR01-GN-G01-Kitchen | Coorong (Salt Creek) | CR | CR01 | Lab & Accommodation | GN | Ground Floor | G01 | 99989 | State Government Departments | 859 | Infrastructure | 8.63 | Kitchen | 6 | General Facility Space Group | 608 | General Facility - Kitchen/Servery/Food Storage |  | Unknown | 0.00 | NO
Coorong (Salt Creek)_CR01-Lab & Accommodation_Ground Floor_G02 _ Bedroom | CR-CR01-GN-G02 | CR01-GN-G02-Bedroom | Coorong (Salt Creek) | CR | CR01 | Lab & Accommodation | GN | Ground Floor | G02 | 99989 | State Government Departments | 859 | Infrastructure | 8.68 | Bedroom | 7 | Residential Accommodation Space Group | 700 | Residential - Specific type not defined |  | Unknown | 0.00 | NO
Coorong (Salt Creek)_CR01-Lab & Accommodation_Ground Floor_G03 _ WC | CR-CR01-GN-G03 | CR01-GN-G03-WC | Coorong (Salt Creek) | CR | CR01 | Lab & Accommodation | GN | Ground Floor | G03 | 99989 | State Government Departments | 859 | Infrastructure | 3.98 | WC | 8 | Non Useable Floor Area Space Group | 835 | Non-usable - Toilets/Amenities - Other |  | Unknown | 0.00 | NO
Coorong (Salt Creek)_CR01-Lab & Accommodation_Ground Floor_G04 _ Office | CR-CR01-GN-G04 | CR01-GN-G04-Office | Coorong (Salt Creek) | CR | CR01 | Lab & Accommodation | GN | Ground Floor | G04 | 99989 | State Government Departments | 859 | Infrastructure | 7.42 | Office | 1 | Office Space Group | 101 | Office - Academic Staff |  | Unknown | 0.00 | NO
Doppler Radar (BOM)_DR01-BOM Doppler Radar Facility_Ground Floor_G1 _ Equip Shelter - Bureau of Meteo. | DR-DR01-GN-G1 | DR01-GN-G1-Equip Shelter - Bureau of Meteo. | Doppler Radar (BOM) | DR | DR01 | BOM Doppler Radar Facility | GN | Ground Floor | G1 | 99001 | Federal - BOM - Bureau of Meteorology | 859 | Infrastructure | 37.44 | Equip Shelter - Bureau of Meteo. | 4 | Ancillary Area Space Group | 419 | Ancillary Area - Store Room - Generic |  | Unknown | 0.00 | NO
Family Practice Unit_FP01-Unihealth Highbury_Ground Floor_G01 _ Waiting | FP-FP01-GN-G01 | FP01-GN-G01-Waiting | Family Practice Unit | FP | FP01 | Unihealth Highbury | GN | Ground Floor | G01 | 99967 | University Vacated | 99939 | Unusable Spaces | 25.71 | Waiting | 6 | General Facility Space Group | 623 | General Facility - Waiting Area/Foyer/Reception Area |  | Unknown | 0.00 | NO
Family Practice Unit_FP01-Unihealth Highbury_Ground Floor_G02 _ Corr. 2 | FP-FP01-GN-G02 | FP01-GN-G02-Corr. 2 | Family Practice Unit | FP | FP01 | Unihealth Highbury | GN | Ground Floor | G02 | 99967 | University Vacated | 99939 | Unusable Spaces | 25.11 | Corr. 2 | 8 | Non Useable Floor Area Space Group | 805 | Non-usable - Circulation space |  | Unknown | 0.00 | NO
Family Practice Unit_FP01-Unihealth Highbury_Ground Floor_G03 _ Reception | FP-FP01-GN-G03 | FP01-GN-G03-Reception | Family Practice Unit | FP | FP01 | Unihealth Highbury | GN | Ground Floor | G03 | 99967 | University Vacated | 99939 | Unusable Spaces | 24.94 | Reception | 1 | Office Space Group | 118 | Open Plan - Reception Area |  | Unknown | 0.00 | NO
Family Practice Unit_FP01-Unihealth Highbury_Ground Floor_G04 _ Treatment Room | FP-FP01-GN-G04 | FP01-GN-G04-Treatment Room | Family Practice Unit | FP | FP01 | Unihealth Highbury | GN | Ground Floor | G04 | 99967 | University Vacated | 99939 | Unusable Spaces | 26.56 | Treatment Room | 6 | General Facility Space Group | 615 | General Facility - Medical Centre |  | Unknown | 0.00 | NO
Family Practice Unit_FP01-Unihealth Highbury_Ground Floor_G05 _ Consulting Room 6 | FP-FP01-GN-G05 | FP01-GN-G05-Consulting Room 6 | Family Practice Unit | FP | FP01 | Unihealth Highbury | GN | Ground Floor | G05 | 99967 | University Vacated | 99939 | Unusable Spaces | 18.01 | Consulting Room 6 | 6 | General Facility Space Group | 615 | General Facility - Medical Centre |  | Unknown | 0.00 | NO
Family Practice Unit_FP01-Unihealth Highbury_Ground Floor_G06 _ WC - Access | FP-FP01-GN-G06 | FP01-GN-G06-WC - Access | Family Practice Unit | FP | FP01 | Unihealth Highbury | GN | Ground Floor | G06 | 99967 | University Vacated | 99939 | Unusable Spaces | 2.78 | WC - Access | 8 | Non Useable Floor Area Space Group | 818 | Non-usable - Toilets/Amenities - Unisex Accessible |  | Unknown | 0.00 | NO
Family Practice Unit_FP01-Unihealth Highbury_Ground Floor_G07 _ Store | FP-FP01-GN-G07 | FP01-GN-G07-Store | Family Practice Unit | FP | FP01 | Unihealth Highbury | GN | Ground Floor | G07 | 99967 | University Vacated | 99939 | Unusable Spaces | 2.46 | Store | 4 | Ancillary Area Space Group | 419 | Ancillary Area - Store Room - Generic |  | Unknown | 0.00 | NO
Family Practice Unit_FP01-Unihealth Highbury_Ground Floor_G08 _ Tea Room | FP-FP01-GN-G08 | FP01-GN-G08-Tea Room | Family Practice Unit | FP | FP01 | Unihealth Highbury | GN | Ground Floor | G08 | 99967 | University Vacated | 99939 | Unusable Spaces | 7.47 | Tea Room | 6 | General Facility Space Group | 608 | General Facility - Kitchen/Servery/Food Storage |  | Unknown | 0.00 | NO
Family Practice Unit_FP01-Unihealth Highbury_Ground Floor_G09 _ Stair | FP-FP01-GN-G09 | FP01-GN-G09-Stair | Family Practice Unit | FP | FP01 | Unihealth Highbury | GN | Ground Floor | G09 | 99967 | University Vacated | 99939 | Unusable Spaces | 7.12 | Stair | 8 | Non Useable Floor Area Space Group | 805 | Non-usable - Circulation space |  | Unknown | 0.00 | NO
Family Practice Unit_FP01-Unihealth Highbury_Ground Floor_G10 _ WC - Staff | FP-FP01-GN-G10 | FP01-GN-G10-WC - Staff | Family Practice Unit | FP | FP01 | Unihealth Highbury | GN | Ground Floor | G10 | 99967 | University Vacated | 99939 | Unusable Spaces | 4.1 | WC - Staff | 8 | Non Useable Floor Area Space Group | 835 | Non-usable - Toilets/Amenities - Other |  | Unknown | 0.00 | NO
Family Practice Unit_FP01-Unihealth Highbury_Ground Floor_G10A _ WC - Staff | FP-FP01-GN-G10A | FP01-GN-G10A-WC - Staff | Family Practice Unit | FP | FP01 | Unihealth Highbury | GN | Ground Floor | G10A | 99967 | University Vacated | 99939 | Unusable Spaces | 2.16 | WC - Staff | 8 | Non Useable Floor Area Space Group | 835 | Non-usable - Toilets/Amenities - Other |  | Unknown | 0.00 | NO
Family Practice Unit_FP01-Unihealth Highbury_Ground Floor_G11 _ A/L | FP-FP01-GN-G11 | FP01-GN-G11-A/L | Family Practice Unit | FP | FP01 | Unihealth Highbury | GN | Ground Floor | G11 | 99967 | University Vacated | 99939 | Unusable Spaces | 2.53 | A/L | 8 | Non Useable Floor Area Space Group | 835 | Non-usable - Toilets/Amenities - Other |  | Unknown | 0.00 | NO
Family Practice Unit_FP01-Unihealth Highbury_Ground Floor_G12 _ Consulting Room 1 | FP-FP01-GN-G12 | FP01-GN-G12-Consulting Room 1 | Family Practice Unit | FP | FP01 | Unihealth Highbury | GN | Ground Floor | G12 | 99967 | University Vacated | 99939 | Unusable Spaces | 13.88 | Consulting Room 1 | 6 | General Facility Space Group | 615 | General Facility - Medical Centre |  | Unknown | 0.00 | NO
Family Practice Unit_FP01-Unihealth Highbury_Ground Floor_G13 _ Speech Pathology | FP-FP01-GN-G13 | FP01-GN-G13-Speech Pathology | Family Practice Unit | FP | FP01 | Unihealth Highbury | GN | Ground Floor | G13 | 99967 | University Vacated | 99939 | Unusable Spaces | 10.83 | Speech Pathology | 6 | General Facility Space Group | 615 | General Facility - Medical Centre |  | Unknown | 0.00 | NO
Family Practice Unit_FP01-Unihealth Highbury_Ground Floor_G14 _ Stair | FP-FP01-GN-G14 | FP01-GN-G14-Stair | Family Practice Unit | FP | FP01 | Unihealth Highbury | GN | Ground Floor | G14 | 99967 | University Vacated | 99939 | Unusable Spaces | 1.15 | Stair | 8 | Non Useable Floor Area Space Group | 805 | Non-usable - Circulation space |  | Unknown | 0.00 | NO
Family Practice Unit_FP01-Unihealth Highbury_Ground Floor_G15 _ Courtyard | FP-FP01-GN-G15 | FP01-GN-G15-Courtyard | Family Practice Unit | FP | FP01 | Unihealth Highbury | GN | Ground Floor | G15 | 99967 | University Vacated | 99939 | Unusable Spaces | 9.86 | Courtyard | 8 | Non Useable Floor Area Space Group | 805 | Non-usable - Circulation space |  | Unknown | 0.00 | NO
Family Practice Unit_FP01-Unihealth Highbury_Ground Floor_G16 _ Consult 2 | FP-FP01-GN-G16 | FP01-GN-G16-Consult 2 | Family Practice Unit | FP | FP01 | Unihealth Highbury | GN | Ground Floor | G16 | 99967 | University Vacated | 99939 | Unusable Spaces | 12.74 | Consult 2 | 6 | General Facility Space Group | 615 | General Facility - Medical Centre |  | Unknown | 0.00 | NO
Family Practice Unit_FP01-Unihealth Highbury_Ground Floor_G17 _ Courtyard | FP-FP01-GN-G17 | FP01-GN-G17-Courtyard | Family Practice Unit | FP | FP01 | Unihealth Highbury | GN | Ground Floor | G17 | 99967 | University Vacated | 99939 | Unusable Spaces | 14.66 | Courtyard | 8 | Non Useable Floor Area Space Group | 805 | Non-usable - Circulation space |  | Unknown | 0.00 | NO
Family Practice Unit_FP01-Unihealth Highbury_Ground Floor_G18 _ Consult 3 | FP-FP01-GN-G18 | FP01-GN-G18-Consult 3 | Family Practice Unit | FP | FP01 | Unihealth Highbury | GN | Ground Floor | G18 | 99967 | University Vacated | 99939 | Unusable Spaces | 13.12 | Consult 3 | 6 | General Facility Space Group | 615 | General Facility - Medical Centre |  | Unknown | 0.00 | NO
Family Practice Unit_FP01-Unihealth Highbury_Ground Floor_G19 _ Corr. 1 | FP-FP01-GN-G19 | FP01-GN-G19-Corr. 1 | Family Practice Unit | FP | FP01 | Unihealth Highbury | GN | Ground Floor | G19 | 99967 | University Vacated | 99939 | Unusable Spaces | 20.77 | Corr. 1 | 8 | Non Useable Floor Area Space Group | 805 | Non-usable - Circulation space |  | Unknown | 0.00 | NO
Family Practice Unit_FP01-Unihealth Highbury_Ground Floor_G20 _ Consult 4 | FP-FP01-GN-G20 | FP01-GN-G20-Consult 4 | Family Practice Unit | FP | FP01 | Unihealth Highbury | GN | Ground Floor | G20 | 99967 | University Vacated | 99939 | Unusable Spaces | 16.08 | Consult 4 | 6 | General Facility Space Group | 615 | General Facility - Medical Centre |  | Unknown | 0.00 | NO
Family Practice Unit_FP01-Unihealth Highbury_Ground Floor_G21 _ WC - Staff | FP-FP01-GN-G21 | FP01-GN-G21-WC - Staff | Family Practice Unit | FP | FP01 | Unihealth Highbury | GN | Ground Floor | G21 | 99967 | University Vacated | 99939 | Unusable Spaces | 2.85 | WC - Staff | 8 | Non Useable Floor Area Space Group | 835 | Non-usable - Toilets/Amenities - Other |  | Unknown | 0.00 | NO
Family Practice Unit_FP01-Unihealth Highbury_Ground Floor_G22 _ A/L | FP-FP01-GN-G22 | FP01-GN-G22-A/L | Family Practice Unit | FP | FP01 | Unihealth Highbury | GN | Ground Floor | G22 | 99967 | University Vacated | 99939 | Unusable Spaces | 1.65 | A/L | 8 | Non Useable Floor Area Space Group | 835 | Non-usable - Toilets/Amenities - Other |  | Unknown | 0.00 | NO
Family Practice Unit_FP01-Unihealth Highbury_Ground Floor_G23 _ WC - Staff | FP-FP01-GN-G23 | FP01-GN-G23-WC - Staff | Family Practice Unit | FP | FP01 | Unihealth Highbury | GN | Ground Floor | G23 | 99967 | University Vacated | 99939 | Unusable Spaces | 2.1 | WC - Staff | 8 | Non Useable Floor Area Space Group | 835 | Non-usable - Toilets/Amenities - Other |  | Unknown | 0.00 | NO
Family Practice Unit_FP01-Unihealth Highbury_Ground Floor_G24 _ Corr. 3 | FP-FP01-GN-G24 | FP01-GN-G24-Corr. 3 | Family Practice Unit | FP | FP01 | Unihealth Highbury | GN | Ground Floor | G24 | 99967 | University Vacated | 99939 | Unusable Spaces | 14.05 | Corr. 3 | 8 | Non Useable Floor Area Space Group | 805 | Non-usable - Circulation space |  | Unknown | 0.00 | NO
Family Practice Unit_FP01-Unihealth Highbury_Ground Floor_G25 _ Consult 5 | FP-FP01-GN-G25 | FP01-GN-G25-Consult 5 | Family Practice Unit | FP | FP01 | Unihealth Highbury | GN | Ground Floor | G25 | 99967 | University Vacated | 99939 | Unusable Spaces | 15.19 | Consult 5 | 6 | General Facility Space Group | 615 | General Facility - Medical Centre |  | Unknown | 0.00 | NO
Family Practice Unit_FP01-Unihealth Highbury_Ground Floor_G26 _ Consult 8 | FP-FP01-GN-G26 | FP01-GN-G26-Consult 8 | Family Practice Unit | FP | FP01 | Unihealth Highbury | GN | Ground Floor | G26 | 99967 | University Vacated | 99939 | Unusable Spaces | 17.55 | Consult 8 | 6 | General Facility Space Group | 615 | General Facility - Medical Centre |  | Unknown | 0.00 | NO
Family Practice Unit_FP01-Unihealth Highbury_Ground Floor_G27 _ Office | FP-FP01-GN-G27 | FP01-GN-G27-Office | Family Practice Unit | FP | FP01 | Unihealth Highbury | GN | Ground Floor | G27 | 99967 | University Vacated | 99939 | Unusable Spaces | 16.25 | Office | 1 | Office Space Group | 101 | Office - Academic Staff |  | Unknown | 0.00 | NO
Family Practice Unit_FP01-Unihealth Highbury_Ground Floor_G28 _ Consult 9 | FP-FP01-GN-G28 | FP01-GN-G28-Consult 9 | Family Practice Unit | FP | FP01 | Unihealth Highbury | GN | Ground Floor | G28 | 99967 | University Vacated | 99939 | Unusable Spaces | 13.12 | Consult 9 | 6 | General Facility Space Group | 615 | General Facility - Medical Centre |  | Unknown | 0.00 | NO
Family Practice Unit_FP01-Unihealth Highbury_Ground Floor_G29 _ Corr. 5 | FP-FP01-GN-G29 | FP01-GN-G29-Corr. 5 | Family Practice Unit | FP | FP01 | Unihealth Highbury | GN | Ground Floor | G29 | 99967 | University Vacated | 99939 | Unusable Spaces | 5.16 | Corr. 5 | 8 | Non Useable Floor Area Space Group | 805 | Non-usable - Circulation space |  | Unknown | 0.00 | NO
Family Practice Unit_FP01-Unihealth Highbury_Ground Floor_G30 _ Office | FP-FP01-GN-G30 | FP01-GN-G30-Office | Family Practice Unit | FP | FP01 | Unihealth Highbury | GN | Ground Floor | G30 | 99967 | University Vacated | 99939 | Unusable Spaces | 15.91 | Office | 1 | Office Space Group | 101 | Office - Academic Staff |  | Unknown | 0.00 | NO
Family Practice Unit_FP01-Unihealth Highbury_Ground Floor_G31 _ Corr. 4 | FP-FP01-GN-G31 | FP01-GN-G31-Corr. 4 | Family Practice Unit | FP | FP01 | Unihealth Highbury | GN | Ground Floor | G31 | 99967 | University Vacated | 99939 | Unusable Spaces | 9.36 | Corr. 4 | 8 | Non Useable Floor Area Space Group | 805 | Non-usable - Circulation space |  | Unknown | 0.00 | NO
Family Practice Unit_FP01-Unihealth Highbury_Ground Floor_G32 _ Consult 10 | FP-FP01-GN-G32 | FP01-GN-G32-Consult 10 | Family Practice Unit | FP | FP01 | Unihealth Highbury | GN | Ground Floor | G32 | 99967 | University Vacated | 99939 | Unusable Spaces | 17.82 | Consult 10 | 6 | General Facility Space Group | 615 | General Facility - Medical Centre |  | Unknown | 0.00 | NO
Family Practice Unit_FP01-Unihealth Highbury_Ground Floor_G33 _ Office | FP-FP01-GN-G33 | FP01-GN-G33-Office | Family Practice Unit | FP | FP01 | Unihealth Highbury | GN | Ground Floor | G33 | 99967 | University Vacated | 99939 | Unusable Spaces | 16.5 | Office | 1 | Office Space Group | 101 | Office - Academic Staff |  | Unknown | 0.00 | NO
Family Practice Unit_FP01-Unihealth Highbury_Lower Ground_LG01 _ Lobby | FP-FP01-LG-LG01 | FP01-LG-LG01-Lobby | Family Practice Unit | FP | FP01 | Unihealth Highbury | LG | Lower Ground | LG01 | 99967 | University Vacated | 99939 | Unusable Spaces | 12.58 | Lobby | 8 | Non Useable Floor Area Space Group | 805 | Non-usable - Circulation space |  | Unknown | 0.00 | NO
Family Practice Unit_FP01-Unihealth Highbury_Lower Ground_LG02 _ Corr. | FP-FP01-LG-LG02 | FP01-LG-LG02-Corr. | Family Practice Unit | FP | FP01 | Unihealth Highbury | LG | Lower Ground | LG02 | 99967 | University Vacated | 99939 | Unusable Spaces | 5.95 | Corr. | 8 | Non Useable Floor Area Space Group | 805 | Non-usable - Circulation space |  | Unknown | 0.00 | NO
Family Practice Unit_FP01-Unihealth Highbury_Lower Ground_LG03 _ Office - Accounts | FP-FP01-LG-LG03 | FP01-LG-LG03-Office - Accounts | Family Practice Unit | FP | FP01 | Unihealth Highbury | LG | Lower Ground | LG03 | 99967 | University Vacated | 99939 | Unusable Spaces | 13.8 | Office - Accounts | 1 | Office Space Group | 116 | Open Plan - Professional/General Staff |  | Unknown | 0.00 | NO
Family Practice Unit_FP01-Unihealth Highbury_Lower Ground_LG04 _ Seminar Room | FP-FP01-LG-LG04 | FP01-LG-LG04-Seminar Room | Family Practice Unit | FP | FP01 | Unihealth Highbury | LG | Lower Ground | LG04 | 99967 | University Vacated | 99939 | Unusable Spaces | 31.71 | Seminar Room | 2 | Teaching Space Group | 206 | Lecture/Seminar/Tutorial/Class Room (<30) Flat Floor |  | Unknown | 0.00 | NO
Family Practice Unit_FP01-Unihealth Highbury_Lower Ground_LG05 _ Office - Staff | FP-FP01-LG-LG05 | FP01-LG-LG05-Office - Staff | Family Practice Unit | FP | FP01 | Unihealth Highbury | LG | Lower Ground | LG05 | 99967 | University Vacated | 99939 | Unusable Spaces | 21.58 | Office - Staff | 1 | Office Space Group | 116 | Open Plan - Professional/General Staff |  | Unknown | 0.00 | NO
Family Practice Unit_FP01-Unihealth Highbury_Lower Ground_LG06 _ Stair | FP-FP01-LG-LG06 | FP01-LG-LG06-Stair | Family Practice Unit | FP | FP01 | Unihealth Highbury | LG | Lower Ground | LG06 | 99967 | University Vacated | 99939 | Unusable Spaces | 4.39 | Stair | 8 | Non Useable Floor Area Space Group | 805 | Non-usable - Circulation space |  | Unknown | 0.00 | NO
Family Practice Unit_FP01-Unihealth Highbury_Lower Ground_LG07 _ Store | FP-FP01-LG-LG07 | FP01-LG-LG07-Store | Family Practice Unit | FP | FP01 | Unihealth Highbury | LG | Lower Ground | LG07 | 99967 | University Vacated | 99939 | Unusable Spaces | 8.02 | Store | 4 | Ancillary Area Space Group | 419 | Ancillary Area - Store Room - Generic |  | Unknown | 0.00 | NO
Glenthorne Farm_GT01-Administrative Building_Roof Level_R01 _ roof space | GT-GT01-01-R01 | GT01-01-R01-roof space | Glenthorne Farm | GT | GT01 | Administrative Building | 01 | Roof Level | R01 | 99967 | University Vacated | 99939 | Unusable Spaces | 202.55 | roof space | 8 | Non Useable Floor Area Space Group | 800 | Non-usable - Specific type not defined |  | Unknown | 0.00 | NO
Glenthorne Farm_GT01-Administrative Building_Basement_B01 _ unknown | GT-GT01-BA-B01 | GT01-BA-B01-unknown | Glenthorne Farm | GT | GT01 | Administrative Building | BA | Basement | B01 | 99967 | University Vacated | 99939 | Unusable Spaces | 109.16 | unknown | 8 | Non Useable Floor Area Space Group | 800 | Non-usable - Specific type not defined |  | Unknown | 0.00 | NO
Glenthorne Farm_GT01-Administrative Building_Basement_B02 _ unknown | GT-GT01-BA-B02 | GT01-BA-B02-unknown | Glenthorne Farm | GT | GT01 | Administrative Building | BA | Basement | B02 | 99967 | University Vacated | 99939 | Unusable Spaces | 89.74 | unknown | 8 | Non Useable Floor Area Space Group | 800 | Non-usable - Specific type not defined |  | Unknown | 0.00 | NO
Glenthorne Farm_GT01-Administrative Building_Ground Floor_G1 _ Lobby | GT-GT01-GN-G1 | GT01-GN-G1-Lobby | Glenthorne Farm | GT | GT01 | Administrative Building | GN | Ground Floor | G1 | 99967 | University Vacated | 99939 | Unusable Spaces | 14.31 | Lobby | 8 | Non Useable Floor Area Space Group | 805 | Non-usable - Circulation space |  | Unknown | 0.00 | NO
Glenthorne Farm_GT01-Administrative Building_Ground Floor_G10 _ Store | GT-GT01-GN-G10 | GT01-GN-G10-Store | Glenthorne Farm | GT | GT01 | Administrative Building | GN | Ground Floor | G10 | 99967 | University Vacated | 99939 | Unusable Spaces | 7.43 | Store | 4 | Ancillary Area Space Group | 419 | Ancillary Area - Store Room - Generic |  | Unknown | 0.00 | NO
Glenthorne Farm_GT01-Administrative Building_Ground Floor_G11 _ Office - General | GT-GT01-GN-G11 | GT01-GN-G11-Office - General | Glenthorne Farm | GT | GT01 | Administrative Building | GN | Ground Floor | G11 | 99967 | University Vacated | 99939 | Unusable Spaces | 17.09 | Office - General | 1 | Office Space Group | 108 | Office - Professional/General Staff |  | Unknown | 0.00 | NO
Glenthorne Farm_GT01-Administrative Building_Ground Floor_G12 _ Corr. | GT-GT01-GN-G12 | GT01-GN-G12-Corr. | Glenthorne Farm | GT | GT01 | Administrative Building | GN | Ground Floor | G12 | 99967 | University Vacated | 99939 | Unusable Spaces | 15.24 | Corr. | 8 | Non Useable Floor Area Space Group | 805 | Non-usable - Circulation space |  | Unknown | 0.00 | NO
Glenthorne Farm_GT01-Administrative Building_Ground Floor_G13 _ Back Porch | GT-GT01-GN-G13 | GT01-GN-G13-Back Porch | Glenthorne Farm | GT | GT01 | Administrative Building | GN | Ground Floor | G13 | 99967 | University Vacated | 99939 | Unusable Spaces | 3.72 | Back Porch | 8 | Non Useable Floor Area Space Group | 805 | Non-usable - Circulation space |  | Unknown | 0.00 | NO
Glenthorne Farm_GT01-Administrative Building_Ground Floor_G2 _ Office - Technical Officer | GT-GT01-GN-G2 | GT01-GN-G2-Office - Technical Officer | Glenthorne Farm | GT | GT01 | Administrative Building | GN | Ground Floor | G2 | 99967 | University Vacated | 99939 | Unusable Spaces | 10.68 | Office - Technical Officer | 1 | Office Space Group | 100 | Office - Specific type not defined |  | Unknown | 0.00 | NO
Glenthorne Farm_GT01-Administrative Building_Ground Floor_G3 _ Office - Manager | GT-GT01-GN-G3 | GT01-GN-G3-Office - Manager | Glenthorne Farm | GT | GT01 | Administrative Building | GN | Ground Floor | G3 | 99967 | University Vacated | 99939 | Unusable Spaces | 15.61 | Office - Manager | 1 | Office Space Group | 116 | Open Plan - Professional/General Staff |  | Unknown | 0.00 | NO
Glenthorne Farm_GT01-Administrative Building_Ground Floor_G4 _ Laboratory | GT-GT01-GN-G4 | GT01-GN-G4-Laboratory | Glenthorne Farm | GT | GT01 | Administrative Building | GN | Ground Floor | G4 | 99967 | University Vacated | 99939 | Unusable Spaces | 31.22 | Laboratory | 3 | Specialist Teaching or Research Space Group | 300 | Laboratory - Specialist teaching and research - type not defined |  | Unknown | 0.00 | NO
Glenthorne Farm_GT01-Administrative Building_Ground Floor_G5 _ WC - F | GT-GT01-GN-G5 | GT01-GN-G5-WC - F | Glenthorne Farm | GT | GT01 | Administrative Building | GN | Ground Floor | G5 | 99967 | University Vacated | 99939 | Unusable Spaces | 4.88 | WC - F | 8 | Non Useable Floor Area Space Group | 820 | Non-usable - Toilets/Amenities - Female |  | Unknown | 0.00 | NO
Glenthorne Farm_GT01-Administrative Building_Ground Floor_G6 _ Overseer | GT-GT01-GN-G6 | GT01-GN-G6-Overseer | Glenthorne Farm | GT | GT01 | Administrative Building | GN | Ground Floor | G6 | 99967 | University Vacated | 99939 | Unusable Spaces | 9.62 | Overseer | 1 | Office Space Group | 100 | Office - Specific type not defined |  | Unknown | 0.00 | NO
Glenthorne Farm_GT01-Administrative Building_Ground Floor_G7 _ WC - M | GT-GT01-GN-G7 | GT01-GN-G7-WC - M | Glenthorne Farm | GT | GT01 | Administrative Building | GN | Ground Floor | G7 | 99967 | University Vacated | 99939 | Unusable Spaces | 10.68 | WC - M | 8 | Non Useable Floor Area Space Group | 821 | Non-usable - Toilets/Amenities - Male |  | Unknown | 0.00 | NO
Glenthorne Farm_GT01-Administrative Building_Ground Floor_G8 _ Lockers | GT-GT01-GN-G8 | GT01-GN-G8-Lockers | Glenthorne Farm | GT | GT01 | Administrative Building | GN | Ground Floor | G8 | 99967 | University Vacated | 99939 | Unusable Spaces | 23.37 | Lockers | 4 | Ancillary Area Space Group | 416 | Ancillary Area - Locker Storage/Room |  | Unknown | 0.00 | NO
Glenthorne Farm_GT01-Administrative Building_Ground Floor_G9 _ Lunchroom | GT-GT01-GN-G9 | GT01-GN-G9-Lunchroom | Glenthorne Farm | GT | GT01 | Administrative Building | GN | Ground Floor | G9 | 99967 | University Vacated | 99939 | Unusable Spaces | 23.97 | Lunchroom | 6 | General Facility Space Group | 608 | General Facility - Kitchen/Servery/Food Storage |  | Unknown | 0.00 | NO
Glenthorne Farm_GT02-Animal House_Ground Floor_G1 _ Office | GT-GT02-GN-G1 | GT02-GN-G1-Office | Glenthorne Farm | GT | GT02 | Animal House | GN | Ground Floor | G1 | 99967 | University Vacated | 99939 | Unusable Spaces | 77.76 | Office | 1 | Office Space Group | 101 | Office - Academic Staff |  | Unknown | 0.00 | NO
Glenthorne Farm_GT02-Animal House_Ground Floor_G2 _ WC | GT-GT02-GN-G2 | GT02-GN-G2-WC | Glenthorne Farm | GT | GT02 | Animal House | GN | Ground Floor | G2 | 99967 | University Vacated | 99939 | Unusable Spaces | 40.05 | WC | 8 | Non Useable Floor Area Space Group | 835 | Non-usable - Toilets/Amenities - Other |  | Unknown | 0.00 | NO
Glenthorne Farm_GT02-Animal House_Ground Floor_G3 _ Lunchroom | GT-GT02-GN-G3 | GT02-GN-G3-Lunchroom | Glenthorne Farm | GT | GT02 | Animal House | GN | Ground Floor | G3 | 99967 | University Vacated | 99939 | Unusable Spaces | 28.21 | Lunchroom | 6 | General Facility Space Group | 608 | General Facility - Kitchen/Servery/Food Storage |  | Unknown | 0.00 | NO
Glenthorne Farm_GT02-Animal House_Ground Floor_G4 _ Corr. | GT-GT02-GN-G4 | GT02-GN-G4-Corr. | Glenthorne Farm | GT | GT02 | Animal House | GN | Ground Floor | G4 | 99967 | University Vacated | 99939 | Unusable Spaces | 17.56 | Corr. | 8 | Non Useable Floor Area Space Group | 805 | Non-usable - Circulation space |  | Unknown | 0.00 | NO
Glenthorne Farm_GT02-Animal House_Ground Floor_G5 _ Office | GT-GT02-GN-G5 | GT02-GN-G5-Office | Glenthorne Farm | GT | GT02 | Animal House | GN | Ground Floor | G5 | 99967 | University Vacated | 99939 | Unusable Spaces | 80.1 | Office | 1 | Office Space Group | 101 | Office - Academic Staff |  | Unknown | 0.00 | NO
Glenthorne Farm_GT02-Animal House_Ground Floor_G6 _ Warehouse | GT-GT02-GN-G6 | GT02-GN-G6-Warehouse | Glenthorne Farm | GT | GT02 | Animal House | GN | Ground Floor | G6 | 99967 | University Vacated | 99939 | Unusable Spaces | 28.41 | Warehouse | 4 | Ancillary Area Space Group | 414 | Ancillary Area - Store Room - Bulk Storage/Warehouse |  | Unknown | 0.00 | NO
Glenthorne Farm_GT02-Animal House_Ground Floor_G7 _ Sheep Pens | GT-GT02-GN-G7 | GT02-GN-G7-Sheep Pens | Glenthorne Farm | GT | GT02 | Animal House | GN | Ground Floor | G7 | 99967 | University Vacated | 99939 | Unusable Spaces | 40.05 | Sheep Pens | 4 | Ancillary Area Space Group | 400 | Ancillary Area - Specific Type Not Defined |  | Unknown | 0.00 | NO
Glenthorne Farm_GT03-Chaff Cutting/Grain Crushing_Ground Floor_G1 _ Shadehouse | GT-GT03-GN-G1 | GT03-GN-G1-Shadehouse | Glenthorne Farm | GT | GT03 | Chaff Cutting/Grain Crushing | GN | Ground Floor | G1 | 99967 | University Vacated | 99939 | Unusable Spaces | 191.65 | Shadehouse | 4 | Ancillary Area Space Group | 407 | Ancillary Area - Glasshouse/Greenhouse |  | Unknown | 0.00 | NO
Glenthorne Farm_GT04-Central House, 3 BR_Ground Floor_G1 _ Lounge | GT-GT04-GN-G1 | GT04-GN-G1-Lounge | Glenthorne Farm | GT | GT04 | Central House, 3 BR | GN | Ground Floor | G1 | 99967 | University Vacated | 99939 | Unusable Spaces | 16.85 | Lounge | 7 | Residential Accommodation Space Group | 700 | Residential - Specific type not defined |  | Unknown | 0.00 | NO
Glenthorne Farm_GT04-Central House, 3 BR_Ground Floor_G10 _ Bedroom 3 | GT-GT04-GN-G10 | GT04-GN-G10-Bedroom 3 | Glenthorne Farm | GT | GT04 | Central House, 3 BR | GN | Ground Floor | G10 | 99967 | University Vacated | 99939 | Unusable Spaces | 11.7 | Bedroom 3 | 7 | Residential Accommodation Space Group | 700 | Residential - Specific type not defined |  | Unknown | 0.00 | NO
Glenthorne Farm_GT04-Central House, 3 BR_Ground Floor_G11 _ Corr. | GT-GT04-GN-G11 | GT04-GN-G11-Corr. | Glenthorne Farm | GT | GT04 | Central House, 3 BR | GN | Ground Floor | G11 | 99967 | University Vacated | 99939 | Unusable Spaces | 4 | Corr. | 8 | Non Useable Floor Area Space Group | 805 | Non-usable - Circulation space |  | Unknown | 0.00 | NO
Glenthorne Farm_GT04-Central House, 3 BR_Ground Floor_G2 _ Dining | GT-GT04-GN-G2 | GT04-GN-G2-Dining | Glenthorne Farm | GT | GT04 | Central House, 3 BR | GN | Ground Floor | G2 | 99967 | University Vacated | 99939 | Unusable Spaces | 4.58 | Dining | 7 | Residential Accommodation Space Group | 700 | Residential - Specific type not defined |  | Unknown | 0.00 | NO
Glenthorne Farm_GT04-Central House, 3 BR_Ground Floor_G3 _ Kitchen | GT-GT04-GN-G3 | GT04-GN-G3-Kitchen | Glenthorne Farm | GT | GT04 | Central House, 3 BR | GN | Ground Floor | G3 | 99967 | University Vacated | 99939 | Unusable Spaces | 8.24 | Kitchen | 7 | Residential Accommodation Space Group | 700 | Residential - Specific type not defined |  | Unknown | 0.00 | NO
Glenthorne Farm_GT04-Central House, 3 BR_Ground Floor_G4 _ Porch | GT-GT04-GN-G4 | GT04-GN-G4-Porch | Glenthorne Farm | GT | GT04 | Central House, 3 BR | GN | Ground Floor | G4 | 99967 | University Vacated | 99939 | Unusable Spaces | 2.02 | Porch | 8 | Non Useable Floor Area Space Group | 805 | Non-usable - Circulation space |  | Unknown | 0.00 | NO
Glenthorne Farm_GT04-Central House, 3 BR_Ground Floor_G5 _ Ldry | GT-GT04-GN-G5 | GT04-GN-G5-Ldry | Glenthorne Farm | GT | GT04 | Central House, 3 BR | GN | Ground Floor | G5 | 99967 | University Vacated | 99939 | Unusable Spaces | 4.32 | Ldry | 7 | Residential Accommodation Space Group | 700 | Residential - Specific type not defined |  | Unknown | 0.00 | NO
Glenthorne Farm_GT04-Central House, 3 BR_Ground Floor_G6 _ WC | GT-GT04-GN-G6 | GT04-GN-G6-WC | Glenthorne Farm | GT | GT04 | Central House, 3 BR | GN | Ground Floor | G6 | 99967 | University Vacated | 99939 | Unusable Spaces | 2.12 | WC | 7 | Residential Accommodation Space Group | 700 | Residential - Specific type not defined |  | Unknown | 0.00 | NO
Glenthorne Farm_GT04-Central House, 3 BR_Ground Floor_G7 _ Bathroom | GT-GT04-GN-G7 | GT04-GN-G7-Bathroom | Glenthorne Farm | GT | GT04 | Central House, 3 BR | GN | Ground Floor | G7 | 99967 | University Vacated | 99939 | Unusable Spaces | 8.11 | Bathroom | 7 | Residential Accommodation Space Group | 700 | Residential - Specific type not defined |  | Unknown | 0.00 | NO
Glenthorne Farm_GT04-Central House, 3 BR_Ground Floor_G8 _ Bedroom 2 | GT-GT04-GN-G8 | GT04-GN-G8-Bedroom 2 | Glenthorne Farm | GT | GT04 | Central House, 3 BR | GN | Ground Floor | G8 | 99967 | University Vacated | 99939 | Unusable Spaces | 15.54 | Bedroom 2 | 7 | Residential Accommodation Space Group | 700 | Residential - Specific type not defined |  | Unknown | 0.00 | NO
Glenthorne Farm_GT04-Central House, 3 BR_Ground Floor_G9 _ Bedroom 1 | GT-GT04-GN-G9 | GT04-GN-G9-Bedroom 1 | Glenthorne Farm | GT | GT04 | Central House, 3 BR | GN | Ground Floor | G9 | 99967 | University Vacated | 99939 | Unusable Spaces | 15.09 | Bedroom 1 | 7 | Residential Accommodation Space Group | 700 | Residential - Specific type not defined |  | Unknown | 0.00 | NO
Glenthorne Farm_GT05-Diet Room_Ground Floor_G1 _ Chillers | GT-GT05-GN-G1 | GT05-GN-G1-Chillers | Glenthorne Farm | GT | GT05 | Diet Room | GN | Ground Floor | G1 | 99967 | University Vacated | 99939 | Unusable Spaces | 23.04 | Chillers | 4 | Ancillary Area Space Group | 405 | Ancillary Area - Constant Temperature/ Freezer/Cold/Warm Rooms |  | Unknown | 0.00 | NO
Glenthorne Farm_GT05-Diet Room_Ground Floor_G2 _ Preparation | GT-GT05-GN-G2 | GT05-GN-G2-Preparation | Glenthorne Farm | GT | GT05 | Diet Room | GN | Ground Floor | G2 | 99967 | University Vacated | 99939 | Unusable Spaces | 40.79 | Preparation | 4 | Ancillary Area Space Group | 401 | Ancillary Area - Laboratory Service and Preparation |  | Unknown | 0.00 | NO
Glenthorne Farm_GT05-Diet Room_Ground Floor_G3 _ Office | GT-GT05-GN-G3 | GT05-GN-G3-Office | Glenthorne Farm | GT | GT05 | Diet Room | GN | Ground Floor | G3 | 99967 | University Vacated | 99939 | Unusable Spaces | 12 | Office | 1 | Office Space Group | 100 | Office - Specific type not defined |  | Unknown | 0.00 | NO
Glenthorne Farm_GT05-Diet Room_Ground Floor_G4 _ Dry Store | GT-GT05-GN-G4 | GT05-GN-G4-Dry Store | Glenthorne Farm | GT | GT05 | Diet Room | GN | Ground Floor | G4 | 99967 | University Vacated | 99939 | Unusable Spaces | 11.22 | Dry Store | 4 | Ancillary Area Space Group | 419 | Ancillary Area - Store Room - Generic |  | Unknown | 0.00 | NO
Glenthorne Farm_GT05-Diet Room_Ground Floor_G5 _ Office | GT-GT05-GN-G5 | GT05-GN-G5-Office | Glenthorne Farm | GT | GT05 | Diet Room | GN | Ground Floor | G5 | 99967 | University Vacated | 99939 | Unusable Spaces | 12 | Office | 1 | Office Space Group | 100 | Office - Specific type not defined |  | Unknown | 0.00 | NO
Glenthorne Farm_GT06-Experimental Animal House_Ground Floor_G1 _ Entry | GT-GT06-GN-G1 | GT06-GN-G1-Entry | Glenthorne Farm | GT | GT06 | Experimental Animal House | GN | Ground Floor | G1 | 99967 | University Vacated | 99939 | Unusable Spaces | 9.9 | Entry | 8 | Non Useable Floor Area Space Group | 805 | Non-usable - Circulation space |  | Unknown | 0.00 | NO
Glenthorne Farm_GT06-Experimental Animal House_Ground Floor_G1A _ Porch | GT-GT06-GN-G1A | GT06-GN-G1A-Porch | Glenthorne Farm | GT | GT06 | Experimental Animal House | GN | Ground Floor | G1A | 99967 | University Vacated | 99939 | Unusable Spaces | 2.35 | Porch | 8 | Non Useable Floor Area Space Group | 805 | Non-usable - Circulation space |  | Unknown | 0.00 | NO
Glenthorne Farm_GT06-Experimental Animal House_Ground Floor_G2 _ WC | GT-GT06-GN-G2 | GT06-GN-G2-WC | Glenthorne Farm | GT | GT06 | Experimental Animal House | GN | Ground Floor | G2 | 99967 | University Vacated | 99939 | Unusable Spaces | 1.59 | WC | 8 | Non Useable Floor Area Space Group | 835 | Non-usable - Toilets/Amenities - Other |  | Unknown | 0.00 | NO
Glenthorne Farm_GT06-Experimental Animal House_Ground Floor_G3 _ Shower | GT-GT06-GN-G3 | GT06-GN-G3-Shower | Glenthorne Farm | GT | GT06 | Experimental Animal House | GN | Ground Floor | G3 | 99967 | University Vacated | 99939 | Unusable Spaces | 1.6 | Shower | 8 | Non Useable Floor Area Space Group | 835 | Non-usable - Toilets/Amenities - Other |  | Unknown | 0.00 | NO
Glenthorne Farm_GT06-Experimental Animal House_Ground Floor_G4 _ Laboratory | GT-GT06-GN-G4 | GT06-GN-G4-Laboratory | Glenthorne Farm | GT | GT06 | Experimental Animal House | GN | Ground Floor | G4 | 99967 | University Vacated | 99939 | Unusable Spaces | 22.35 | Laboratory | 3 | Specialist Teaching or Research Space Group | 300 | Laboratory - Specialist teaching and research - type not defined |  | Unknown | 0.00 | NO
Glenthorne Farm_GT06-Experimental Animal House_Ground Floor_G5 _ Animal Handling Area | GT-GT06-GN-G5 | GT06-GN-G5-Animal Handling Area | Glenthorne Farm | GT | GT06 | Experimental Animal House | GN | Ground Floor | G5 | 99967 | University Vacated | 99939 | Unusable Spaces | 184.61 | Animal Handling Area | 4 | Ancillary Area Space Group | 404 | Ancillary Area - Animal Holding |  | Unknown | 0.00 | NO
Glenthorne Farm_GT08-Experimental Sheep Shed_Ground Floor_G01 _ Sheep Work Area | GT-GT08-GN-G01 | GT08-GN-G01-Sheep Work Area | Glenthorne Farm | GT | GT08 | Experimental Sheep Shed | GN | Ground Floor | G01 | 99967 | University Vacated | 99939 | Unusable Spaces | 212.85 | Sheep Work Area | 4 | Ancillary Area Space Group | 404 | Ancillary Area - Animal Holding |  | Unknown | 0.00 | NO
Glenthorne Farm_GT09-Field Lab/Food Process Building_Roof Level_R01 _ roof space | GT-GT09-01-R01 | GT09-01-R01-roof space | Glenthorne Farm | GT | GT09 | Field Lab/Food Process Building | 01 | Roof Level | R01 | 99967 | University Vacated | 99939 | Unusable Spaces | 160.79 | roof space | 8 | Non Useable Floor Area Space Group | 800 | Non-usable - Specific type not defined |  | Unknown | 0.00 | NO
Glenthorne Farm_GT09-Field Lab/Food Process Building_Ground Floor_G1 _ Food Processing Room | GT-GT09-GN-G1 | GT09-GN-G1-Food Processing Room | Glenthorne Farm | GT | GT09 | Field Lab/Food Process Building | GN | Ground Floor | G1 | 99967 | University Vacated | 99939 | Unusable Spaces | 31.78 | Food Processing Room | 4 | Ancillary Area Space Group | 400 | Ancillary Area - Specific Type Not Defined |  | Unknown | 0.00 | NO
Glenthorne Farm_GT09-Field Lab/Food Process Building_Ground Floor_G10 _ Landing | GT-GT09-GN-G10 | GT09-GN-G10-Landing | Glenthorne Farm | GT | GT09 | Field Lab/Food Process Building | GN | Ground Floor | G10 | 99967 | University Vacated | 99939 | Unusable Spaces | 2.94 | Landing | 8 | Non Useable Floor Area Space Group | 805 | Non-usable - Circulation space |  | Unknown | 0.00 | NO
Glenthorne Farm_GT09-Field Lab/Food Process Building_Ground Floor_G1A _ G1a | GT-GT09-GN-G1A | GT09-GN-G1A-G1a | Glenthorne Farm | GT | GT09 | Field Lab/Food Process Building | GN | Ground Floor | G1A | 99967 | University Vacated | 99939 | Unusable Spaces | 10.66 | G1a | 9 | Non Reportable Areas Space Group | 999 | Non-reportable - Not Elsewhere Classifiable |  | Unknown | 0.00 | NO
Glenthorne Farm_GT09-Field Lab/Food Process Building_Ground Floor_G1B _ G1b | GT-GT09-GN-G1B | GT09-GN-G1B-G1b | Glenthorne Farm | GT | GT09 | Field Lab/Food Process Building | GN | Ground Floor | G1B | 99967 | University Vacated | 99939 | Unusable Spaces | 10.66 | G1b | 9 | Non Reportable Areas Space Group | 999 | Non-reportable - Not Elsewhere Classifiable |  | Unknown | 0.00 | NO
Glenthorne Farm_GT09-Field Lab/Food Process Building_Ground Floor_G1C _ G1c | GT-GT09-GN-G1C | GT09-GN-G1C-G1c | Glenthorne Farm | GT | GT09 | Field Lab/Food Process Building | GN | Ground Floor | G1C | 99967 | University Vacated | 99939 | Unusable Spaces | 10.66 | G1c | 9 | Non Reportable Areas Space Group | 999 | Non-reportable - Not Elsewhere Classifiable |  | Unknown | 0.00 | NO
Glenthorne Farm_GT09-Field Lab/Food Process Building_Ground Floor_G1D _ G1d | GT-GT09-GN-G1D | GT09-GN-G1D-G1d | Glenthorne Farm | GT | GT09 | Field Lab/Food Process Building | GN | Ground Floor | G1D | 99967 | University Vacated | 99939 | Unusable Spaces | 10.78 | G1d | 9 | Non Reportable Areas Space Group | 999 | Non-reportable - Not Elsewhere Classifiable |  | Unknown | 0.00 | NO
Glenthorne Farm_GT09-Field Lab/Food Process Building_Ground Floor_G1E _ G1e | GT-GT09-GN-G1E | GT09-GN-G1E-G1e | Glenthorne Farm | GT | GT09 | Field Lab/Food Process Building | GN | Ground Floor | G1E | 99967 | University Vacated | 99939 | Unusable Spaces | 10.78 | G1e | 9 | Non Reportable Areas Space Group | 999 | Non-reportable - Not Elsewhere Classifiable |  | Unknown | 0.00 | NO
Glenthorne Farm_GT09-Field Lab/Food Process Building_Ground Floor_G1F _ G1f | GT-GT09-GN-G1F | GT09-GN-G1F-G1f | Glenthorne Farm | GT | GT09 | Field Lab/Food Process Building | GN | Ground Floor | G1F | 99967 | University Vacated | 99939 | Unusable Spaces | 10.78 | G1f | 9 | Non Reportable Areas Space Group | 999 | Non-reportable - Not Elsewhere Classifiable |  | Unknown | 0.00 | NO
Glenthorne Farm_GT09-Field Lab/Food Process Building_Ground Floor_G1G _ G1g | GT-GT09-GN-G1G | GT09-GN-G1G-G1g | Glenthorne Farm | GT | GT09 | Field Lab/Food Process Building | GN | Ground Floor | G1G | 99967 | University Vacated | 99939 | Unusable Spaces | 12.57 | G1g | 9 | Non Reportable Areas Space Group | 999 | Non-reportable - Not Elsewhere Classifiable |  | Unknown | 0.00 | NO
Glenthorne Farm_GT09-Field Lab/Food Process Building_Ground Floor_G2 _ Examination Room | GT-GT09-GN-G2 | GT09-GN-G2-Examination Room | Glenthorne Farm | GT | GT09 | Field Lab/Food Process Building | GN | Ground Floor | G2 | 99967 | University Vacated | 99939 | Unusable Spaces | 13.94 | Examination Room | 4 | Ancillary Area Space Group | 400 | Ancillary Area - Specific Type Not Defined |  | Unknown | 0.00 | NO
Glenthorne Farm_GT09-Field Lab/Food Process Building_Ground Floor_G3 _ Laboratory | GT-GT09-GN-G3 | GT09-GN-G3-Laboratory | Glenthorne Farm | GT | GT09 | Field Lab/Food Process Building | GN | Ground Floor | G3 | 99967 | University Vacated | 99939 | Unusable Spaces | 18.82 | Laboratory | 4 | Ancillary Area Space Group | 400 | Ancillary Area - Specific Type Not Defined |  | Unknown | 0.00 | NO
Glenthorne Farm_GT09-Field Lab/Food Process Building_Ground Floor_G4 _ Office | GT-GT09-GN-G4 | GT09-GN-G4-Office | Glenthorne Farm | GT | GT09 | Field Lab/Food Process Building | GN | Ground Floor | G4 | 99967 | University Vacated | 99939 | Unusable Spaces | 7.06 | Office | 1 | Office Space Group | 108 | Office - Professional/General Staff |  | Unknown | 0.00 | NO
Glenthorne Farm_GT09-Field Lab/Food Process Building_Ground Floor_G5 _ Office | GT-GT09-GN-G5 | GT09-GN-G5-Office | Glenthorne Farm | GT | GT09 | Field Lab/Food Process Building | GN | Ground Floor | G5 | 99967 | University Vacated | 99939 | Unusable Spaces | 3.47 | Office | 1 | Office Space Group | 108 | Office - Professional/General Staff |  | Unknown | 0.00 | NO
Glenthorne Farm_GT09-Field Lab/Food Process Building_Ground Floor_G6 _ G6 | GT-GT09-GN-G6 | GT09-GN-G6-G6 | Glenthorne Farm | GT | GT09 | Field Lab/Food Process Building | GN | Ground Floor | G6 | 99967 | University Vacated | 99939 | Unusable Spaces | 10.85 | G6 | 9 | Non Reportable Areas Space Group | 999 | Non-reportable - Not Elsewhere Classifiable |  | Unknown | 0.00 | NO
Glenthorne Farm_GT09-Field Lab/Food Process Building_Ground Floor_G7 _ G7 | GT-GT09-GN-G7 | GT09-GN-G7-G7 | Glenthorne Farm | GT | GT09 | Field Lab/Food Process Building | GN | Ground Floor | G7 | 99967 | University Vacated | 99939 | Unusable Spaces | 11.74 | G7 | 9 | Non Reportable Areas Space Group | 999 | Non-reportable - Not Elsewhere Classifiable |  | Unknown | 0.00 | NO
Glenthorne Farm_GT09-Field Lab/Food Process Building_Ground Floor_G8 _ G8 | GT-GT09-GN-G8 | GT09-GN-G8-G8 | Glenthorne Farm | GT | GT09 | Field Lab/Food Process Building | GN | Ground Floor | G8 | 99967 | University Vacated | 99939 | Unusable Spaces | 19.62 | G8 | 9 | Non Reportable Areas Space Group | 999 | Non-reportable - Not Elsewhere Classifiable |  | Unknown | 0.00 | NO
Glenthorne Farm_GT09-Field Lab/Food Process Building_Ground Floor_G9 _ Landing | GT-GT09-GN-G9 | GT09-GN-G9-Landing | Glenthorne Farm | GT | GT09 | Field Lab/Food Process Building | GN | Ground Floor | G9 | 99967 | University Vacated | 99939 | Unusable Spaces | 11.14 | Landing | 8 | Non Useable Floor Area Space Group | 805 | Non-usable - Circulation space |  | Unknown | 0.00 | NO
Glenthorne Farm_GT11-House, 3 BR - Manager_Ground Floor_G1 _ Entry Hall | GT-GT11-GN-G1 | GT11-GN-G1-Entry Hall | Glenthorne Farm | GT | GT11 | House, 3 BR - Manager | GN | Ground Floor | G1 | 99967 | University Vacated | 99939 | Unusable Spaces | 5.74 | Entry Hall | 8 | Non Useable Floor Area Space Group | 805 | Non-usable - Circulation space |  | Unknown | 0.00 | NO
Glenthorne Farm_GT11-House, 3 BR - Manager_Ground Floor_G10 _ Ldry | GT-GT11-GN-G10 | GT11-GN-G10-Ldry | Glenthorne Farm | GT | GT11 | House, 3 BR - Manager | GN | Ground Floor | G10 | 99967 | University Vacated | 99939 | Unusable Spaces | 4.47 | Ldry | 7 | Residential Accommodation Space Group | 700 | Residential - Specific type not defined |  | Unknown | 0.00 | NO
Glenthorne Farm_GT11-House, 3 BR - Manager_Ground Floor_G11 _ Kitchen | GT-GT11-GN-G11 | GT11-GN-G11-Kitchen | Glenthorne Farm | GT | GT11 | House, 3 BR - Manager | GN | Ground Floor | G11 | 99967 | University Vacated | 99939 | Unusable Spaces | 10.87 | Kitchen | 7 | Residential Accommodation Space Group | 700 | Residential - Specific type not defined |  | Unknown | 0.00 | NO
Glenthorne Farm_GT11-House, 3 BR - Manager_Ground Floor_G12 _ Dining | GT-GT11-GN-G12 | GT11-GN-G12-Dining | Glenthorne Farm | GT | GT11 | House, 3 BR - Manager | GN | Ground Floor | G12 | 99967 | University Vacated | 99939 | Unusable Spaces | 8.25 | Dining | 7 | Residential Accommodation Space Group | 700 | Residential - Specific type not defined |  | Unknown | 0.00 | NO
Glenthorne Farm_GT11-House, 3 BR - Manager_Ground Floor_G13 _ Living | GT-GT11-GN-G13 | GT11-GN-G13-Living | Glenthorne Farm | GT | GT11 | House, 3 BR - Manager | GN | Ground Floor | G13 | 99967 | University Vacated | 99939 | Unusable Spaces | 24.18 | Living | 7 | Residential Accommodation Space Group | 700 | Residential - Specific type not defined |  | Unknown | 0.00 | NO
Glenthorne Farm_GT11-House, 3 BR - Manager_Ground Floor_G1A _ Linen | GT-GT11-GN-G1A | GT11-GN-G1A-Linen | Glenthorne Farm | GT | GT11 | House, 3 BR - Manager | GN | Ground Floor | G1A | 99967 | University Vacated | 99939 | Unusable Spaces | 0.65 | Linen | 7 | Residential Accommodation Space Group | 700 | Residential - Specific type not defined |  | Unknown | 0.00 | NO
Glenthorne Farm_GT11-House, 3 BR - Manager_Ground Floor_G2 _ Passage | GT-GT11-GN-G2 | GT11-GN-G2-Passage | Glenthorne Farm | GT | GT11 | House, 3 BR - Manager | GN | Ground Floor | G2 | 99967 | University Vacated | 99939 | Unusable Spaces | 10.46 | Passage | 8 | Non Useable Floor Area Space Group | 805 | Non-usable - Circulation space |  | Unknown | 0.00 | NO
Glenthorne Farm_GT11-House, 3 BR - Manager_Ground Floor_G2A _ cdb | GT-GT11-GN-G2A | GT11-GN-G2A-cdb | Glenthorne Farm | GT | GT11 | House, 3 BR - Manager | GN | Ground Floor | G2A | 99967 | University Vacated | 99939 | Unusable Spaces | 1.07 | cdb | 7 | Residential Accommodation Space Group | 700 | Residential - Specific type not defined |  | Unknown | 0.00 | NO
Glenthorne Farm_GT11-House, 3 BR - Manager_Ground Floor_G3 _ Bedroom 1 | GT-GT11-GN-G3 | GT11-GN-G3-Bedroom 1 | Glenthorne Farm | GT | GT11 | House, 3 BR - Manager | GN | Ground Floor | G3 | 99967 | University Vacated | 99939 | Unusable Spaces | 13.66 | Bedroom 1 | 7 | Residential Accommodation Space Group | 700 | Residential - Specific type not defined |  | Unknown | 0.00 | NO
Glenthorne Farm_GT11-House, 3 BR - Manager_Ground Floor_G4 _ Bedroom 2 | GT-GT11-GN-G4 | GT11-GN-G4-Bedroom 2 | Glenthorne Farm | GT | GT11 | House, 3 BR - Manager | GN | Ground Floor | G4 | 99967 | University Vacated | 99939 | Unusable Spaces | 13.41 | Bedroom 2 | 7 | Residential Accommodation Space Group | 700 | Residential - Specific type not defined |  | Unknown | 0.00 | NO
Glenthorne Farm_GT11-House, 3 BR - Manager_Ground Floor_G5 _ Sleep-out | GT-GT11-GN-G5 | GT11-GN-G5-Sleep-out | Glenthorne Farm | GT | GT11 | House, 3 BR - Manager | GN | Ground Floor | G5 | 99967 | University Vacated | 99939 | Unusable Spaces | 16.09 | Sleep-out | 7 | Residential Accommodation Space Group | 700 | Residential - Specific type not defined |  | Unknown | 0.00 | NO
Glenthorne Farm_GT11-House, 3 BR - Manager_Ground Floor_G6 _ Bedroom 3 | GT-GT11-GN-G6 | GT11-GN-G6-Bedroom 3 | Glenthorne Farm | GT | GT11 | House, 3 BR - Manager | GN | Ground Floor | G6 | 99967 | University Vacated | 99939 | Unusable Spaces | 9.52 | Bedroom 3 | 7 | Residential Accommodation Space Group | 700 | Residential - Specific type not defined |  | Unknown | 0.00 | NO
Glenthorne Farm_GT11-House, 3 BR - Manager_Ground Floor_G7 _ Corr. | GT-GT11-GN-G7 | GT11-GN-G7-Corr. | Glenthorne Farm | GT | GT11 | House, 3 BR - Manager | GN | Ground Floor | G7 | 99967 | University Vacated | 99939 | Unusable Spaces | 1.32 | Corr. | 8 | Non Useable Floor Area Space Group | 805 | Non-usable - Circulation space |  | Unknown | 0.00 | NO
Glenthorne Farm_GT11-House, 3 BR - Manager_Ground Floor_G8 _ Bathroom | GT-GT11-GN-G8 | GT11-GN-G8-Bathroom | Glenthorne Farm | GT | GT11 | House, 3 BR - Manager | GN | Ground Floor | G8 | 99967 | University Vacated | 99939 | Unusable Spaces | 3.34 | Bathroom | 7 | Residential Accommodation Space Group | 700 | Residential - Specific type not defined |  | Unknown | 0.00 | NO
Glenthorne Farm_GT11-House, 3 BR - Manager_Ground Floor_G9 _ WC | GT-GT11-GN-G9 | GT11-GN-G9-WC | Glenthorne Farm | GT | GT11 | House, 3 BR - Manager | GN | Ground Floor | G9 | 99967 | University Vacated | 99939 | Unusable Spaces | 1.81 | WC | 7 | Residential Accommodation Space Group | 700 | Residential - Specific type not defined |  | Unknown | 0.00 | NO
Glenthorne Farm_GT11-House, 3 BR - Manager_Ground Floor_G9A _ Shower | GT-GT11-GN-G9A | GT11-GN-G9A-Shower | Glenthorne Farm | GT | GT11 | House, 3 BR - Manager | GN | Ground Floor | G9A | 99967 | University Vacated | 99939 | Unusable Spaces | 1.21 | Shower | 7 | Residential Accommodation Space Group | 700 | Residential - Specific type not defined |  | Unknown | 0.00 | NO
Glenthorne Farm_GT12-Heritage Store_Basement_B1 _ Entrance | GT-GT12-BA-B1 | GT12-BA-B1-Entrance | Glenthorne Farm | GT | GT12 | Heritage Store | BA | Basement | B1 | 99967 | University Vacated | 99939 | Unusable Spaces | 7.77 | Entrance | 8 | Non Useable Floor Area Space Group | 805 | Non-usable - Circulation space |  | Unknown | 0.00 | NO
Glenthorne Farm_GT12-Heritage Store_Basement_B2 _ Store Room 1 | GT-GT12-BA-B2 | GT12-BA-B2-Store Room 1 | Glenthorne Farm | GT | GT12 | Heritage Store | BA | Basement | B2 | 99967 | University Vacated | 99939 | Unusable Spaces | 12.65 | Store Room 1 | 4 | Ancillary Area Space Group | 419 | Ancillary Area - Store Room - Generic |  | Unknown | 0.00 | NO
Glenthorne Farm_GT12-Heritage Store_Basement_B3 _ Basement | GT-GT12-BA-B3 | GT12-BA-B3-Basement | Glenthorne Farm | GT | GT12 | Heritage Store | BA | Basement | B3 | 99967 | University Vacated | 99939 | Unusable Spaces | 53.5 | Basement | 4 | Ancillary Area Space Group | 419 | Ancillary Area - Store Room - Generic |  | Unknown | 0.00 | NO
Glenthorne Farm_GT12-Heritage Store_Basement_B4 _ Store | GT-GT12-BA-B4 | GT12-BA-B4-Store | Glenthorne Farm | GT | GT12 | Heritage Store | BA | Basement | B4 | 99967 | University Vacated | 99939 | Unusable Spaces | 4.68 | Store | 4 | Ancillary Area Space Group | 419 | Ancillary Area - Store Room - Generic |  | Unknown | 0.00 | NO
Glenthorne Farm_GT12-Heritage Store_Basement_B5 _ Store Room 2 | GT-GT12-BA-B5 | GT12-BA-B5-Store Room 2 | Glenthorne Farm | GT | GT12 | Heritage Store | BA | Basement | B5 | 99967 | University Vacated | 99939 | Unusable Spaces | 12.77 | Store Room 2 | 4 | Ancillary Area Space Group | 419 | Ancillary Area - Store Room - Generic |  | Unknown | 0.00 | NO
Glenthorne Farm_GT12-Heritage Store_Ground Floor_G1 _ Open Area Room | GT-GT12-GN-G1 | GT12-GN-G1-Open Area Room | Glenthorne Farm | GT | GT12 | Heritage Store | GN | Ground Floor | G1 | 99967 | University Vacated | 99939 | Unusable Spaces | 58.02 | Open Area Room | 6 | General Facility Space Group | 600 | General Facility - Specific type not defined |  | Unknown | 0.00 | NO
Glenthorne Farm_GT13-Hay Shed_Ground Floor_G1 _ Hay Shed | GT-GT13-GN-G1 | GT13-GN-G1-Hay Shed | Glenthorne Farm | GT | GT13 | Hay Shed | GN | Ground Floor | G1 | 99967 | University Vacated | 99939 | Unusable Spaces | 371.61 | Hay Shed | 4 | Ancillary Area Space Group | 404 | Ancillary Area - Animal Holding |  | Unknown | 0.00 | NO
Glenthorne Farm_GT14-Hay Shed_Ground Floor_G1 _ Hay Shed | GT-GT14-GN-G1 | GT14-GN-G1-Hay Shed | Glenthorne Farm | GT | GT14 | Hay Shed | GN | Ground Floor | G1 | 99967 | University Vacated | 99939 | Unusable Spaces | 371.61 | Hay Shed | 4 | Ancillary Area Space Group | 404 | Ancillary Area - Animal Holding |  | Unknown | 0.00 | NO
Glenthorne Farm_GT15-Implement Shed_Ground Floor_G1 _ Implement Shed | GT-GT15-GN-G1 | GT15-GN-G1-Implement Shed | Glenthorne Farm | GT | GT15 | Implement Shed | GN | Ground Floor | G1 | 99967 | University Vacated | 99939 | Unusable Spaces | 320.05 | Implement Shed | 4 | Ancillary Area Space Group | 419 | Ancillary Area - Store Room - Generic |  | Unknown | 0.00 | NO
Glenthorne Farm_GT17-North House, 3 BR_Ground Floor_G01 _ Entry Hall | GT-GT17-GN-G01 | GT17-GN-G01-Entry Hall | Glenthorne Farm | GT | GT17 | North House, 3 BR | GN | Ground Floor | G01 | 99967 | University Vacated | 99939 | Unusable Spaces | 5.69 | Entry Hall | 8 | Non Useable Floor Area Space Group | 805 | Non-usable - Circulation space |  | Unknown | 0.00 | NO
Glenthorne Farm_GT17-North House, 3 BR_Ground Floor_G02 _ Lounge | GT-GT17-GN-G02 | GT17-GN-G02-Lounge | Glenthorne Farm | GT | GT17 | North House, 3 BR | GN | Ground Floor | G02 | 99967 | University Vacated | 99939 | Unusable Spaces | 15.88 | Lounge | 7 | Residential Accommodation Space Group | 700 | Residential - Specific type not defined |  | Unknown | 0.00 | NO
Glenthorne Farm_GT17-North House, 3 BR_Ground Floor_G03 _ Dining | GT-GT17-GN-G03 | GT17-GN-G03-Dining | Glenthorne Farm | GT | GT17 | North House, 3 BR | GN | Ground Floor | G03 | 99967 | University Vacated | 99939 | Unusable Spaces | 8.49 | Dining | 7 | Residential Accommodation Space Group | 700 | Residential - Specific type not defined |  | Unknown | 0.00 | NO
Glenthorne Farm_GT17-North House, 3 BR_Ground Floor_G04 _ Kitchen | GT-GT17-GN-G04 | GT17-GN-G04-Kitchen | Glenthorne Farm | GT | GT17 | North House, 3 BR | GN | Ground Floor | G04 | 99967 | University Vacated | 99939 | Unusable Spaces | 9.39 | Kitchen | 7 | Residential Accommodation Space Group | 700 | Residential - Specific type not defined |  | Unknown | 0.00 | NO
Glenthorne Farm_GT17-North House, 3 BR_Ground Floor_G05 _ Porch | GT-GT17-GN-G05 | GT17-GN-G05-Porch | Glenthorne Farm | GT | GT17 | North House, 3 BR | GN | Ground Floor | G05 | 99967 | University Vacated | 99939 | Unusable Spaces | 2.34 | Porch | 8 | Non Useable Floor Area Space Group | 805 | Non-usable - Circulation space |  | Unknown | 0.00 | NO
Glenthorne Farm_GT17-North House, 3 BR_Ground Floor_G06 _ Ldry | GT-GT17-GN-G06 | GT17-GN-G06-Ldry | Glenthorne Farm | GT | GT17 | North House, 3 BR | GN | Ground Floor | G06 | 99967 | University Vacated | 99939 | Unusable Spaces | 4.25 | Ldry | 7 | Residential Accommodation Space Group | 700 | Residential - Specific type not defined |  | Unknown | 0.00 | NO
Glenthorne Farm_GT17-North House, 3 BR_Ground Floor_G07 _ WC | GT-GT17-GN-G07 | GT17-GN-G07-WC | Glenthorne Farm | GT | GT17 | North House, 3 BR | GN | Ground Floor | G07 | 99967 | University Vacated | 99939 | Unusable Spaces | 1.87 | WC | 7 | Residential Accommodation Space Group | 700 | Residential - Specific type not defined |  | Unknown | 0.00 | NO
Glenthorne Farm_GT17-North House, 3 BR_Ground Floor_G08 _ Passage | GT-GT17-GN-G08 | GT17-GN-G08-Passage | Glenthorne Farm | GT | GT17 | North House, 3 BR | GN | Ground Floor | G08 | 99967 | University Vacated | 99939 | Unusable Spaces | 4.46 | Passage | 8 | Non Useable Floor Area Space Group | 805 | Non-usable - Circulation space |  | Unknown | 0.00 | NO
Glenthorne Farm_GT17-North House, 3 BR_Ground Floor_G09 _ Bedroom 3 | GT-GT17-GN-G09 | GT17-GN-G09-Bedroom 3 | Glenthorne Farm | GT | GT17 | North House, 3 BR | GN | Ground Floor | G09 | 99967 | University Vacated | 99939 | Unusable Spaces | 10.56 | Bedroom 3 | 7 | Residential Accommodation Space Group | 700 | Residential - Specific type not defined |  | Unknown | 0.00 | NO
Glenthorne Farm_GT17-North House, 3 BR_Ground Floor_G10 _ Bathroom | GT-GT17-GN-G10 | GT17-GN-G10-Bathroom | Glenthorne Farm | GT | GT17 | North House, 3 BR | GN | Ground Floor | G10 | 99967 | University Vacated | 99939 | Unusable Spaces | 4.5 | Bathroom | 7 | Residential Accommodation Space Group | 700 | Residential - Specific type not defined |  | Unknown | 0.00 | NO
Glenthorne Farm_GT17-North House, 3 BR_Ground Floor_G11 _ Bedroom 2 | GT-GT17-GN-G11 | GT17-GN-G11-Bedroom 2 | Glenthorne Farm | GT | GT17 | North House, 3 BR | GN | Ground Floor | G11 | 99967 | University Vacated | 99939 | Unusable Spaces | 9.6 | Bedroom 2 | 7 | Residential Accommodation Space Group | 700 | Residential - Specific type not defined |  | Unknown | 0.00 | NO
Glenthorne Farm_GT17-North House, 3 BR_Ground Floor_G12 _ Bedroom 1 | GT-GT17-GN-G12 | GT17-GN-G12-Bedroom 1 | Glenthorne Farm | GT | GT17 | North House, 3 BR | GN | Ground Floor | G12 | 99967 | University Vacated | 99939 | Unusable Spaces | 13.39 | Bedroom 1 | 7 | Residential Accommodation Space Group | 700 | Residential - Specific type not defined |  | Unknown | 0.00 | NO
Glenthorne Farm_GT18-North Farm Store_Ground Floor_G01 _ North Farm Store | GT-GT18-GN-G01 | GT18-GN-G01-North Farm Store | Glenthorne Farm | GT | GT18 | North Farm Store | GN | Ground Floor | G01 | 99967 | University Vacated | 99939 | Unusable Spaces | 121.88 | North Farm Store | 4 | Ancillary Area Space Group | 400 | Ancillary Area - Specific Type Not Defined |  | Unknown | 0.00 | NO
Glenthorne Farm_GT18-North Farm Store_Ground Floor_G02 _ North Farm Store | GT-GT18-GN-G02 | GT18-GN-G02-North Farm Store | Glenthorne Farm | GT | GT18 | North Farm Store | GN | Ground Floor | G02 | 99967 | University Vacated | 99939 | Unusable Spaces | 44 | North Farm Store | 4 | Ancillary Area Space Group | 400 | Ancillary Area - Specific Type Not Defined |  | Unknown | 0.00 | NO
Glenthorne Farm_GT19-Post Mortem Building_Ground Floor_G1 _ Post Mortem Room | GT-GT19-GN-G1 | GT19-GN-G1-Post Mortem Room | Glenthorne Farm | GT | GT19 | Post Mortem Building | GN | Ground Floor | G1 | 99967 | University Vacated | 99939 | Unusable Spaces | 18.58 | Post Mortem Room | 4 | Ancillary Area Space Group | 405 | Ancillary Area - Constant Temperature/ Freezer/Cold/Warm Rooms |  | Unknown | 0.00 | NO
Glenthorne Farm_GT23-Physiology Laboratories_Ground Floor_1 _ Service Duct | GT-GT23-GN-1 | GT23-GN-1-Service Duct | Glenthorne Farm | GT | GT23 | Physiology Laboratories | GN | Ground Floor | 1 | 99967 | University Vacated | 99939 | Unusable Spaces | 0.25 | Service Duct | 8 | Non Useable Floor Area Space Group | 840 | Non-usable - Service riser |  | Unknown | 0.00 | NO
Glenthorne Farm_GT23-Physiology Laboratories_Ground Floor_2 _ VSR | GT-GT23-GN-2 | GT23-GN-2-VSR | Glenthorne Farm | GT | GT23 | Physiology Laboratories | GN | Ground Floor | 2 | 99967 | University Vacated | 99939 | Unusable Spaces | 0.74 | VSR | 8 | Non Useable Floor Area Space Group | 840 | Non-usable - Service riser |  | Unknown | 0.00 | NO
Glenthorne Farm_GT23-Physiology Laboratories_Ground Floor_3 _ VSR | GT-GT23-GN-3 | GT23-GN-3-VSR | Glenthorne Farm | GT | GT23 | Physiology Laboratories | GN | Ground Floor | 3 | 99967 | University Vacated | 99939 | Unusable Spaces | 0.74 | VSR | 8 | Non Useable Floor Area Space Group | 840 | Non-usable - Service riser |  | Unknown | 0.00 | NO
Glenthorne Farm_GT23-Physiology Laboratories_Ground Floor_4 _ Exhaust Air Duct | GT-GT23-GN-4 | GT23-GN-4-Exhaust Air Duct | Glenthorne Farm | GT | GT23 | Physiology Laboratories | GN | Ground Floor | 4 | 99967 | University Vacated | 99939 | Unusable Spaces | 0.37 | Exhaust Air Duct | 8 | Non Useable Floor Area Space Group | 840 | Non-usable - Service riser |  | Unknown | 0.00 | NO
Glenthorne Farm_GT23-Physiology Laboratories_Ground Floor_5 _ Exhaust Air Duct | GT-GT23-GN-5 | GT23-GN-5-Exhaust Air Duct | Glenthorne Farm | GT | GT23 | Physiology Laboratories | GN | Ground Floor | 5 | 99967 | University Vacated | 99939 | Unusable Spaces | 0.37 | Exhaust Air Duct | 8 | Non Useable Floor Area Space Group | 840 | Non-usable - Service riser |  | Unknown | 0.00 | NO
Glenthorne Farm_GT23-Physiology Laboratories_Ground Floor_6 _ Exhaust Air Duct | GT-GT23-GN-6 | GT23-GN-6-Exhaust Air Duct | Glenthorne Farm | GT | GT23 | Physiology Laboratories | GN | Ground Floor | 6 | 99967 | University Vacated | 99939 | Unusable Spaces | 0.37 | Exhaust Air Duct | 8 | Non Useable Floor Area Space Group | 840 | Non-usable - Service riser |  | Unknown | 0.00 | NO
Glenthorne Farm_GT23-Physiology Laboratories_Ground Floor_7 _ Exhaust Air Duct | GT-GT23-GN-7 | GT23-GN-7-Exhaust Air Duct | Glenthorne Farm | GT | GT23 | Physiology Laboratories | GN | Ground Floor | 7 | 99967 | University Vacated | 99939 | Unusable Spaces | 0.37 | Exhaust Air Duct | 8 | Non Useable Floor Area Space Group | 840 | Non-usable - Service riser |  | Unknown | 0.00 | NO
Glenthorne Farm_GT23-Physiology Laboratories_Ground Floor_G01 _ Stair | GT-GT23-GN-G01 | GT23-GN-G01-Stair | Glenthorne Farm | GT | GT23 | Physiology Laboratories | GN | Ground Floor | G01 | 99967 | University Vacated | 99939 | Unusable Spaces | 16.04 | Stair | 8 | Non Useable Floor Area Space Group | 805 | Non-usable - Circulation space |  | Unknown | 0.00 | NO
Glenthorne Farm_GT23-Physiology Laboratories_Ground Floor_G01A _ Planter | GT-GT23-GN-G01A | GT23-GN-G01A-Planter | Glenthorne Farm | GT | GT23 | Physiology Laboratories | GN | Ground Floor | G01A | 99967 | University Vacated | 99939 | Unusable Spaces | 1.56 | Planter | 6 | General Facility Space Group | 600 | General Facility - Specific type not defined |  | Unknown | 0.00 | NO
Glenthorne Farm_GT23-Physiology Laboratories_Ground Floor_G02 _ PABX Room | GT-GT23-GN-G02 | GT23-GN-G02-PABX Room | Glenthorne Farm | GT | GT23 | Physiology Laboratories | GN | Ground Floor | G02 | 99967 | University Vacated | 99939 | Unusable Spaces | 12.16 | PABX Room | 8 | Non Useable Floor Area Space Group | 840 | Non-usable - Service riser |  | Unknown | 0.00 | NO
Glenthorne Farm_GT23-Physiology Laboratories_Ground Floor_G03 _ Centrifuge Room | GT-GT23-GN-G03 | GT23-GN-G03-Centrifuge Room | Glenthorne Farm | GT | GT23 | Physiology Laboratories | GN | Ground Floor | G03 | 99967 | University Vacated | 99939 | Unusable Spaces | 10.99 | Centrifuge Room | 4 | Ancillary Area Space Group | 402 | Ancillary Area - Instrument Room |  | Unknown | 0.00 | NO
Glenthorne Farm_GT23-Physiology Laboratories_Ground Floor_G04 _ WC - M | GT-GT23-GN-G04 | GT23-GN-G04-WC - M | Glenthorne Farm | GT | GT23 | Physiology Laboratories | GN | Ground Floor | G04 | 99967 | University Vacated | 99939 | Unusable Spaces | 7.48 | WC - M | 8 | Non Useable Floor Area Space Group | 821 | Non-usable - Toilets/Amenities - Male |  | Unknown | 0.00 | NO
Glenthorne Farm_GT23-Physiology Laboratories_Ground Floor_G05 _ A/L | GT-GT23-GN-G05 | GT23-GN-G05-A/L | Glenthorne Farm | GT | GT23 | Physiology Laboratories | GN | Ground Floor | G05 | 99967 | University Vacated | 99939 | Unusable Spaces | 1.74 | A/L | 8 | Non Useable Floor Area Space Group | 835 | Non-usable - Toilets/Amenities - Other |  | Unknown | 0.00 | NO
Glenthorne Farm_GT23-Physiology Laboratories_Ground Floor_G06 _ Shower - M | GT-GT23-GN-G06 | GT23-GN-G06-Shower - M | Glenthorne Farm | GT | GT23 | Physiology Laboratories | GN | Ground Floor | G06 | 99967 | University Vacated | 99939 | Unusable Spaces | 2.03 | Shower - M | 8 | Non Useable Floor Area Space Group | 821 | Non-usable - Toilets/Amenities - Male |  | Unknown | 0.00 | NO
Glenthorne Farm_GT23-Physiology Laboratories_Ground Floor_G07 _ Cleaner | GT-GT23-GN-G07 | GT23-GN-G07-Cleaner | Glenthorne Farm | GT | GT23 | Physiology Laboratories | GN | Ground Floor | G07 | 99967 | University Vacated | 99939 | Unusable Spaces | 2.85 | Cleaner | 8 | Non Useable Floor Area Space Group | 806 | Non-usable - Cleaners room |  | Unknown | 0.00 | NO
Glenthorne Farm_GT23-Physiology Laboratories_Ground Floor_G08 _ WC - F | GT-GT23-GN-G08 | GT23-GN-G08-WC - F | Glenthorne Farm | GT | GT23 | Physiology Laboratories | GN | Ground Floor | G08 | 99967 | University Vacated | 99939 | Unusable Spaces | 5.2 | WC - F | 8 | Non Useable Floor Area Space Group | 820 | Non-usable - Toilets/Amenities - Female |  | Unknown | 0.00 | NO
Glenthorne Farm_GT23-Physiology Laboratories_Ground Floor_G09 _ A/L | GT-GT23-GN-G09 | GT23-GN-G09-A/L | Glenthorne Farm | GT | GT23 | Physiology Laboratories | GN | Ground Floor | G09 | 99967 | University Vacated | 99939 | Unusable Spaces | 2.81 | A/L | 8 | Non Useable Floor Area Space Group | 835 | Non-usable - Toilets/Amenities - Other |  | Unknown | 0.00 | NO
Glenthorne Farm_GT23-Physiology Laboratories_Ground Floor_G10 _ Rest / First Aid Room | GT-GT23-GN-G10 | GT23-GN-G10-Rest / First Aid Room | Glenthorne Farm | GT | GT23 | Physiology Laboratories | GN | Ground Floor | G10 | 99967 | University Vacated | 99939 | Unusable Spaces | 21.18 | Rest / First Aid Room | 4 | Ancillary Area Space Group | 400 | Ancillary Area - Specific Type Not Defined |  | Unknown | 0.00 | NO
Glenthorne Farm_GT23-Physiology Laboratories_Ground Floor_G11 _ Corr. 3 | GT-GT23-GN-G11 | GT23-GN-G11-Corr. 3 | Glenthorne Farm | GT | GT23 | Physiology Laboratories | GN | Ground Floor | G11 | 99967 | University Vacated | 99939 | Unusable Spaces | 23.79 | Corr. 3 | 8 | Non Useable Floor Area Space Group | 805 | Non-usable - Circulation space |  | Unknown | 0.00 | NO
Glenthorne Farm_GT23-Physiology Laboratories_Ground Floor_G12 _ R.I.Assay Room | GT-GT23-GN-G12 | GT23-GN-G12-R.I.Assay Room | Glenthorne Farm | GT | GT23 | Physiology Laboratories | GN | Ground Floor | G12 | 99967 | University Vacated | 99939 | Unusable Spaces | 19.2 | R.I.Assay Room | 1 | Office Space Group | 100 | Office - Specific type not defined |  | Unknown | 0.00 | NO
Glenthorne Farm_GT23-Physiology Laboratories_Ground Floor_G13 _ Area for Cool Room | GT-GT23-GN-G13 | GT23-GN-G13-Area for Cool Room | Glenthorne Farm | GT | GT23 | Physiology Laboratories | GN | Ground Floor | G13 | 99967 | University Vacated | 99939 | Unusable Spaces | 12 | Area for Cool Room | 4 | Ancillary Area Space Group | 405 | Ancillary Area - Constant Temperature/ Freezer/Cold/Warm Rooms |  | Unknown | 0.00 | NO
Glenthorne Farm_GT23-Physiology Laboratories_Ground Floor_G14 _ Office | GT-GT23-GN-G14 | GT23-GN-G14-Office | Glenthorne Farm | GT | GT23 | Physiology Laboratories | GN | Ground Floor | G14 | 99967 | University Vacated | 99939 | Unusable Spaces | 11.77 | Office | 1 | Office Space Group | 101 | Office - Academic Staff |  | Unknown | 0.00 | NO
Glenthorne Farm_GT23-Physiology Laboratories_Ground Floor_G15 _ Laboratory | GT-GT23-GN-G15 | GT23-GN-G15-Laboratory | Glenthorne Farm | GT | GT23 | Physiology Laboratories | GN | Ground Floor | G15 | 99967 | University Vacated | 99939 | Unusable Spaces | 18.81 | Laboratory | 3 | Specialist Teaching or Research Space Group | 300 | Laboratory - Specialist teaching and research - type not defined |  | Unknown | 0.00 | NO
Glenthorne Farm_GT23-Physiology Laboratories_Ground Floor_G16 _ Laboratory | GT-GT23-GN-G16 | GT23-GN-G16-Laboratory | Glenthorne Farm | GT | GT23 | Physiology Laboratories | GN | Ground Floor | G16 | 99967 | University Vacated | 99939 | Unusable Spaces | 61.22 | Laboratory | 3 | Specialist Teaching or Research Space Group | 300 | Laboratory - Specialist teaching and research - type not defined |  | Unknown | 0.00 | NO
Glenthorne Farm_GT23-Physiology Laboratories_Ground Floor_G17 _ Laboratory | GT-GT23-GN-G17 | GT23-GN-G17-Laboratory | Glenthorne Farm | GT | GT23 | Physiology Laboratories | GN | Ground Floor | G17 | 99967 | University Vacated | 99939 | Unusable Spaces | 61.22 | Laboratory | 3 | Specialist Teaching or Research Space Group | 300 | Laboratory - Specialist teaching and research - type not defined |  | Unknown | 0.00 | NO
Glenthorne Farm_GT23-Physiology Laboratories_Ground Floor_G18 _ Office | GT-GT23-GN-G18 | GT23-GN-G18-Office | Glenthorne Farm | GT | GT23 | Physiology Laboratories | GN | Ground Floor | G18 | 99967 | University Vacated | 99939 | Unusable Spaces | 11.77 | Office | 1 | Office Space Group | 101 | Office - Academic Staff |  | Unknown | 0.00 | NO
Glenthorne Farm_GT23-Physiology Laboratories_Ground Floor_G19 _ Laboratory | GT-GT23-GN-G19 | GT23-GN-G19-Laboratory | Glenthorne Farm | GT | GT23 | Physiology Laboratories | GN | Ground Floor | G19 | 99967 | University Vacated | 99939 | Unusable Spaces | 18.81 | Laboratory | 3 | Specialist Teaching or Research Space Group | 300 | Laboratory - Specialist teaching and research - type not defined |  | Unknown | 0.00 | NO
Glenthorne Farm_GT23-Physiology Laboratories_Ground Floor_G20 _ Lobby | GT-GT23-GN-G20 | GT23-GN-G20-Lobby | Glenthorne Farm | GT | GT23 | Physiology Laboratories | GN | Ground Floor | G20 | 99967 | University Vacated | 99939 | Unusable Spaces | 10.08 | Lobby | 8 | Non Useable Floor Area Space Group | 805 | Non-usable - Circulation space |  | Unknown | 0.00 | NO
Glenthorne Farm_GT23-Physiology Laboratories_Ground Floor_G21 _ Reception | GT-GT23-GN-G21 | GT23-GN-G21-Reception | Glenthorne Farm | GT | GT23 | Physiology Laboratories | GN | Ground Floor | G21 | 99967 | University Vacated | 99939 | Unusable Spaces | 20.32 | Reception | 8 | Non Useable Floor Area Space Group | 805 | Non-usable - Circulation space |  | Unknown | 0.00 | NO
Glenthorne Farm_GT23-Physiology Laboratories_Ground Floor_G22 _ Corr. 2 | GT-GT23-GN-G22 | GT23-GN-G22-Corr. 2 | Glenthorne Farm | GT | GT23 | Physiology Laboratories | GN | Ground Floor | G22 | 99967 | University Vacated | 99939 | Unusable Spaces | 48.38 | Corr. 2 | 8 | Non Useable Floor Area Space Group | 805 | Non-usable - Circulation space |  | Unknown | 0.00 | NO
Glenthorne Farm_GT23-Physiology Laboratories_Ground Floor_G23 _ Corr. 1 | GT-GT23-GN-G23 | GT23-GN-G23-Corr. 1 | Glenthorne Farm | GT | GT23 | Physiology Laboratories | GN | Ground Floor | G23 | 99967 | University Vacated | 99939 | Unusable Spaces | 11.15 | Corr. 1 | 8 | Non Useable Floor Area Space Group | 805 | Non-usable - Circulation space |  | Unknown | 0.00 | NO
Glenthorne Farm_GT23-Physiology Laboratories_Ground Floor_G24 _ Instrument Room | GT-GT23-GN-G24 | GT23-GN-G24-Instrument Room | Glenthorne Farm | GT | GT23 | Physiology Laboratories | GN | Ground Floor | G24 | 99967 | University Vacated | 99939 | Unusable Spaces | 28.99 | Instrument Room | 4 | Ancillary Area Space Group | 402 | Ancillary Area - Instrument Room |  | Unknown | 0.00 | NO
Glenthorne Farm_GT23-Physiology Laboratories_Ground Floor_G24A _ VSR | GT-GT23-GN-G24A | GT23-GN-G24A-VSR | Glenthorne Farm | GT | GT23 | Physiology Laboratories | GN | Ground Floor | G24A | 99967 | University Vacated | 99939 | Unusable Spaces | 0.59 | VSR | 8 | Non Useable Floor Area Space Group | 840 | Non-usable - Service riser |  | Unknown | 0.00 | NO
Glenthorne Farm_GT23-Physiology Laboratories_Ground Floor_G25 _ Laboratory | GT-GT23-GN-G25 | GT23-GN-G25-Laboratory | Glenthorne Farm | GT | GT23 | Physiology Laboratories | GN | Ground Floor | G25 | 99967 | University Vacated | 99939 | Unusable Spaces | 18.81 | Laboratory | 3 | Specialist Teaching or Research Space Group | 300 | Laboratory - Specialist teaching and research - type not defined |  | Unknown | 0.00 | NO
Glenthorne Farm_GT23-Physiology Laboratories_Ground Floor_G26 _ Office | GT-GT23-GN-G26 | GT23-GN-G26-Office | Glenthorne Farm | GT | GT23 | Physiology Laboratories | GN | Ground Floor | G26 | 99967 | University Vacated | 99939 | Unusable Spaces | 11.77 | Office | 1 | Office Space Group | 101 | Office - Academic Staff |  | Unknown | 0.00 | NO
Glenthorne Farm_GT23-Physiology Laboratories_Ground Floor_G27 _ Laboratory | GT-GT23-GN-G27 | GT23-GN-G27-Laboratory | Glenthorne Farm | GT | GT23 | Physiology Laboratories | GN | Ground Floor | G27 | 99967 | University Vacated | 99939 | Unusable Spaces | 60.31 | Laboratory | 3 | Specialist Teaching or Research Space Group | 300 | Laboratory - Specialist teaching and research - type not defined |  | Unknown | 0.00 | NO
Glenthorne Farm_GT23-Physiology Laboratories_Ground Floor_G28 _ Laboratory | GT-GT23-GN-G28 | GT23-GN-G28-Laboratory | Glenthorne Farm | GT | GT23 | Physiology Laboratories | GN | Ground Floor | G28 | 99967 | University Vacated | 99939 | Unusable Spaces | 61.22 | Laboratory | 3 | Specialist Teaching or Research Space Group | 300 | Laboratory - Specialist teaching and research - type not defined |  | Unknown | 0.00 | NO
Glenthorne Farm_GT23-Physiology Laboratories_Ground Floor_G29 _ Laboratory | GT-GT23-GN-G29 | GT23-GN-G29-Laboratory | Glenthorne Farm | GT | GT23 | Physiology Laboratories | GN | Ground Floor | G29 | 99967 | University Vacated | 99939 | Unusable Spaces | 18.81 | Laboratory | 3 | Specialist Teaching or Research Space Group | 300 | Laboratory - Specialist teaching and research - type not defined |  | Unknown | 0.00 | NO
Glenthorne Farm_GT23-Physiology Laboratories_Ground Floor_G30 _ Office | GT-GT23-GN-G30 | GT23-GN-G30-Office | Glenthorne Farm | GT | GT23 | Physiology Laboratories | GN | Ground Floor | G30 | 99967 | University Vacated | 99939 | Unusable Spaces | 11.77 | Office | 1 | Office Space Group | 101 | Office - Academic Staff |  | Unknown | 0.00 | NO
Glenthorne Farm_GT23-Physiology Laboratories_Ground Floor_G31 _ Library | GT-GT23-GN-G31 | GT23-GN-G31-Library | Glenthorne Farm | GT | GT23 | Physiology Laboratories | GN | Ground Floor | G31 | 99967 | University Vacated | 99939 | Unusable Spaces | 32.34 | Library | 5 | Library, IT and Learning Space Group | 509 | Library and Learning - Department reference library |  | Unknown | 0.00 | NO
Glenthorne Farm_GT23-Physiology Laboratories_Ground Floor_G32 _ Common Area | GT-GT23-GN-G32 | GT23-GN-G32-Common Area | Glenthorne Farm | GT | GT23 | Physiology Laboratories | GN | Ground Floor | G32 | 99967 | University Vacated | 99939 | Unusable Spaces | 33.5 | Common Area | 6 | General Facility Space Group | 604 | General Facility - Common Room General Access |  | Unknown | 0.00 | NO
Glenthorne Farm_GT23-Physiology Laboratories_Ground Floor_G33 _ Kitchen | GT-GT23-GN-G33 | GT23-GN-G33-Kitchen | Glenthorne Farm | GT | GT23 | Physiology Laboratories | GN | Ground Floor | G33 | 99967 | University Vacated | 99939 | Unusable Spaces | 6.59 | Kitchen | 6 | General Facility Space Group | 608 | General Facility - Kitchen/Servery/Food Storage |  | Unknown | 0.00 | NO
Glenthorne Farm_GT23-Physiology Laboratories_Lower Ground_LG01 _ Stair | GT-GT23-LG-LG01 | GT23-LG-LG01-Stair | Glenthorne Farm | GT | GT23 | Physiology Laboratories | LG | Lower Ground | LG01 | 99967 | University Vacated | 99939 | Unusable Spaces | 12.96 | Stair | 8 | Non Useable Floor Area Space Group | 805 | Non-usable - Circulation space |  | Unknown | 0.00 | NO
Glenthorne Farm_GT23-Physiology Laboratories_Lower Ground_LG01A _ void | GT-GT23-LG-LG01A | GT23-LG-LG01A-void | Glenthorne Farm | GT | GT23 | Physiology Laboratories | LG | Lower Ground | LG01A | 99967 | University Vacated | 99939 | Unusable Spaces | 1.56 | void | 8 | Non Useable Floor Area Space Group | 800 | Non-usable - Specific type not defined |  | Unknown | 0.00 | NO
Glenthorne Farm_GT23-Physiology Laboratories_Lower Ground_LG02 _ Small Animals | GT-GT23-LG-LG02 | GT23-LG-LG02-Small Animals | Glenthorne Farm | GT | GT23 | Physiology Laboratories | LG | Lower Ground | LG02 | 99967 | University Vacated | 99939 | Unusable Spaces | 17.2 | Small Animals | 4 | Ancillary Area Space Group | 404 | Ancillary Area - Animal Holding |  | Unknown | 0.00 | NO
Glenthorne Farm_GT23-Physiology Laboratories_Lower Ground_LG03 _ Small Animals | GT-GT23-LG-LG03 | GT23-LG-LG03-Small Animals | Glenthorne Farm | GT | GT23 | Physiology Laboratories | LG | Lower Ground | LG03 | 99967 | University Vacated | 99939 | Unusable Spaces | 16.68 | Small Animals | 4 | Ancillary Area Space Group | 404 | Ancillary Area - Animal Holding |  | Unknown | 0.00 | NO
Glenthorne Farm_GT23-Physiology Laboratories_Lower Ground_LG03A _ Exhaust Air Duct | GT-GT23-LG-LG03A | GT23-LG-LG03A-Exhaust Air Duct | Glenthorne Farm | GT | GT23 | Physiology Laboratories | LG | Lower Ground | LG03A | 99967 | University Vacated | 99939 | Unusable Spaces | 0.16 | Exhaust Air Duct | 8 | Non Useable Floor Area Space Group | 840 | Non-usable - Service riser |  | Unknown | 0.00 | NO
Glenthorne Farm_GT23-Physiology Laboratories_Lower Ground_LG04 _ Corr. 1 | GT-GT23-LG-LG04 | GT23-LG-LG04-Corr. 1 | Glenthorne Farm | GT | GT23 | Physiology Laboratories | LG | Lower Ground | LG04 | 99967 | University Vacated | 99939 | Unusable Spaces | 10.11 | Corr. 1 | 8 | Non Useable Floor Area Space Group | 805 | Non-usable - Circulation space |  | Unknown | 0.00 | NO
Glenthorne Farm_GT23-Physiology Laboratories_Lower Ground_LG05 _ Small Animals | GT-GT23-LG-LG05 | GT23-LG-LG05-Small Animals | Glenthorne Farm | GT | GT23 | Physiology Laboratories | LG | Lower Ground | LG05 | 99967 | University Vacated | 99939 | Unusable Spaces | 17.2 | Small Animals | 4 | Ancillary Area Space Group | 404 | Ancillary Area - Animal Holding |  | Unknown | 0.00 | NO
Glenthorne Farm_GT23-Physiology Laboratories_Lower Ground_LG06 _ Small Animals | GT-GT23-LG-LG06 | GT23-LG-LG06-Small Animals | Glenthorne Farm | GT | GT23 | Physiology Laboratories | LG | Lower Ground | LG06 | 99967 | University Vacated | 99939 | Unusable Spaces | 16.96 | Small Animals | 4 | Ancillary Area Space Group | 404 | Ancillary Area - Animal Holding |  | Unknown | 0.00 | NO
Glenthorne Farm_GT23-Physiology Laboratories_Lower Ground_LG06A _ Exhaust Air Duct | GT-GT23-LG-LG06A | GT23-LG-LG06A-Exhaust Air Duct | Glenthorne Farm | GT | GT23 | Physiology Laboratories | LG | Lower Ground | LG06A | 99967 | University Vacated | 99939 | Unusable Spaces | 0.16 | Exhaust Air Duct | 8 | Non Useable Floor Area Space Group | 840 | Non-usable - Service riser |  | Unknown | 0.00 | NO
Glenthorne Farm_GT23-Physiology Laboratories_Lower Ground_LG07 _ Corr. 2 | GT-GT23-LG-LG07 | GT23-LG-LG07-Corr. 2 | Glenthorne Farm | GT | GT23 | Physiology Laboratories | LG | Lower Ground | LG07 | 99967 | University Vacated | 99939 | Unusable Spaces | 16.59 | Corr. 2 | 8 | Non Useable Floor Area Space Group | 805 | Non-usable - Circulation space |  | Unknown | 0.00 | NO
Glenthorne Farm_GT23-Physiology Laboratories_Lower Ground_LG08 _ Animals | GT-GT23-LG-LG08 | GT23-LG-LG08-Animals | Glenthorne Farm | GT | GT23 | Physiology Laboratories | LG | Lower Ground | LG08 | 99967 | University Vacated | 99939 | Unusable Spaces | 37.26 | Animals | 4 | Ancillary Area Space Group | 404 | Ancillary Area - Animal Holding |  | Unknown | 0.00 | NO
Glenthorne Farm_GT23-Physiology Laboratories_Lower Ground_LG08A _ Exhaust Air Duct | GT-GT23-LG-LG08A | GT23-LG-LG08A-Exhaust Air Duct | Glenthorne Farm | GT | GT23 | Physiology Laboratories | LG | Lower Ground | LG08A | 99967 | University Vacated | 99939 | Unusable Spaces | 0.25 | Exhaust Air Duct | 8 | Non Useable Floor Area Space Group | 840 | Non-usable - Service riser |  | Unknown | 0.00 | NO
Glenthorne Farm_GT23-Physiology Laboratories_Lower Ground_LG09 _ Animals | GT-GT23-LG-LG09 | GT23-LG-LG09-Animals | Glenthorne Farm | GT | GT23 | Physiology Laboratories | LG | Lower Ground | LG09 | 99967 | University Vacated | 99939 | Unusable Spaces | 23.07 | Animals | 4 | Ancillary Area Space Group | 404 | Ancillary Area - Animal Holding |  | Unknown | 0.00 | NO
Glenthorne Farm_GT23-Physiology Laboratories_Lower Ground_LG10 _ A/L | GT-GT23-LG-LG10 | GT23-LG-LG10-A/L | Glenthorne Farm | GT | GT23 | Physiology Laboratories | LG | Lower Ground | LG10 | 99967 | University Vacated | 99939 | Unusable Spaces | 3.69 | A/L | 8 | Non Useable Floor Area Space Group | 835 | Non-usable - Toilets/Amenities - Other |  | Unknown | 0.00 | NO
Glenthorne Farm_GT23-Physiology Laboratories_Lower Ground_LG11 _ Primates | GT-GT23-LG-LG11 | GT23-LG-LG11-Primates | Glenthorne Farm | GT | GT23 | Physiology Laboratories | LG | Lower Ground | LG11 | 99967 | University Vacated | 99939 | Unusable Spaces | 28.26 | Primates | 4 | Ancillary Area Space Group | 404 | Ancillary Area - Animal Holding |  | Unknown | 0.00 | NO
Glenthorne Farm_GT23-Physiology Laboratories_Lower Ground_LG12 _ Plenum | GT-GT23-LG-LG12 | GT23-LG-LG12-Plenum | Glenthorne Farm | GT | GT23 | Physiology Laboratories | LG | Lower Ground | LG12 | 99967 | University Vacated | 99939 | Unusable Spaces | 28.6 | Plenum | 8 | Non Useable Floor Area Space Group | 811 | Non-usable - Plant room other |  | Unknown | 0.00 | NO
Glenthorne Farm_GT23-Physiology Laboratories_Lower Ground_LG13 _ Office - Open Plan | GT-GT23-LG-LG13 | GT23-LG-LG13-Office - Open Plan | Glenthorne Farm | GT | GT23 | Physiology Laboratories | LG | Lower Ground | LG13 | 99967 | University Vacated | 99939 | Unusable Spaces | 61.39 | Office - Open Plan | 1 | Office Space Group | 111 | Open Plan - Specific type not defined |  | Unknown | 0.00 | NO
Glenthorne Farm_GT23-Physiology Laboratories_Lower Ground_LG14 _ Corr. 3 | GT-GT23-LG-LG14 | GT23-LG-LG14-Corr. 3 | Glenthorne Farm | GT | GT23 | Physiology Laboratories | LG | Lower Ground | LG14 | 99967 | University Vacated | 99939 | Unusable Spaces | 10.26 | Corr. 3 | 8 | Non Useable Floor Area Space Group | 805 | Non-usable - Circulation space |  | Unknown | 0.00 | NO
Glenthorne Farm_GT23-Physiology Laboratories_Lower Ground_LG14A _ Elec DB | GT-GT23-LG-LG14A | GT23-LG-LG14A-Elec DB | Glenthorne Farm | GT | GT23 | Physiology Laboratories | LG | Lower Ground | LG14A | 99967 | University Vacated | 99939 | Unusable Spaces | 0.14 | Elec DB | 8 | Non Useable Floor Area Space Group | 840 | Non-usable - Service riser |  | Unknown | 0.00 | NO
Glenthorne Farm_GT23-Physiology Laboratories_Lower Ground_LG14B _ Elec DB | GT-GT23-LG-LG14B | GT23-LG-LG14B-Elec DB | Glenthorne Farm | GT | GT23 | Physiology Laboratories | LG | Lower Ground | LG14B | 99967 | University Vacated | 99939 | Unusable Spaces | 0.14 | Elec DB | 8 | Non Useable Floor Area Space Group | 840 | Non-usable - Service riser |  | Unknown | 0.00 | NO
Glenthorne Farm_GT23-Physiology Laboratories_Lower Ground_LG15 _ Diet Preparation | GT-GT23-LG-LG15 | GT23-LG-LG15-Diet Preparation | Glenthorne Farm | GT | GT23 | Physiology Laboratories | LG | Lower Ground | LG15 | 99967 | University Vacated | 99939 | Unusable Spaces | 23.11 | Diet Preparation | 3 | Specialist Teaching or Research Space Group | 300 | Laboratory - Specialist teaching and research - type not defined |  | Unknown | 0.00 | NO
Glenthorne Farm_GT23-Physiology Laboratories_Lower Ground_LG16 _ Tech. Work room | GT-GT23-LG-LG16 | GT23-LG-LG16-Tech. Work room | Glenthorne Farm | GT | GT23 | Physiology Laboratories | LG | Lower Ground | LG16 | 99967 | University Vacated | 99939 | Unusable Spaces | 23.97 | Tech. Work room | 6 | General Facility Space Group | 600 | General Facility - Specific type not defined |  | Unknown | 0.00 | NO
Glenthorne Farm_GT23-Physiology Laboratories_Lower Ground_LG17 _ Plantroom | GT-GT23-LG-LG17 | GT23-LG-LG17-Plantroom | Glenthorne Farm | GT | GT23 | Physiology Laboratories | LG | Lower Ground | LG17 | 99967 | University Vacated | 99939 | Unusable Spaces | 119.41 | Plantroom | 8 | Non Useable Floor Area Space Group | 811 | Non-usable - Plant room other |  | Unknown | 0.00 | NO
Glenthorne Farm_GT23-Physiology Laboratories_Lower Ground_LG18 _ Office | GT-GT23-LG-LG18 | GT23-LG-LG18-Office | Glenthorne Farm | GT | GT23 | Physiology Laboratories | LG | Lower Ground | LG18 | 99967 | University Vacated | 99939 | Unusable Spaces | 14.27 | Office | 1 | Office Space Group | 101 | Office - Academic Staff |  | Unknown | 0.00 | NO
Glenthorne Farm_GT23-Physiology Laboratories_Lower Ground_LG19 _ Store | GT-GT23-LG-LG19 | GT23-LG-LG19-Store | Glenthorne Farm | GT | GT23 | Physiology Laboratories | LG | Lower Ground | LG19 | 99967 | University Vacated | 99939 | Unusable Spaces | 5.51 | Store | 4 | Ancillary Area Space Group | 419 | Ancillary Area - Store Room - Generic |  | Unknown | 0.00 | NO
Glenthorne Farm_GT23-Physiology Laboratories_Lower Ground_LG20 _ Corr. 4 | GT-GT23-LG-LG20 | GT23-LG-LG20-Corr. 4 | Glenthorne Farm | GT | GT23 | Physiology Laboratories | LG | Lower Ground | LG20 | 99967 | University Vacated | 99939 | Unusable Spaces | 2.66 | Corr. 4 | 8 | Non Useable Floor Area Space Group | 805 | Non-usable - Circulation space |  | Unknown | 0.00 | NO
Glenthorne Farm_GT23-Physiology Laboratories_Lower Ground_LG21 _ Corr. 5 | GT-GT23-LG-LG21 | GT23-LG-LG21-Corr. 5 | Glenthorne Farm | GT | GT23 | Physiology Laboratories | LG | Lower Ground | LG21 | 99967 | University Vacated | 99939 | Unusable Spaces | 31.78 | Corr. 5 | 8 | Non Useable Floor Area Space Group | 805 | Non-usable - Circulation space |  | Unknown | 0.00 | NO
Glenthorne Farm_GT23-Physiology Laboratories_Lower Ground_LG22 _ Animals | GT-GT23-LG-LG22 | GT23-LG-LG22-Animals | Glenthorne Farm | GT | GT23 | Physiology Laboratories | LG | Lower Ground | LG22 | 99967 | University Vacated | 99939 | Unusable Spaces | 23.11 | Animals | 4 | Ancillary Area Space Group | 404 | Ancillary Area - Animal Holding |  | Unknown | 0.00 | NO
Glenthorne Farm_GT23-Physiology Laboratories_Lower Ground_LG23 _ Recovery | GT-GT23-LG-LG23 | GT23-LG-LG23-Recovery | Glenthorne Farm | GT | GT23 | Physiology Laboratories | LG | Lower Ground | LG23 | 99967 | University Vacated | 99939 | Unusable Spaces | 23.11 | Recovery | 3 | Specialist Teaching or Research Space Group | 300 | Laboratory - Specialist teaching and research - type not defined |  | Unknown | 0.00 | NO
Glenthorne Farm_GT23-Physiology Laboratories_Lower Ground_LG24 _ Sterile | GT-GT23-LG-LG24 | GT23-LG-LG24-Sterile | Glenthorne Farm | GT | GT23 | Physiology Laboratories | LG | Lower Ground | LG24 | 99967 | University Vacated | 99939 | Unusable Spaces | 10.51 | Sterile | 3 | Specialist Teaching or Research Space Group | 300 | Laboratory - Specialist teaching and research - type not defined |  | Unknown | 0.00 | NO
Glenthorne Farm_GT23-Physiology Laboratories_Lower Ground_LG24A _ Exhaust Air Duct | GT-GT23-LG-LG24A | GT23-LG-LG24A-Exhaust Air Duct | Glenthorne Farm | GT | GT23 | Physiology Laboratories | LG | Lower Ground | LG24A | 99967 | University Vacated | 99939 | Unusable Spaces | 0.2 | Exhaust Air Duct | 8 | Non Useable Floor Area Space Group | 840 | Non-usable - Service riser |  | Unknown | 0.00 | NO
Glenthorne Farm_GT23-Physiology Laboratories_Lower Ground_LG24B _ Exhaust Air Duct | GT-GT23-LG-LG24B | GT23-LG-LG24B-Exhaust Air Duct | Glenthorne Farm | GT | GT23 | Physiology Laboratories | LG | Lower Ground | LG24B | 99967 | University Vacated | 99939 | Unusable Spaces | 0.12 | Exhaust Air Duct | 8 | Non Useable Floor Area Space Group | 840 | Non-usable - Service riser |  | Unknown | 0.00 | NO
Glenthorne Farm_GT23-Physiology Laboratories_Lower Ground_LG25 _ Prep Laboratory | GT-GT23-LG-LG25 | GT23-LG-LG25-Prep Laboratory | Glenthorne Farm | GT | GT23 | Physiology Laboratories | LG | Lower Ground | LG25 | 99967 | University Vacated | 99939 | Unusable Spaces | 11.77 | Prep Laboratory | 3 | Specialist Teaching or Research Space Group | 300 | Laboratory - Specialist teaching and research - type not defined |  | Unknown | 0.00 | NO
Glenthorne Farm_GT23-Physiology Laboratories_Lower Ground_LG26 _ Surgery | GT-GT23-LG-LG26 | GT23-LG-LG26-Surgery | Glenthorne Farm | GT | GT23 | Physiology Laboratories | LG | Lower Ground | LG26 | 99967 | University Vacated | 99939 | Unusable Spaces | 27.84 | Surgery | 3 | Specialist Teaching or Research Space Group | 314 | Clinical Areas Teaching Space - Undergraduate/Postgraduate |  | Unknown | 0.00 | NO
Glenthorne Farm_GT23-Physiology Laboratories_Lower Ground_LG27 _ Animals | GT-GT23-LG-LG27 | GT23-LG-LG27-Animals | Glenthorne Farm | GT | GT23 | Physiology Laboratories | LG | Lower Ground | LG27 | 99967 | University Vacated | 99939 | Unusable Spaces | 33.92 | Animals | 4 | Ancillary Area Space Group | 404 | Ancillary Area - Animal Holding |  | Unknown | 0.00 | NO
Glenthorne Farm_GT23-Physiology Laboratories_Lower Ground_LG27A _ Exhaust Air Duct | GT-GT23-LG-LG27A | GT23-LG-LG27A-Exhaust Air Duct | Glenthorne Farm | GT | GT23 | Physiology Laboratories | LG | Lower Ground | LG27A | 99967 | University Vacated | 99939 | Unusable Spaces | 0.31 | Exhaust Air Duct | 8 | Non Useable Floor Area Space Group | 840 | Non-usable - Service riser |  | Unknown | 0.00 | NO
Glenthorne Farm_GT23-Physiology Laboratories_Lower Ground_LG28 _ Animals | GT-GT23-LG-LG28 | GT23-LG-LG28-Animals | Glenthorne Farm | GT | GT23 | Physiology Laboratories | LG | Lower Ground | LG28 | 99967 | University Vacated | 99939 | Unusable Spaces | 34.06 | Animals | 4 | Ancillary Area Space Group | 404 | Ancillary Area - Animal Holding |  | Unknown | 0.00 | NO
Glenthorne Farm_GT23-Physiology Laboratories_Lower Ground_LG28A _ Exhaust Air Duct | GT-GT23-LG-LG28A | GT23-LG-LG28A-Exhaust Air Duct | Glenthorne Farm | GT | GT23 | Physiology Laboratories | LG | Lower Ground | LG28A | 99967 | University Vacated | 99939 | Unusable Spaces | 0.19 | Exhaust Air Duct | 8 | Non Useable Floor Area Space Group | 840 | Non-usable - Service riser |  | Unknown | 0.00 | NO
Glenthorne Farm_GT24-Rodent House_Ground Floor_G01 _ Corr. | GT-GT24-GN-G01 | GT24-GN-G01-Corr. | Glenthorne Farm | GT | GT24 | Rodent House | GN | Ground Floor | G01 | 99967 | University Vacated | 99939 | Unusable Spaces | 6.3 | Corr. | 8 | Non Useable Floor Area Space Group | 805 | Non-usable - Circulation space |  | Unknown | 0.00 | NO
Glenthorne Farm_GT24-Rodent House_Ground Floor_G02 _ Rodent Room | GT-GT24-GN-G02 | GT24-GN-G02-Rodent Room | Glenthorne Farm | GT | GT24 | Rodent House | GN | Ground Floor | G02 | 99967 | University Vacated | 99939 | Unusable Spaces | 21.38 | Rodent Room | 4 | Ancillary Area Space Group | 404 | Ancillary Area - Animal Holding |  | Unknown | 0.00 | NO
Glenthorne Farm_GT24-Rodent House_Ground Floor_G03 _ Redent Room | GT-GT24-GN-G03 | GT24-GN-G03-Redent Room | Glenthorne Farm | GT | GT24 | Rodent House | GN | Ground Floor | G03 | 99967 | University Vacated | 99939 | Unusable Spaces | 18.38 | Redent Room | 4 | Ancillary Area Space Group | 404 | Ancillary Area - Animal Holding |  | Unknown | 0.00 | NO
Glenthorne Farm_GT24-Rodent House_Ground Floor_G04 _ Rodent Room | GT-GT24-GN-G04 | GT24-GN-G04-Rodent Room | Glenthorne Farm | GT | GT24 | Rodent House | GN | Ground Floor | G04 | 99967 | University Vacated | 99939 | Unusable Spaces | 18.38 | Rodent Room | 4 | Ancillary Area Space Group | 404 | Ancillary Area - Animal Holding |  | Unknown | 0.00 | NO
Glenthorne Farm_GT24-Rodent House_Ground Floor_G05 _ Rodent Room | GT-GT24-GN-G05 | GT24-GN-G05-Rodent Room | Glenthorne Farm | GT | GT24 | Rodent House | GN | Ground Floor | G05 | 99967 | University Vacated | 99939 | Unusable Spaces | 21.38 | Rodent Room | 4 | Ancillary Area Space Group | 404 | Ancillary Area - Animal Holding |  | Unknown | 0.00 | NO
Glenthorne Farm_GT24-Rodent House_Ground Floor_G06 _ Laboratory | GT-GT24-GN-G06 | GT24-GN-G06-Laboratory | Glenthorne Farm | GT | GT24 | Rodent House | GN | Ground Floor | G06 | 99967 | University Vacated | 99939 | Unusable Spaces | 30.75 | Laboratory | 3 | Specialist Teaching or Research Space Group | 314 | Clinical Areas Teaching Space - Undergraduate/Postgraduate |  | Unknown | 0.00 | NO
Glenthorne Farm_GT24-Rodent House_Ground Floor_G06A _ Laboratory | GT-GT24-GN-G06A | GT24-GN-G06A-Laboratory | Glenthorne Farm | GT | GT24 | Rodent House | GN | Ground Floor | G06A | 99967 | University Vacated | 99939 | Unusable Spaces | 9 | Laboratory | 3 | Specialist Teaching or Research Space Group | 314 | Clinical Areas Teaching Space - Undergraduate/Postgraduate |  | Unknown | 0.00 | NO
Glenthorne Farm_GT24-Rodent House_Ground Floor_G06B _ Laboratory | GT-GT24-GN-G06B | GT24-GN-G06B-Laboratory | Glenthorne Farm | GT | GT24 | Rodent House | GN | Ground Floor | G06B | 99967 | University Vacated | 99939 | Unusable Spaces | 5.55 | Laboratory | 3 | Specialist Teaching or Research Space Group | 314 | Clinical Areas Teaching Space - Undergraduate/Postgraduate |  | Unknown | 0.00 | NO
Glenthorne Farm_GT24-Rodent House_Ground Floor_G07 _ Office | GT-GT24-GN-G07 | GT24-GN-G07-Office | Glenthorne Farm | GT | GT24 | Rodent House | GN | Ground Floor | G07 | 99967 | University Vacated | 99939 | Unusable Spaces | 9.89 | Office | 1 | Office Space Group | 108 | Office - Professional/General Staff |  | Unknown | 0.00 | NO
Glenthorne Farm_GT24-Rodent House_Ground Floor_G08 _ WC | GT-GT24-GN-G08 | GT24-GN-G08-WC | Glenthorne Farm | GT | GT24 | Rodent House | GN | Ground Floor | G08 | 99967 | University Vacated | 99939 | Unusable Spaces | 1.85 | WC | 8 | Non Useable Floor Area Space Group | 835 | Non-usable - Toilets/Amenities - Other |  | Unknown | 0.00 | NO
Glenthorne Farm_GT24-Rodent House_Ground Floor_G09 _ Office | GT-GT24-GN-G09 | GT24-GN-G09-Office | Glenthorne Farm | GT | GT24 | Rodent House | GN | Ground Floor | G09 | 99967 | University Vacated | 99939 | Unusable Spaces | 8.56 | Office | 1 | Office Space Group | 108 | Office - Professional/General Staff |  | Unknown | 0.00 | NO
Glenthorne Farm_GT24-Rodent House_Ground Floor_G10 _ Store Enclosure | GT-GT24-GN-G10 | GT24-GN-G10-Store Enclosure | Glenthorne Farm | GT | GT24 | Rodent House | GN | Ground Floor | G10 | 99967 | University Vacated | 99939 | Unusable Spaces | 25.8 | Store Enclosure | 4 | Ancillary Area Space Group | 419 | Ancillary Area - Store Room - Generic |  | Unknown | 0.00 | NO
Glenthorne Farm_GT25-South House, 3 BR_Ground Floor_G1 _ Lounge | GT-GT25-GN-G1 | GT25-GN-G1-Lounge | Glenthorne Farm | GT | GT25 | South House, 3 BR | GN | Ground Floor | G1 | 99967 | University Vacated | 99939 | Unusable Spaces | 16.85 | Lounge | 7 | Residential Accommodation Space Group | 700 | Residential - Specific type not defined |  | Unknown | 0.00 | NO
Glenthorne Farm_GT25-South House, 3 BR_Ground Floor_G10 _ Bedroom 3 | GT-GT25-GN-G10 | GT25-GN-G10-Bedroom 3 | Glenthorne Farm | GT | GT25 | South House, 3 BR | GN | Ground Floor | G10 | 99967 | University Vacated | 99939 | Unusable Spaces | 11.7 | Bedroom 3 | 7 | Residential Accommodation Space Group | 700 | Residential - Specific type not defined |  | Unknown | 0.00 | NO
Glenthorne Farm_GT25-South House, 3 BR_Ground Floor_G11 _ Corr. | GT-GT25-GN-G11 | GT25-GN-G11-Corr. | Glenthorne Farm | GT | GT25 | South House, 3 BR | GN | Ground Floor | G11 | 99967 | University Vacated | 99939 | Unusable Spaces | 4.1 | Corr. | 8 | Non Useable Floor Area Space Group | 805 | Non-usable - Circulation space |  | Unknown | 0.00 | NO
Glenthorne Farm_GT25-South House, 3 BR_Ground Floor_G2 _ Dining | GT-GT25-GN-G2 | GT25-GN-G2-Dining | Glenthorne Farm | GT | GT25 | South House, 3 BR | GN | Ground Floor | G2 | 99967 | University Vacated | 99939 | Unusable Spaces | 4.85 | Dining | 7 | Residential Accommodation Space Group | 700 | Residential - Specific type not defined |  | Unknown | 0.00 | NO
Glenthorne Farm_GT25-South House, 3 BR_Ground Floor_G3 _ Kitchen | GT-GT25-GN-G3 | GT25-GN-G3-Kitchen | Glenthorne Farm | GT | GT25 | South House, 3 BR | GN | Ground Floor | G3 | 99967 | University Vacated | 99939 | Unusable Spaces | 7.97 | Kitchen | 7 | Residential Accommodation Space Group | 700 | Residential - Specific type not defined |  | Unknown | 0.00 | NO
Glenthorne Farm_GT25-South House, 3 BR_Ground Floor_G4 _ Porch | GT-GT25-GN-G4 | GT25-GN-G4-Porch | Glenthorne Farm | GT | GT25 | South House, 3 BR | GN | Ground Floor | G4 | 99967 | University Vacated | 99939 | Unusable Spaces | 2.02 | Porch | 7 | Residential Accommodation Space Group | 700 | Residential - Specific type not defined |  | Unknown | 0.00 | NO
Glenthorne Farm_GT25-South House, 3 BR_Ground Floor_G5 _ Ldry | GT-GT25-GN-G5 | GT25-GN-G5-Ldry | Glenthorne Farm | GT | GT25 | South House, 3 BR | GN | Ground Floor | G5 | 99967 | University Vacated | 99939 | Unusable Spaces | 4.32 | Ldry | 7 | Residential Accommodation Space Group | 700 | Residential - Specific type not defined |  | Unknown | 0.00 | NO
Glenthorne Farm_GT25-South House, 3 BR_Ground Floor_G6 _ WC | GT-GT25-GN-G6 | GT25-GN-G6-WC | Glenthorne Farm | GT | GT25 | South House, 3 BR | GN | Ground Floor | G6 | 99967 | University Vacated | 99939 | Unusable Spaces | 2.12 | WC | 7 | Residential Accommodation Space Group | 700 | Residential - Specific type not defined |  | Unknown | 0.00 | NO
Glenthorne Farm_GT25-South House, 3 BR_Ground Floor_G7 _ Bathroom | GT-GT25-GN-G7 | GT25-GN-G7-Bathroom | Glenthorne Farm | GT | GT25 | South House, 3 BR | GN | Ground Floor | G7 | 99967 | University Vacated | 99939 | Unusable Spaces | 8.11 | Bathroom | 7 | Residential Accommodation Space Group | 700 | Residential - Specific type not defined |  | Unknown | 0.00 | NO
Glenthorne Farm_GT25-South House, 3 BR_Ground Floor_G8 _ Bedroom 2 | GT-GT25-GN-G8 | GT25-GN-G8-Bedroom 2 | Glenthorne Farm | GT | GT25 | South House, 3 BR | GN | Ground Floor | G8 | 99967 | University Vacated | 99939 | Unusable Spaces | 15.54 | Bedroom 2 | 7 | Residential Accommodation Space Group | 700 | Residential - Specific type not defined |  | Unknown | 0.00 | NO
Glenthorne Farm_GT25-South House, 3 BR_Ground Floor_G9 _ Bedroom 1 | GT-GT25-GN-G9 | GT25-GN-G9-Bedroom 1 | Glenthorne Farm | GT | GT25 | South House, 3 BR | GN | Ground Floor | G9 | 99967 | University Vacated | 99939 | Unusable Spaces | 15.09 | Bedroom 1 | 7 | Residential Accommodation Space Group | 700 | Residential - Specific type not defined |  | Unknown | 0.00 | NO
Glenthorne Farm_GT26-South Farm Store Heritage_Ground Floor_G01 _ Store | GT-GT26-GN-G01 | GT26-GN-G01-Store | Glenthorne Farm | GT | GT26 | South Farm Store Heritage | GN | Ground Floor | G01 | 99967 | University Vacated | 99939 | Unusable Spaces | 121.88 | Store | 4 | Ancillary Area Space Group | 419 | Ancillary Area - Store Room - Generic |  | Unknown | 0.00 | NO
Glenthorne Farm_GT26-South Farm Store Heritage_Ground Floor_G02 _ Bunker | GT-GT26-GN-G02 | GT26-GN-G02-Bunker | Glenthorne Farm | GT | GT26 | South Farm Store Heritage | GN | Ground Floor | G02 | 99967 | University Vacated | 99939 | Unusable Spaces | 44 | Bunker | 4 | Ancillary Area Space Group | 419 | Ancillary Area - Store Room - Generic |  | Unknown | 0.00 | NO
Glenthorne Farm_GT27-Sheep Pens_Ground Floor_G1 _ Equipment Store | GT-GT27-GN-G1 | GT27-GN-G1-Equipment Store | Glenthorne Farm | GT | GT27 | Sheep Pens | GN | Ground Floor | G1 | 99967 | University Vacated | 99939 | Unusable Spaces | 11.87 | Equipment Store | 4 | Ancillary Area Space Group | 419 | Ancillary Area - Store Room - Generic |  | Unknown | 0.00 | NO
Glenthorne Farm_GT27-Sheep Pens_Ground Floor_G10 _ Pen 8 | GT-GT27-GN-G10 | GT27-GN-G10-Pen 8 | Glenthorne Farm | GT | GT27 | Sheep Pens | GN | Ground Floor | G10 | 99967 | University Vacated | 99939 | Unusable Spaces | 4.5 | Pen 8 | 4 | Ancillary Area Space Group | 404 | Ancillary Area - Animal Holding |  | Unknown | 0.00 | NO
Glenthorne Farm_GT27-Sheep Pens_Ground Floor_G11 _ Pen 9 | GT-GT27-GN-G11 | GT27-GN-G11-Pen 9 | Glenthorne Farm | GT | GT27 | Sheep Pens | GN | Ground Floor | G11 | 99967 | University Vacated | 99939 | Unusable Spaces | 4.5 | Pen 9 | 4 | Ancillary Area Space Group | 404 | Ancillary Area - Animal Holding |  | Unknown | 0.00 | NO
Glenthorne Farm_GT27-Sheep Pens_Ground Floor_G12 _ Pen 10 | GT-GT27-GN-G12 | GT27-GN-G12-Pen 10 | Glenthorne Farm | GT | GT27 | Sheep Pens | GN | Ground Floor | G12 | 99967 | University Vacated | 99939 | Unusable Spaces | 4.5 | Pen 10 | 4 | Ancillary Area Space Group | 404 | Ancillary Area - Animal Holding |  | Unknown | 0.00 | NO
Glenthorne Farm_GT27-Sheep Pens_Ground Floor_G13 _ Pen 11 | GT-GT27-GN-G13 | GT27-GN-G13-Pen 11 | Glenthorne Farm | GT | GT27 | Sheep Pens | GN | Ground Floor | G13 | 99967 | University Vacated | 99939 | Unusable Spaces | 4.5 | Pen 11 | 4 | Ancillary Area Space Group | 404 | Ancillary Area - Animal Holding |  | Unknown | 0.00 | NO
Glenthorne Farm_GT27-Sheep Pens_Ground Floor_G14 _ Pen 12 | GT-GT27-GN-G14 | GT27-GN-G14-Pen 12 | Glenthorne Farm | GT | GT27 | Sheep Pens | GN | Ground Floor | G14 | 99967 | University Vacated | 99939 | Unusable Spaces | 4.5 | Pen 12 | 4 | Ancillary Area Space Group | 404 | Ancillary Area - Animal Holding |  | Unknown | 0.00 | NO
Glenthorne Farm_GT27-Sheep Pens_Ground Floor_G15 _ Pen 13 | GT-GT27-GN-G15 | GT27-GN-G15-Pen 13 | Glenthorne Farm | GT | GT27 | Sheep Pens | GN | Ground Floor | G15 | 99967 | University Vacated | 99939 | Unusable Spaces | 4.35 | Pen 13 | 4 | Ancillary Area Space Group | 404 | Ancillary Area - Animal Holding |  | Unknown | 0.00 | NO
Glenthorne Farm_GT27-Sheep Pens_Ground Floor_G16 _ Pen 14 | GT-GT27-GN-G16 | GT27-GN-G16-Pen 14 | Glenthorne Farm | GT | GT27 | Sheep Pens | GN | Ground Floor | G16 | 99967 | University Vacated | 99939 | Unusable Spaces | 4.5 | Pen 14 | 4 | Ancillary Area Space Group | 404 | Ancillary Area - Animal Holding |  | Unknown | 0.00 | NO
Glenthorne Farm_GT27-Sheep Pens_Ground Floor_G17 _ Pen 15 | GT-GT27-GN-G17 | GT27-GN-G17-Pen 15 | Glenthorne Farm | GT | GT27 | Sheep Pens | GN | Ground Floor | G17 | 99967 | University Vacated | 99939 | Unusable Spaces | 4.24 | Pen 15 | 4 | Ancillary Area Space Group | 404 | Ancillary Area - Animal Holding |  | Unknown | 0.00 | NO
Glenthorne Farm_GT27-Sheep Pens_Ground Floor_G18 _ Pen 16 | GT-GT27-GN-G18 | GT27-GN-G18-Pen 16 | Glenthorne Farm | GT | GT27 | Sheep Pens | GN | Ground Floor | G18 | 99967 | University Vacated | 99939 | Unusable Spaces | 4.54 | Pen 16 | 4 | Ancillary Area Space Group | 404 | Ancillary Area - Animal Holding |  | Unknown | 0.00 | NO
Glenthorne Farm_GT27-Sheep Pens_Ground Floor_G19 _ Personnel Access | GT-GT27-GN-G19 | GT27-GN-G19-Personnel Access | Glenthorne Farm | GT | GT27 | Sheep Pens | GN | Ground Floor | G19 | 99967 | University Vacated | 99939 | Unusable Spaces | 10.15 | Personnel Access | 8 | Non Useable Floor Area Space Group | 805 | Non-usable - Circulation space |  | Unknown | 0.00 | NO
Glenthorne Farm_GT27-Sheep Pens_Ground Floor_G2 _ Pen 1 | GT-GT27-GN-G2 | GT27-GN-G2-Pen 1 | Glenthorne Farm | GT | GT27 | Sheep Pens | GN | Ground Floor | G2 | 99967 | University Vacated | 99939 | Unusable Spaces | 4.28 | Pen 1 | 4 | Ancillary Area Space Group | 404 | Ancillary Area - Animal Holding |  | Unknown | 0.00 | NO
Glenthorne Farm_GT27-Sheep Pens_Ground Floor_G20 _ Personnel Access | GT-GT27-GN-G20 | GT27-GN-G20-Personnel Access | Glenthorne Farm | GT | GT27 | Sheep Pens | GN | Ground Floor | G20 | 99967 | University Vacated | 99939 | Unusable Spaces | 12.95 | Personnel Access | 8 | Non Useable Floor Area Space Group | 805 | Non-usable - Circulation space |  | Unknown | 0.00 | NO
Glenthorne Farm_GT27-Sheep Pens_Ground Floor_G21 _ Pen 17 | GT-GT27-GN-G21 | GT27-GN-G21-Pen 17 | Glenthorne Farm | GT | GT27 | Sheep Pens | GN | Ground Floor | G21 | 99967 | University Vacated | 99939 | Unusable Spaces | 4.61 | Pen 17 | 4 | Ancillary Area Space Group | 404 | Ancillary Area - Animal Holding |  | Unknown | 0.00 | NO
Glenthorne Farm_GT27-Sheep Pens_Ground Floor_G22 _ Pen 18 | GT-GT27-GN-G22 | GT27-GN-G22-Pen 18 | Glenthorne Farm | GT | GT27 | Sheep Pens | GN | Ground Floor | G22 | 99967 | University Vacated | 99939 | Unusable Spaces | 4.61 | Pen 18 | 4 | Ancillary Area Space Group | 404 | Ancillary Area - Animal Holding |  | Unknown | 0.00 | NO
Glenthorne Farm_GT27-Sheep Pens_Ground Floor_G23 _ Pen19 | GT-GT27-GN-G23 | GT27-GN-G23-Pen19 | Glenthorne Farm | GT | GT27 | Sheep Pens | GN | Ground Floor | G23 | 99967 | University Vacated | 99939 | Unusable Spaces | 4.61 | Pen19 | 4 | Ancillary Area Space Group | 404 | Ancillary Area - Animal Holding |  | Unknown | 0.00 | NO
Glenthorne Farm_GT27-Sheep Pens_Ground Floor_G3 _ Pen 2 | GT-GT27-GN-G3 | GT27-GN-G3-Pen 2 | Glenthorne Farm | GT | GT27 | Sheep Pens | GN | Ground Floor | G3 | 99967 | University Vacated | 99939 | Unusable Spaces | 4.35 | Pen 2 | 4 | Ancillary Area Space Group | 404 | Ancillary Area - Animal Holding |  | Unknown | 0.00 | NO
Glenthorne Farm_GT27-Sheep Pens_Ground Floor_G4 _ Pen 3 | GT-GT27-GN-G4 | GT27-GN-G4-Pen 3 | Glenthorne Farm | GT | GT27 | Sheep Pens | GN | Ground Floor | G4 | 99967 | University Vacated | 99939 | Unusable Spaces | 4.5 | Pen 3 | 4 | Ancillary Area Space Group | 404 | Ancillary Area - Animal Holding |  | Unknown | 0.00 | NO
Glenthorne Farm_GT27-Sheep Pens_Ground Floor_G5 _ Pen 4 | GT-GT27-GN-G5 | GT27-GN-G5-Pen 4 | Glenthorne Farm | GT | GT27 | Sheep Pens | GN | Ground Floor | G5 | 99967 | University Vacated | 99939 | Unusable Spaces | 4.5 | Pen 4 | 4 | Ancillary Area Space Group | 404 | Ancillary Area - Animal Holding |  | Unknown | 0.00 | NO
Glenthorne Farm_GT27-Sheep Pens_Ground Floor_G6 _ Pen 5 | GT-GT27-GN-G6 | GT27-GN-G6-Pen 5 | Glenthorne Farm | GT | GT27 | Sheep Pens | GN | Ground Floor | G6 | 99967 | University Vacated | 99939 | Unusable Spaces | 4.5 | Pen 5 | 4 | Ancillary Area Space Group | 404 | Ancillary Area - Animal Holding |  | Unknown | 0.00 | NO
Glenthorne Farm_GT27-Sheep Pens_Ground Floor_G7 _ Pen 6 | GT-GT27-GN-G7 | GT27-GN-G7-Pen 6 | Glenthorne Farm | GT | GT27 | Sheep Pens | GN | Ground Floor | G7 | 99967 | University Vacated | 99939 | Unusable Spaces | 4.5 | Pen 6 | 4 | Ancillary Area Space Group | 404 | Ancillary Area - Animal Holding |  | Unknown | 0.00 | NO
Glenthorne Farm_GT27-Sheep Pens_Ground Floor_G8 _ Pen 7 | GT-GT27-GN-G8 | GT27-GN-G8-Pen 7 | Glenthorne Farm | GT | GT27 | Sheep Pens | GN | Ground Floor | G8 | 99967 | University Vacated | 99939 | Unusable Spaces | 4.5 | Pen 7 | 4 | Ancillary Area Space Group | 404 | Ancillary Area - Animal Holding |  | Unknown | 0.00 | NO
Glenthorne Farm_GT27-Sheep Pens_Ground Floor_G9 _ Animal Handling Area | GT-GT27-GN-G9 | GT27-GN-G9-Animal Handling Area | Glenthorne Farm | GT | GT27 | Sheep Pens | GN | Ground Floor | G9 | 99967 | University Vacated | 99939 | Unusable Spaces | 21.71 | Animal Handling Area | 8 | Non Useable Floor Area Space Group | 805 | Non-usable - Circulation space |  | Unknown | 0.00 | NO
Glenthorne Farm_GT28-Sheep Pens_Ground Floor_G1 _ Sheep Pens | GT-GT28-GN-G1 | GT28-GN-G1-Sheep Pens | Glenthorne Farm | GT | GT28 | Sheep Pens | GN | Ground Floor | G1 | 99967 | University Vacated | 99939 | Unusable Spaces | 141.33 | Sheep Pens | 4 | Ancillary Area Space Group | 404 | Ancillary Area - Animal Holding |  | Unknown | 0.00 | NO
Glenthorne Farm_GT29-Sheep Pens_Ground Floor_G1 _ Sheep Pens | GT-GT29-GN-G1 | GT29-GN-G1-Sheep Pens | Glenthorne Farm | GT | GT29 | Sheep Pens | GN | Ground Floor | G1 | 99967 | University Vacated | 99939 | Unusable Spaces | 141.33 | Sheep Pens | 4 | Ancillary Area Space Group | 404 | Ancillary Area - Animal Holding |  | Unknown | 0.00 | NO
Glenthorne Farm_GT30-Sheep Pens_Ground Floor_G1 _ Sheep Pens | GT-GT30-GN-G1 | GT30-GN-G1-Sheep Pens | Glenthorne Farm | GT | GT30 | Sheep Pens | GN | Ground Floor | G1 | 99967 | University Vacated | 99939 | Unusable Spaces | 141.33 | Sheep Pens | 4 | Ancillary Area Space Group | 404 | Ancillary Area - Animal Holding |  | Unknown | 0.00 | NO
Glenthorne Farm_GT31-Tech Officer's House, 3 BR_Ground Floor_G1 _ Entry Hall | GT-GT31-GN-G1 | GT31-GN-G1-Entry Hall | Glenthorne Farm | GT | GT31 | Tech Officer's House, 3 BR | GN | Ground Floor | G1 | 99967 | University Vacated | 99939 | Unusable Spaces | 3.45 | Entry Hall | 8 | Non Useable Floor Area Space Group | 805 | Non-usable - Circulation space |  | Unknown | 0.00 | NO
Glenthorne Farm_GT31-Tech Officer's House, 3 BR_Ground Floor_G10 _ Living | GT-GT31-GN-G10 | GT31-GN-G10-Living | Glenthorne Farm | GT | GT31 | Tech Officer's House, 3 BR | GN | Ground Floor | G10 | 99967 | University Vacated | 99939 | Unusable Spaces | 17.91 | Living | 7 | Residential Accommodation Space Group | 700 | Residential - Specific type not defined |  | Unknown | 0.00 | NO
Glenthorne Farm_GT31-Tech Officer's House, 3 BR_Ground Floor_G11 _ Garage | GT-GT31-GN-G11 | GT31-GN-G11-Garage | Glenthorne Farm | GT | GT31 | Tech Officer's House, 3 BR | GN | Ground Floor | G11 | 99967 | University Vacated | 99939 | Unusable Spaces | 23 | Garage | 8 | Non Useable Floor Area Space Group | 807 | Non-usable - Garage/Loading bay |  | Unknown | 0.00 | NO
Glenthorne Farm_GT31-Tech Officer's House, 3 BR_Ground Floor_G1B _ Corr. | GT-GT31-GN-G1B | GT31-GN-G1B-Corr. | Glenthorne Farm | GT | GT31 | Tech Officer's House, 3 BR | GN | Ground Floor | G1B | 99967 | University Vacated | 99939 | Unusable Spaces | 6.63 | Corr. | 8 | Non Useable Floor Area Space Group | 805 | Non-usable - Circulation space |  | Unknown | 0.00 | NO
Glenthorne Farm_GT31-Tech Officer's House, 3 BR_Ground Floor_G2 _ Bedroom 3 | GT-GT31-GN-G2 | GT31-GN-G2-Bedroom 3 | Glenthorne Farm | GT | GT31 | Tech Officer's House, 3 BR | GN | Ground Floor | G2 | 99967 | University Vacated | 99939 | Unusable Spaces | 11.5 | Bedroom 3 | 7 | Residential Accommodation Space Group | 700 | Residential - Specific type not defined |  | Unknown | 0.00 | NO
Glenthorne Farm_GT31-Tech Officer's House, 3 BR_Ground Floor_G3 _ Bedroom 2 | GT-GT31-GN-G3 | GT31-GN-G3-Bedroom 2 | Glenthorne Farm | GT | GT31 | Tech Officer's House, 3 BR | GN | Ground Floor | G3 | 99967 | University Vacated | 99939 | Unusable Spaces | 9.2 | Bedroom 2 | 7 | Residential Accommodation Space Group | 700 | Residential - Specific type not defined |  | Unknown | 0.00 | NO
Glenthorne Farm_GT31-Tech Officer's House, 3 BR_Ground Floor_G4 _ Bedroom 1 | GT-GT31-GN-G4 | GT31-GN-G4-Bedroom 1 | Glenthorne Farm | GT | GT31 | Tech Officer's House, 3 BR | GN | Ground Floor | G4 | 99967 | University Vacated | 99939 | Unusable Spaces | 15.45 | Bedroom 1 | 7 | Residential Accommodation Space Group | 700 | Residential - Specific type not defined |  | Unknown | 0.00 | NO
Glenthorne Farm_GT31-Tech Officer's House, 3 BR_Ground Floor_G5 _ Sunroom | GT-GT31-GN-G5 | GT31-GN-G5-Sunroom | Glenthorne Farm | GT | GT31 | Tech Officer's House, 3 BR | GN | Ground Floor | G5 | 99967 | University Vacated | 99939 | Unusable Spaces | 12.34 | Sunroom | 7 | Residential Accommodation Space Group | 700 | Residential - Specific type not defined |  | Unknown | 0.00 | NO
Glenthorne Farm_GT31-Tech Officer's House, 3 BR_Ground Floor_G6 _ Bathroom | GT-GT31-GN-G6 | GT31-GN-G6-Bathroom | Glenthorne Farm | GT | GT31 | Tech Officer's House, 3 BR | GN | Ground Floor | G6 | 99967 | University Vacated | 99939 | Unusable Spaces | 5.37 | Bathroom | 7 | Residential Accommodation Space Group | 700 | Residential - Specific type not defined |  | Unknown | 0.00 | NO
Glenthorne Farm_GT31-Tech Officer's House, 3 BR_Ground Floor_G7 _ Ldry | GT-GT31-GN-G7 | GT31-GN-G7-Ldry | Glenthorne Farm | GT | GT31 | Tech Officer's House, 3 BR | GN | Ground Floor | G7 | 99967 | University Vacated | 99939 | Unusable Spaces | 5.3 | Ldry | 7 | Residential Accommodation Space Group | 700 | Residential - Specific type not defined |  | Unknown | 0.00 | NO
Glenthorne Farm_GT31-Tech Officer's House, 3 BR_Ground Floor_G7A _ WC | GT-GT31-GN-G7A | GT31-GN-G7A-WC | Glenthorne Farm | GT | GT31 | Tech Officer's House, 3 BR | GN | Ground Floor | G7A | 99967 | University Vacated | 99939 | Unusable Spaces | 1.41 | WC | 8 | Non Useable Floor Area Space Group | 835 | Non-usable - Toilets/Amenities - Other |  | Unknown | 0.00 | NO
Glenthorne Farm_GT31-Tech Officer's House, 3 BR_Ground Floor_G8 _ Kitchen | GT-GT31-GN-G8 | GT31-GN-G8-Kitchen | Glenthorne Farm | GT | GT31 | Tech Officer's House, 3 BR | GN | Ground Floor | G8 | 99967 | University Vacated | 99939 | Unusable Spaces | 11.18 | Kitchen | 6 | General Facility Space Group | 608 | General Facility - Kitchen/Servery/Food Storage |  | Unknown | 0.00 | NO
Glenthorne Farm_GT31-Tech Officer's House, 3 BR_Ground Floor_G9 _ Dining Room | GT-GT31-GN-G9 | GT31-GN-G9-Dining Room | Glenthorne Farm | GT | GT31 | Tech Officer's House, 3 BR | GN | Ground Floor | G9 | 99967 | University Vacated | 99939 | Unusable Spaces | 8.15 | Dining Room | 6 | General Facility Space Group | 608 | General Facility - Kitchen/Servery/Food Storage |  | Unknown | 0.00 | NO
Glenthorne Farm_GT33-Wool Shed_Ground Floor_G1 _ Wool & Shearing Shed | GT-GT33-GN-G1 | GT33-GN-G1-Wool & Shearing Shed | Glenthorne Farm | GT | GT33 | Wool Shed | GN | Ground Floor | G1 | 99967 | University Vacated | 99939 | Unusable Spaces | 212.84 | Wool & Shearing Shed | 4 | Ancillary Area Space Group | 404 | Ancillary Area - Animal Holding |  | Unknown | 0.00 | NO
Glenthorne Farm_GT33-Wool Shed_Ground Floor_G2 _ Experimental Sheep Pens | GT-GT33-GN-G2 | GT33-GN-G2-Experimental Sheep Pens | Glenthorne Farm | GT | GT33 | Wool Shed | GN | Ground Floor | G2 | 99967 | University Vacated | 99939 | Unusable Spaces | 133.36 | Experimental Sheep Pens | 4 | Ancillary Area Space Group | 404 | Ancillary Area - Animal Holding |  | Unknown | 0.00 | NO
Glenthorne Farm_GT34-Workshop Heritage_Ground Floor_G01 _ Store | GT-GT34-GN-G01 | GT34-GN-G01-Store | Glenthorne Farm | GT | GT34 | Workshop Heritage | GN | Ground Floor | G01 | 99967 | University Vacated | 99939 | Unusable Spaces | 122.82 | Store | 4 | Ancillary Area Space Group | 404 | Ancillary Area - Animal Holding |  | Unknown | 0.00 | NO
Glenthorne Farm_GT34-Workshop Heritage_Ground Floor_G02 _ Feed Store | GT-GT34-GN-G02 | GT34-GN-G02-Feed Store | Glenthorne Farm | GT | GT34 | Workshop Heritage | GN | Ground Floor | G02 | 99967 | University Vacated | 99939 | Unusable Spaces | 61.18 | Feed Store | 4 | Ancillary Area Space Group | 404 | Ancillary Area - Animal Holding |  | Unknown | 0.00 | NO
Hackney Road_HR01-Tram Barn_First Floor_1.09 _ Computer Microscopy | HR-HR01-01-1.09 | HR01-01-1.09-Computer Microscopy | Hackney Road | HR | HR01 | Tram Barn | 01 | First Floor | 1.09 | 285 | School of Biological Sciences | 285 | School of Biological Sciences | 18.83 | Computer Microscopy | 3 | Specialist Teaching or Research Space Group | 312 | Laboratory - Research Only |  | Excellent | 6,243.09 | NO
Hackney Road_HR01-Tram Barn_First Floor_1.10 _ Entry | HR-HR01-01-1.10 | HR01-01-1.10-Entry | Hackney Road | HR | HR01 | Tram Barn | 01 | First Floor | 1.10 | 285 | School of Biological Sciences | 285 | School of Biological Sciences | 14.49 | Entry | 8 | Non Useable Floor Area Space Group | 805 | Non-usable - Circulation space |  | Excellent | 0.00 | NO
Hackney Road_HR01-Tram Barn_First Floor_1.11 _ Lobby | HR-HR01-01-1.11 | HR01-01-1.11-Lobby | Hackney Road | HR | HR01 | Tram Barn | 01 | First Floor | 1.11 | 285 | School of Biological Sciences | 285 | School of Biological Sciences | 7.45 | Lobby | 8 | Non Useable Floor Area Space Group | 805 | Non-usable - Circulation space |  | Excellent | 0.00 | NO
Hackney Road_HR01-Tram Barn_First Floor_1.12 _ Bone Sample Prep. Room | HR-HR01-01-1.12 | HR01-01-1.12-Bone Sample Prep. Room | Hackney Road | HR | HR01 | Tram Barn | 01 | First Floor | 1.12 | 285 | School of Biological Sciences | 285 | School of Biological Sciences | 23.22 | Bone Sample Prep. Room | 3 | Specialist Teaching or Research Space Group | 312 | Laboratory - Research Only |  | Excellent | 7,698.59 | NO
Hackney Road_HR01-Tram Barn_First Floor_1.12A _ Prep Room | HR-HR01-01-1.12A | HR01-01-1.12A-Prep Room | Hackney Road | HR | HR01 | Tram Barn | 01 | First Floor | 1.12A | 285 | School of Biological Sciences | 285 | School of Biological Sciences | 5.02 | Prep Room | 4 | Ancillary Area Space Group | 401 | Ancillary Area - Laboratory Service and Preparation |  | Excellent | 1,101.24 | NO
Hackney Road_HR01-Tram Barn_First Floor_1.13 _ Air Showers | HR-HR01-01-1.13 | HR01-01-1.13-Air Showers | Hackney Road | HR | HR01 | Tram Barn | 01 | First Floor | 1.13 | 285 | School of Biological Sciences | 285 | School of Biological Sciences | 12.01 | Air Showers | 8 | Non Useable Floor Area Space Group | 805 | Non-usable - Circulation space |  | Excellent | 0.00 | NO
Hackney Road_HR01-Tram Barn_First Floor_1.13A _ A/L | HR-HR01-01-1.13A | HR01-01-1.13A-A/L | Hackney Road | HR | HR01 | Tram Barn | 01 | First Floor | 1.13A | 285 | School of Biological Sciences | 285 | School of Biological Sciences | 1.18 | A/L | 8 | Non Useable Floor Area Space Group | 835 | Non-usable - Toilets/Amenities - Other |  | Excellent | 0.00 | NO
Hackney Road_HR01-Tram Barn_First Floor_1.14 _ Cool Room - Bone Sample Store | HR-HR01-01-1.14 | HR01-01-1.14-Cool Room - Bone Sample Store | Hackney Road | HR | HR01 | Tram Barn | 01 | First Floor | 1.14 | 285 | School of Biological Sciences | 285 | School of Biological Sciences | 11.39 | Cool Room - Bone Sample Store | 4 | Ancillary Area Space Group | 405 | Ancillary Area - Constant Temperature/ Freezer/Cold/Warm Rooms |  | Excellent | 2,498.64 | NO
Hackney Road_HR01-Tram Barn_First Floor_1.15 _ Freezer | HR-HR01-01-1.15 | HR01-01-1.15-Freezer | Hackney Road | HR | HR01 | Tram Barn | 01 | First Floor | 1.15 | 285 | School of Biological Sciences | 285 | School of Biological Sciences | 10.23 | Freezer | 4 | Ancillary Area Space Group | 405 | Ancillary Area - Constant Temperature/ Freezer/Cold/Warm Rooms |  | Excellent | 2,244.17 | NO
Hackney Road_HR01-Tram Barn_First Floor_1.16 _ Freezer | HR-HR01-01-1.16 | HR01-01-1.16-Freezer | Hackney Road | HR | HR01 | Tram Barn | 01 | First Floor | 1.16 | 285 | School of Biological Sciences | 285 | School of Biological Sciences | 16.21 | Freezer | 4 | Ancillary Area Space Group | 405 | Ancillary Area - Constant Temperature/ Freezer/Cold/Warm Rooms |  | Excellent | 3,556.01 | NO
Hackney Road_HR01-Tram Barn_First Floor_1.17 _ Cool Room | HR-HR01-01-1.17 | HR01-01-1.17-Cool Room | Hackney Road | HR | HR01 | Tram Barn | 01 | First Floor | 1.17 | 285 | School of Biological Sciences | 285 | School of Biological Sciences | 8.11 | Cool Room | 4 | Ancillary Area Space Group | 405 | Ancillary Area - Constant Temperature/ Freezer/Cold/Warm Rooms |  | Excellent | 1,779.10 | NO
Hackney Road_HR01-Tram Barn_First Floor_1.18 _ Main Laboratory | HR-HR01-01-1.18 | HR01-01-1.18-Main Laboratory | Hackney Road | HR | HR01 | Tram Barn | 01 | First Floor | 1.18 | 285 | School of Biological Sciences | 285 | School of Biological Sciences | 69.42 | Main Laboratory | 3 | Specialist Teaching or Research Space Group | 312 | Laboratory - Research Only |  | Excellent | 23,016.20 | NO
Hackney Road_HR01-Tram Barn_First Floor_1.19 _ Corr. | HR-HR01-01-1.19 | HR01-01-1.19-Corr. | Hackney Road | HR | HR01 | Tram Barn | 01 | First Floor | 1.19 | 285 | School of Biological Sciences | 285 | School of Biological Sciences | 7.49 | Corr. | 8 | Non Useable Floor Area Space Group | 805 | Non-usable - Circulation space |  | Excellent | 0.00 | NO
Hackney Road_HR01-Tram Barn_First Floor_1.20 _ Workroom 1 | HR-HR01-01-1.20 | HR01-01-1.20-Workroom 1 | Hackney Road | HR | HR01 | Tram Barn | 01 | First Floor | 1.20 | 285 | School of Biological Sciences | 285 | School of Biological Sciences | 10.72 | Workroom 1 | 1 | Office Space Group | 100 | Office - Specific type not defined |  | Excellent | 2,672.34 | NO
Hackney Road_HR01-Tram Barn_First Floor_1.21 _ Workroom 2 | HR-HR01-01-1.21 | HR01-01-1.21-Workroom 2 | Hackney Road | HR | HR01 | Tram Barn | 01 | First Floor | 1.21 | 285 | School of Biological Sciences | 285 | School of Biological Sciences | 10.52 | Workroom 2 | 1 | Office Space Group | 100 | Office - Specific type not defined |  | Excellent | 2,622.49 | NO
Hackney Road_HR01-Tram Barn_First Floor_1.22 _ Store | HR-HR01-01-1.22 | HR01-01-1.22-Store | Hackney Road | HR | HR01 | Tram Barn | 01 | First Floor | 1.22 | 285 | School of Biological Sciences | 285 | School of Biological Sciences | 10.52 | Store | 4 | Ancillary Area Space Group | 419 | Ancillary Area - Store Room - Generic |  | Excellent | 2,307.79 | NO
Hackney Road_HR01-Tram Barn_First Floor_1.23 _ Workroom 3 | HR-HR01-01-1.23 | HR01-01-1.23-Workroom 3 | Hackney Road | HR | HR01 | Tram Barn | 01 | First Floor | 1.23 | 285 | School of Biological Sciences | 285 | School of Biological Sciences | 10.52 | Workroom 3 | 1 | Office Space Group | 100 | Office - Specific type not defined |  | Excellent | 2,622.49 | NO
Hackney Road_HR01-Tram Barn_First Floor_1.24 _ Workroom 4 | HR-HR01-01-1.24 | HR01-01-1.24-Workroom 4 | Hackney Road | HR | HR01 | Tram Barn | 01 | First Floor | 1.24 | 285 | School of Biological Sciences | 285 | School of Biological Sciences | 10.72 | Workroom 4 | 1 | Office Space Group | 100 | Office - Specific type not defined |  | Excellent | 2,672.34 | NO
IMVS_IV01-IMVS_First Floor_1-216-H _ Research Laboratory | IV-IV01-01-1-216-H | IV01-01-1-216-H-Research Laboratory | IMVS | IV | IV01 | IMVS | 01 | First Floor | 1-216-H | 99967 | University Vacated | 99939 | Unusable Spaces | 39.19 | Research Laboratory | 3 | Specialist Teaching or Research Space Group | 312 | Laboratory - Research Only |  | Adequate | 4,929.49 | NO
IMVS_IV01-IMVS_First Floor_1-216A-H _ Preparation | IV-IV01-01-1-216A-H | IV01-01-1-216A-H-Preparation | IMVS | IV | IV01 | IMVS | 01 | First Floor | 1-216A-H | 99967 | University Vacated | 99939 | Unusable Spaces | 18.27 | Preparation | 4 | Ancillary Area Space Group | 401 | Ancillary Area - Laboratory Service and Preparation |  | Adequate | 1,520.53 | NO
IMVS_IV01-IMVS_First Floor_1-216B-H _ Office | IV-IV01-01-1-216B-H | IV01-01-1-216B-H-Office | IMVS | IV | IV01 | IMVS | 01 | First Floor | 1-216B-H | 99967 | University Vacated | 99939 | Unusable Spaces | 12.56 | Office | 1 | Office Space Group | 101 | Office - Academic Staff |  | Adequate | 1,187.86 | NO
IMVS_IV01-IMVS_First Floor_1-216C-H _ Office | IV-IV01-01-1-216C-H | IV01-01-1-216C-H-Office | IMVS | IV | IV01 | IMVS | 01 | First Floor | 1-216C-H | 99967 | University Vacated | 99939 | Unusable Spaces | 6.35 | Office | 1 | Office Space Group | 101 | Office - Academic Staff |  | Adequate | 600.55 | NO
IMVS_IV01-IMVS_First Floor_1-216D-H _ Office | IV-IV01-01-1-216D-H | IV01-01-1-216D-H-Office | IMVS | IV | IV01 | IMVS | 01 | First Floor | 1-216D-H | 99967 | University Vacated | 99939 | Unusable Spaces | 11.79 | Office | 1 | Office Space Group | 101 | Office - Academic Staff |  | Adequate | 1,115.04 | NO
IMVS_IV01-IMVS_First Floor_1-216E-H _ Research Laboratory | IV-IV01-01-1-216E-H | IV01-01-1-216E-H-Research Laboratory | IMVS | IV | IV01 | IMVS | 01 | First Floor | 1-216E-H | 99967 | University Vacated | 99939 | Unusable Spaces | 21.58 | Research Laboratory | 1 | Office Space Group | 100 | Office - Specific type not defined |  | Adequate | 2,040.92 | NO
IMVS_IV01-IMVS_First Floor_1-217-H _ Unknown | IV-IV01-01-1-217-H | IV01-01-1-217-H-Unknown | IMVS | IV | IV01 | IMVS | 01 | First Floor | 1-217-H | 99967 | University Vacated | 99939 | Unusable Spaces | 6.7 | Unknown | 4 | Ancillary Area Space Group | 401 | Ancillary Area - Laboratory Service and Preparation |  | Adequate | 557.61 | NO
IMVS_IV01-IMVS_First Floor_1-217A-H _ Workstation | IV-IV01-01-1-217A-H | IV01-01-1-217A-H-Workstation | IMVS | IV | IV01 | IMVS | 01 | First Floor | 1-217A-H | 99967 | University Vacated | 99939 | Unusable Spaces | 9.73 | Workstation | 1 | Office Space Group | 113 | Open Plan - Research Staff |  | Adequate | 920.21 | NO
IMVS_IV01-IMVS_First Floor_1-218A-H _ Office | IV-IV01-01-1-218A-H | IV01-01-1-218A-H-Office | IMVS | IV | IV01 | IMVS | 01 | First Floor | 1-218A-H | 99967 | University Vacated | 99939 | Unusable Spaces | 7.21 | Office | 1 | Office Space Group | 101 | Office - Academic Staff |  | Adequate | 681.88 | NO
IMVS_IV01-IMVS_First Floor_1-218B-H _ Office | IV-IV01-01-1-218B-H | IV01-01-1-218B-H-Office | IMVS | IV | IV01 | IMVS | 01 | First Floor | 1-218B-H | 99967 | University Vacated | 99939 | Unusable Spaces | 9.11 | Office | 1 | Office Space Group | 103 | Office - Research Students |  | Adequate | 861.58 | NO
IMVS_IV01-IMVS_First Floor_1-218C-H _ Kitchen | IV-IV01-01-1-218C-H | IV01-01-1-218C-H-Kitchen | IMVS | IV | IV01 | IMVS | 01 | First Floor | 1-218C-H | 99967 | University Vacated | 99939 | Unusable Spaces | 9.23 | Kitchen | 6 | General Facility Space Group | 608 | General Facility - Kitchen/Servery/Food Storage |  | Adequate | 977.67 | NO
IMVS_IV01-IMVS_First Floor_1-218D-H _ Meals | IV-IV01-01-1-218D-H | IV01-01-1-218D-H-Meals | IMVS | IV | IV01 | IMVS | 01 | First Floor | 1-218D-H | 99967 | University Vacated | 99939 | Unusable Spaces | 6.42 | Meals | 6 | General Facility Space Group | 608 | General Facility - Kitchen/Servery/Food Storage |  | Adequate | 680.03 | NO
IMVS_IV01-IMVS_First Floor_1-224-H _ Lipid Research Laboratory | IV-IV01-01-1-224-H | IV01-01-1-224-H-Lipid Research Laboratory | IMVS | IV | IV01 | IMVS | 01 | First Floor | 1-224-H | 99967 | University Vacated | 99939 | Unusable Spaces | 92.95 | Lipid Research Laboratory | 3 | Specialist Teaching or Research Space Group | 300 | Laboratory - Specialist teaching and research - type not defined |  | Adequate | 11,691.65 | NO
IMVS_IV01-IMVS_First Floor_1-225-H _ Dark Room | IV-IV01-01-1-225-H | IV01-01-1-225-H-Dark Room | IMVS | IV | IV01 | IMVS | 01 | First Floor | 1-225-H | 99967 | University Vacated | 99939 | Unusable Spaces | 11.27 | Dark Room | 4 | Ancillary Area Space Group | 411 | Ancillary Area - Darkroom |  | Adequate | 937.95 | NO
IMVS_IV01-IMVS_First Floor_1-226-H _ Office | IV-IV01-01-1-226-H | IV01-01-1-226-H-Office | IMVS | IV | IV01 | IMVS | 01 | First Floor | 1-226-H | 99967 | University Vacated | 99939 | Unusable Spaces | 7.55 | Office | 1 | Office Space Group | 101 | Office - Academic Staff |  | Adequate | 714.04 | NO
IMVS_IV01-IMVS_First Floor_1-227-H _ Office | IV-IV01-01-1-227-H | IV01-01-1-227-H-Office | IMVS | IV | IV01 | IMVS | 01 | First Floor | 1-227-H | 99967 | University Vacated | 99939 | Unusable Spaces | 5.12 | Office | 1 | Office Space Group | 101 | Office - Academic Staff |  | Adequate | 484.22 | NO
IMVS_IV01-IMVS_First Floor_1-228-H _ Office | IV-IV01-01-1-228-H | IV01-01-1-228-H-Office | IMVS | IV | IV01 | IMVS | 01 | First Floor | 1-228-H | 99967 | University Vacated | 99939 | Unusable Spaces | 11.94 | Office | 1 | Office Space Group | 101 | Office - Academic Staff |  | Adequate | 1,129.22 | NO
IMVS_IV01-IMVS_Second Floor_2-13-N _ Laboratory | IV-IV01-02-2-13-N | IV01-02-2-13-N-Laboratory | IMVS | IV | IV01 | IMVS | 02 | Second Floor | 2-13-N | 99967 | University Vacated | 99939 | Unusable Spaces | 8.14 | Laboratory | 3 | Specialist Teaching or Research Space Group | 314 | Clinical Areas Teaching Space - Undergraduate/Postgraduate |  | Adequate | 1,023.88 | NO
IMVS_IV01-IMVS_Second Floor_2-14-N _ Laboratory | IV-IV01-02-2-14-N | IV01-02-2-14-N-Laboratory | IMVS | IV | IV01 | IMVS | 02 | Second Floor | 2-14-N | 99967 | University Vacated | 99939 | Unusable Spaces | 10.93 | Laboratory | 3 | Specialist Teaching or Research Space Group | 314 | Clinical Areas Teaching Space - Undergraduate/Postgraduate |  | Adequate | 1,374.82 | NO
IMVS_IV01-IMVS_Second Floor_2.11.N _ Laboratory | IV-IV01-02-2.11.N | IV01-02-2.11.N-Laboratory | IMVS | IV | IV01 | IMVS | 02 | Second Floor | 2.11.N | 99967 | University Vacated | 99939 | Unusable Spaces | 19.44 | Laboratory | 3 | Specialist Teaching or Research Space Group | 314 | Clinical Areas Teaching Space - Undergraduate/Postgraduate |  | Adequate | 2,445.25 | NO
IMVS_IV01-IMVS_Second Floor_2.12.N _ Laboratory | IV-IV01-02-2.12.N | IV01-02-2.12.N-Laboratory | IMVS | IV | IV01 | IMVS | 02 | Second Floor | 2.12.N | 99967 | University Vacated | 99939 | Unusable Spaces | 59.53 | Laboratory | 3 | Specialist Teaching or Research Space Group | 314 | Clinical Areas Teaching Space - Undergraduate/Postgraduate |  | Adequate | 7,487.94 | NO
IMVS_IV01-IMVS_Second Floor_2.128.S _ Laboratory | IV-IV01-02-2.128.S | IV01-02-2.128.S-Laboratory | IMVS | IV | IV01 | IMVS | 02 | Second Floor | 2.128.S | 384 | Medicine | 384 | Adelaide Medical School | 7.1 | Laboratory | 3 | Specialist Teaching or Research Space Group | 314 | Clinical Areas Teaching Space - Undergraduate/Postgraduate |  | Adequate | 893.07 | NO
IMVS_IV01-IMVS_Second Floor_2.128A.S _ Laboratory | IV-IV01-02-2.128A.S | IV01-02-2.128A.S-Laboratory | IMVS | IV | IV01 | IMVS | 02 | Second Floor | 2.128A.S | 384 | Medicine | 384 | Adelaide Medical School | 7.94 | Laboratory | 3 | Specialist Teaching or Research Space Group | 314 | Clinical Areas Teaching Space - Undergraduate/Postgraduate |  | Adequate | 998.73 | NO
IMVS_IV01-IMVS_Second Floor_2.129.S _ Laboratory | IV-IV01-02-2.129.S | IV01-02-2.129.S-Laboratory | IMVS | IV | IV01 | IMVS | 02 | Second Floor | 2.129.S | 384 | Medicine | 384 | Adelaide Medical School | 57.06 | Laboratory | 3 | Specialist Teaching or Research Space Group | 314 | Clinical Areas Teaching Space - Undergraduate/Postgraduate |  | Adequate | 7,177.25 | NO
IMVS_IV01-IMVS_Second Floor_2.131A.S _ Laboratory | IV-IV01-02-2.131A.S | IV01-02-2.131A.S-Laboratory | IMVS | IV | IV01 | IMVS | 02 | Second Floor | 2.131A.S | 384 | Medicine | 384 | Adelaide Medical School | 26.41 | Laboratory | 3 | Specialist Teaching or Research Space Group | 314 | Clinical Areas Teaching Space - Undergraduate/Postgraduate |  | Adequate | 3,321.96 | NO
IMVS_IV01-IMVS_Second Floor_2.131B.S _ Laboratory - Wet | IV-IV01-02-2.131B.S | IV01-02-2.131B.S-Laboratory - Wet | IMVS | IV | IV01 | IMVS | 02 | Second Floor | 2.131B.S | 384 | Medicine | 384 | Adelaide Medical School | 28.9 | Laboratory - Wet | 3 | Specialist Teaching or Research Space Group | 314 | Clinical Areas Teaching Space - Undergraduate/Postgraduate |  | Adequate | 3,635.17 | NO
IMVS_IV01-IMVS_Second Floor_2.15.N _ Laboratory | IV-IV01-02-2.15.N | IV01-02-2.15.N-Laboratory | IMVS | IV | IV01 | IMVS | 02 | Second Floor | 2.15.N | 99967 | University Vacated | 99939 | Unusable Spaces | 63.66 | Laboratory | 3 | Specialist Teaching or Research Space Group | 314 | Clinical Areas Teaching Space - Undergraduate/Postgraduate |  | Adequate | 8,007.43 | NO
IMVS_IV01-IMVS_Third Floor_3.43.N _ Office | IV-IV01-03-3.43.N | IV01-03-3.43.N-Office | IMVS | IV | IV01 | IMVS | 03 | Third Floor | 3.43.N | 99967 | University Vacated | 99939 | Unusable Spaces | 9.29 | Office | 1 | Office Space Group | 101 | Office - Academic Staff |  | Adequate | 878.60 | NO
IMVS_IV01-IMVS_Third Floor_3.44.N _ Office | IV-IV01-03-3.44.N | IV01-03-3.44.N-Office | IMVS | IV | IV01 | IMVS | 03 | Third Floor | 3.44.N | 99967 | University Vacated | 99939 | Unusable Spaces | 9.42 | Office | 1 | Office Space Group | 101 | Office - Academic Staff |  | Adequate | 890.89 | NO
IMVS_IV01-IMVS_Third Floor_3.47.N _ Office | IV-IV01-03-3.47.N | IV01-03-3.47.N-Office | IMVS | IV | IV01 | IMVS | 03 | Third Floor | 3.47.N | 99967 | University Vacated | 99939 | Unusable Spaces | 26.98 | Office | 1 | Office Space Group | 101 | Office - Academic Staff |  | Adequate | 2,551.62 | NO
IMVS_IV01-IMVS_Third Floor_3.48A.N _ Office | IV-IV01-03-3.48A.N | IV01-03-3.48A.N-Office | IMVS | IV | IV01 | IMVS | 03 | Third Floor | 3.48A.N | 99967 | University Vacated | 99939 | Unusable Spaces | 29.49 | Office | 1 | Office Space Group | 101 | Office - Academic Staff |  | Adequate | 2,789.01 | NO
IMVS_IV01-IMVS_Third Floor_3.51N _ Corr. | IV-IV01-03-3.51N | IV01-03-3.51N-Corr. | IMVS | IV | IV01 | IMVS | 03 | Third Floor | 3.51N | 99967 | University Vacated | 99939 | Unusable Spaces | 5.19 | Corr. | 8 | Non Useable Floor Area Space Group | 805 | Non-usable - Circulation space |  | Adequate | 0.00 | NO
IMVS_IV01-IMVS_Third Floor_3.52.N _ Store | IV-IV01-03-3.52.N | IV01-03-3.52.N-Store | IMVS | IV | IV01 | IMVS | 03 | Third Floor | 3.52.N | 99967 | University Vacated | 99939 | Unusable Spaces | 6.42 | Store | 4 | Ancillary Area Space Group | 419 | Ancillary Area - Store Room - Generic |  | Adequate | 534.31 | NO
IMVS_IV01-IMVS_Third Floor_3.53N _ Laboratory Support | IV-IV01-03-3.53N | IV01-03-3.53N-Laboratory Support | IMVS | IV | IV01 | IMVS | 03 | Third Floor | 3.53N | 99967 | University Vacated | 99939 | Unusable Spaces | 17.79 | Laboratory Support | 4 | Ancillary Area Space Group | 401 | Ancillary Area - Laboratory Service and Preparation |  | Adequate | 1,480.59 | NO
IMVS_IV01-IMVS_Third Floor_3.54N _ Laboratory Support | IV-IV01-03-3.54N | IV01-03-3.54N-Laboratory Support | IMVS | IV | IV01 | IMVS | 03 | Third Floor | 3.54N | 99967 | University Vacated | 99939 | Unusable Spaces | 19.88 | Laboratory Support | 4 | Ancillary Area Space Group | 401 | Ancillary Area - Laboratory Service and Preparation |  | Adequate | 1,654.53 | NO
IMVS_IV01-IMVS_Third Floor_3.55N _ Office - Open Plan | IV-IV01-03-3.55N | IV01-03-3.55N-Office - Open Plan | IMVS | IV | IV01 | IMVS | 03 | Third Floor | 3.55N | 99967 | University Vacated | 99939 | Unusable Spaces | 40.16 | Office - Open Plan | 1 | Office Space Group | 111 | Open Plan - Specific type not defined |  | Unknown | 0.00 | NO
IMVS_IV01-IMVS_Third Floor_3.60.N _ Laboratory | IV-IV01-03-3.60.N | IV01-03-3.60.N-Laboratory | IMVS | IV | IV01 | IMVS | 03 | Third Floor | 3.60.N | 99967 | University Vacated | 99939 | Unusable Spaces | 76.87 | Laboratory | 3 | Specialist Teaching or Research Space Group | 314 | Clinical Areas Teaching Space - Undergraduate/Postgraduate |  | Adequate | 9,669.04 | NO
Joint Library Store_JL01-Joint Library Store_Archive Building_004 _ Joint Library Store | JL-JL01-01-004 | JL01-01-004-Joint Library Store | Joint Library Store | JL | JL01 | Joint Library Store | 01 | Archive Building | 004 | 99962 | Library stacks and services | 952 | Corporate Services Division Admin | 50.32 | Joint Library Store | 5 | Library, IT and Learning Space Group | 504 | Library and Learning - Open stack |  | Unknown | 0.00 | NO
Joint Library Store_JL01-Joint Library Store_Archive Building_008 _ Joint Library Store | JL-JL01-01-008 | JL01-01-008-Joint Library Store | Joint Library Store | JL | JL01 | Joint Library Store | 01 | Archive Building | 008 | 99962 | Library stacks and services | 952 | Corporate Services Division Admin | 50.88 | Joint Library Store | 5 | Library, IT and Learning Space Group | 504 | Library and Learning - Open stack |  | Unknown | 0.00 | NO
Joint Library Store_JL01-Joint Library Store_Store One_000 _ Joint Library Store | JL-JL01-02-000 | JL01-02-000-Joint Library Store | Joint Library Store | JL | JL01 | Joint Library Store | 02 | Store One | 000 | 99962 | Library stacks and services | 952 | Corporate Services Division Admin | 1117.11 | Joint Library Store | 5 | Library, IT and Learning Space Group | 504 | Library and Learning - Open stack |  | Unknown | 0.00 | NO
Joint Library Store_JL01-Joint Library Store_Store One_001 _ Joint Library Store | JL-JL01-02-001 | JL01-02-001-Joint Library Store | Joint Library Store | JL | JL01 | Joint Library Store | 02 | Store One | 001 | 99962 | Library stacks and services | 952 | Corporate Services Division Admin | 32.34 | Joint Library Store | 5 | Library, IT and Learning Space Group | 504 | Library and Learning - Open stack |  | Unknown | 0.00 | NO
Joint Library Store_JL01-Joint Library Store_Store One_003 _ Joint Library Store | JL-JL01-02-003 | JL01-02-003-Joint Library Store | Joint Library Store | JL | JL01 | Joint Library Store | 02 | Store One | 003 | 99962 | Library stacks and services | 952 | Corporate Services Division Admin | 5.45 | Joint Library Store | 5 | Library, IT and Learning Space Group | 504 | Library and Learning - Open stack |  | Unknown | 0.00 | NO
Joint Library Store_JL01-Joint Library Store_Store One_005 _ Joint Library Store | JL-JL01-02-005 | JL01-02-005-Joint Library Store | Joint Library Store | JL | JL01 | Joint Library Store | 02 | Store One | 005 | 99962 | Library stacks and services | 952 | Corporate Services Division Admin | 15.92 | Joint Library Store | 5 | Library, IT and Learning Space Group | 504 | Library and Learning - Open stack |  | Unknown | 0.00 | NO
Joint Library Store_JL01-Joint Library Store_Store One_006 _ Joint Library Store | JL-JL01-02-006 | JL01-02-006-Joint Library Store | Joint Library Store | JL | JL01 | Joint Library Store | 02 | Store One | 006 | 99962 | Library stacks and services | 952 | Corporate Services Division Admin | 9.3 | Joint Library Store | 5 | Library, IT and Learning Space Group | 504 | Library and Learning - Open stack |  | Unknown | 0.00 | NO
Joint Library Store_JL01-Joint Library Store_Store One_007 _ Joint Library Store | JL-JL01-02-007 | JL01-02-007-Joint Library Store | Joint Library Store | JL | JL01 | Joint Library Store | 02 | Store One | 007 | 99962 | Library stacks and services | 952 | Corporate Services Division Admin | 3.07 | Joint Library Store | 5 | Library, IT and Learning Space Group | 504 | Library and Learning - Open stack |  | Unknown | 0.00 | NO
Joint Library Store_JL01-Joint Library Store_Store One_009 _ Joint Library Store | JL-JL01-02-009 | JL01-02-009-Joint Library Store | Joint Library Store | JL | JL01 | Joint Library Store | 02 | Store One | 009 | 99962 | Library stacks and services | 952 | Corporate Services Division Admin | 2.98 | Joint Library Store | 5 | Library, IT and Learning Space Group | 504 | Library and Learning - Open stack |  | Unknown | 0.00 | NO
Joint Library Store_JL01-Joint Library Store_Store One_010 _ Joint Library Store | JL-JL01-02-010 | JL01-02-010-Joint Library Store | Joint Library Store | JL | JL01 | Joint Library Store | 02 | Store One | 010 | 99962 | Library stacks and services | 952 | Corporate Services Division Admin | 4.93 | Joint Library Store | 5 | Library, IT and Learning Space Group | 504 | Library and Learning - Open stack |  | Unknown | 0.00 | NO
Joint Library Store_JL01-Joint Library Store_Store One_011 _ Joint Library Store | JL-JL01-02-011 | JL01-02-011-Joint Library Store | Joint Library Store | JL | JL01 | Joint Library Store | 02 | Store One | 011 | 99962 | Library stacks and services | 952 | Corporate Services Division Admin | 15.29 | Joint Library Store | 5 | Library, IT and Learning Space Group | 504 | Library and Learning - Open stack |  | Unknown | 0.00 | NO
Joint Library Store_JL01-Joint Library Store_Store One_012 _ Joint Library Store | JL-JL01-02-012 | JL01-02-012-Joint Library Store | Joint Library Store | JL | JL01 | Joint Library Store | 02 | Store One | 012 | 99962 | Library stacks and services | 952 | Corporate Services Division Admin | 13.72 | Joint Library Store | 5 | Library, IT and Learning Space Group | 504 | Library and Learning - Open stack |  | Unknown | 0.00 | NO
Joint Library Store_JL01-Joint Library Store_Store One_013 _ Joint Library Store | JL-JL01-02-013 | JL01-02-013-Joint Library Store | Joint Library Store | JL | JL01 | Joint Library Store | 02 | Store One | 013 | 99962 | Library stacks and services | 952 | Corporate Services Division Admin | 28.32 | Joint Library Store | 5 | Library, IT and Learning Space Group | 504 | Library and Learning - Open stack |  | Unknown | 0.00 | NO
Joint Library Store_JL01-Joint Library Store_Store One_014 _ Joint Library Store | JL-JL01-02-014 | JL01-02-014-Joint Library Store | Joint Library Store | JL | JL01 | Joint Library Store | 02 | Store One | 014 | 99962 | Library stacks and services | 952 | Corporate Services Division Admin | 28.03 | Joint Library Store | 5 | Library, IT and Learning Space Group | 504 | Library and Learning - Open stack |  | Unknown | 0.00 | NO
Joint Library Store_JL01-Joint Library Store_Store One_015 _ Joint Library Store | JL-JL01-02-015 | JL01-02-015-Joint Library Store | Joint Library Store | JL | JL01 | Joint Library Store | 02 | Store One | 015 | 99962 | Library stacks and services | 952 | Corporate Services Division Admin | 14.04 | Joint Library Store | 5 | Library, IT and Learning Space Group | 504 | Library and Learning - Open stack |  | Unknown | 0.00 | NO
Joint Library Store_JL01-Joint Library Store_Store One_017 _ Joint Library Store | JL-JL01-02-017 | JL01-02-017-Joint Library Store | Joint Library Store | JL | JL01 | Joint Library Store | 02 | Store One | 017 | 99962 | Library stacks and services | 952 | Corporate Services Division Admin | 16.16 | Joint Library Store | 5 | Library, IT and Learning Space Group | 504 | Library and Learning - Open stack |  | Unknown | 0.00 | NO
Joint Library Store_JL01-Joint Library Store_Store One_018 _ Joint Library Store | JL-JL01-02-018 | JL01-02-018-Joint Library Store | Joint Library Store | JL | JL01 | Joint Library Store | 02 | Store One | 018 | 99962 | Library stacks and services | 952 | Corporate Services Division Admin | 7.73 | Joint Library Store | 5 | Library, IT and Learning Space Group | 504 | Library and Learning - Open stack |  | Unknown | 0.00 | NO
Joint Library Store_JL01-Joint Library Store_Store One_020 _ Joint Library Store | JL-JL01-02-020 | JL01-02-020-Joint Library Store | Joint Library Store | JL | JL01 | Joint Library Store | 02 | Store One | 020 | 99962 | Library stacks and services | 952 | Corporate Services Division Admin | 5.64 | Joint Library Store | 5 | Library, IT and Learning Space Group | 504 | Library and Learning - Open stack |  | Unknown | 0.00 | NO
Joint Library Store_JL01-Joint Library Store_Store Two_016 _ Joint Library Store | JL-JL01-03-016 | JL01-03-016-Joint Library Store | Joint Library Store | JL | JL01 | Joint Library Store | 03 | Store Two | 016 | 99962 | Library stacks and services | 952 | Corporate Services Division Admin | 1113.96 | Joint Library Store | 5 | Library, IT and Learning Space Group | 504 | Library and Learning - Open stack |  | Unknown | 0.00 | NO
Joint Library Store_JL01-Joint Library Store_Store Three_019 _ Joint Library Store | JL-JL01-04-019 | JL01-04-019-Joint Library Store | Joint Library Store | JL | JL01 | Joint Library Store | 04 | Store Three | 019 | 99939 | Unusable Spaces | 99939 | Unusable Spaces | 16.51 | Joint Library Store | 5 | Library, IT and Learning Space Group | 504 | Library and Learning - Open stack |  | Unknown | 0.00 | NO
Joint Library Store_JL01-Joint Library Store_Store Three_020 _ Joint Library Store | JL-JL01-04-020 | JL01-04-020-Joint Library Store | Joint Library Store | JL | JL01 | Joint Library Store | 04 | Store Three | 020 | 99962 | Library stacks and services | 952 | Corporate Services Division Admin | 1118.94 | Joint Library Store | 5 | Library, IT and Learning Space Group | 504 | Library and Learning - Open stack |  | Unknown | 0.00 | NO
Koonamore Outstation_KM01-Koonamore Outstation_Ground Floor_G1 _ Kitchen | KM-KM01-GN-G1 | KM01-GN-G1-Kitchen | Koonamore Outstation | KM | KM01 | Koonamore Outstation | GN | Ground Floor | G1 | 285 | School of Biological Sciences | 285 | School of Biological Sciences | 29.16 | Kitchen | 6 | General Facility Space Group | 608 | General Facility - Kitchen/Servery/Food Storage |  | Unknown | 0.00 | NO
Koonamore Outstation_KM01-Koonamore Outstation_Ground Floor_G2 _ Laboratory | KM-KM01-GN-G2 | KM01-GN-G2-Laboratory | Koonamore Outstation | KM | KM01 | Koonamore Outstation | GN | Ground Floor | G2 | 285 | School of Biological Sciences | 285 | School of Biological Sciences | 23.66 | Laboratory | 3 | Specialist Teaching or Research Space Group | 300 | Laboratory - Specialist teaching and research - type not defined |  | Unknown | 0.00 | NO
Koonamore Outstation_KM01-Koonamore Outstation_Ground Floor_G3 _ Sleep-out | KM-KM01-GN-G3 | KM01-GN-G3-Sleep-out | Koonamore Outstation | KM | KM01 | Koonamore Outstation | GN | Ground Floor | G3 | 285 | School of Biological Sciences | 285 | School of Biological Sciences | 16.9 | Sleep-out | 7 | Residential Accommodation Space Group | 700 | Residential - Specific type not defined |  | Unknown | 0.00 | NO
Koonamore Outstation_KM01-Koonamore Outstation_Ground Floor_G4 _ Store | KM-KM01-GN-G4 | KM01-GN-G4-Store | Koonamore Outstation | KM | KM01 | Koonamore Outstation | GN | Ground Floor | G4 | 285 | School of Biological Sciences | 285 | School of Biological Sciences | 14.72 | Store | 4 | Ancillary Area Space Group | 419 | Ancillary Area - Store Room - Generic |  | Unknown | 0.00 | NO
Koonamore Outstation_KM01-Koonamore Outstation_Ground Floor_G5 _ Bedroom | KM-KM01-GN-G5 | KM01-GN-G5-Bedroom | Koonamore Outstation | KM | KM01 | Koonamore Outstation | GN | Ground Floor | G5 | 285 | School of Biological Sciences | 285 | School of Biological Sciences | 19.89 | Bedroom | 7 | Residential Accommodation Space Group | 700 | Residential - Specific type not defined |  | Unknown | 0.00 | NO
Koonamore Outstation_KM01-Koonamore Outstation_Ground Floor_G6 _ Passage | KM-KM01-GN-G6 | KM01-GN-G6-Passage | Koonamore Outstation | KM | KM01 | Koonamore Outstation | GN | Ground Floor | G6 | 99939 | Unusable Spaces | 99939 | Unusable Spaces | 5.1 | Passage | 8 | Non Useable Floor Area Space Group | 805 | Non-usable - Circulation space |  | Unknown | 0.00 | NO
Koonamore Outstation_KM01-Koonamore Outstation_Ground Floor_G7 _ WC | KM-KM01-GN-G7 | KM01-GN-G7-WC | Koonamore Outstation | KM | KM01 | Koonamore Outstation | GN | Ground Floor | G7 | 99939 | Unusable Spaces | 99939 | Unusable Spaces | 2.53 | WC | 8 | Non Useable Floor Area Space Group | 835 | Non-usable - Toilets/Amenities - Other |  | Unknown | 0.00 | NO
Kent Town_KT01-57 King William Street Kent Town_Ground Floor_G01 _ Reception / Office | KT-KT01-GN-G01 | KT01-GN-G01-Reception / Office | Kent Town | KT | KT01 | 57 King William Street Kent Town | GN | Ground Floor | G01 | 224 | Centre for Automotive Safety Research | 224 | Centre for Automotive Safety Research | 53.59 | Reception / Office | 6 | General Facility Space Group | 623 | General Facility - Waiting Area/Foyer/Reception Area |  | Adequate | 0.00 | NO
Kent Town_KT01-57 King William Street Kent Town_Ground Floor_G02 _ Office | KT-KT01-GN-G02 | KT01-GN-G02-Office | Kent Town | KT | KT01 | 57 King William Street Kent Town | GN | Ground Floor | G02 | 224 | Centre for Automotive Safety Research | 224 | Centre for Automotive Safety Research | 23.09 | Office | 1 | Office Space Group | 101 | Office - Academic Staff |  | Adequate | 0.00 | NO
Kent Town_KT01-57 King William Street Kent Town_Ground Floor_G03 _ Office | KT-KT01-GN-G03 | KT01-GN-G03-Office | Kent Town | KT | KT01 | 57 King William Street Kent Town | GN | Ground Floor | G03 | 224 | Centre for Automotive Safety Research | 224 | Centre for Automotive Safety Research | 17.11 | Office | 1 | Office Space Group | 101 | Office - Academic Staff |  | Adequate | 0.00 | NO
Kent Town_KT01-57 King William Street Kent Town_Ground Floor_G04 _ Store | KT-KT01-GN-G04 | KT01-GN-G04-Store | Kent Town | KT | KT01 | 57 King William Street Kent Town | GN | Ground Floor | G04 | 224 | Centre for Automotive Safety Research | 224 | Centre for Automotive Safety Research | 48.06 | Store | 4 | Ancillary Area Space Group | 419 | Ancillary Area - Store Room - Generic |  | Adequate | 0.00 | NO
Kent Town_KT01-57 King William Street Kent Town_Ground Floor_G05 _ Corr. | KT-KT01-GN-G05 | KT01-GN-G05-Corr. | Kent Town | KT | KT01 | 57 King William Street Kent Town | GN | Ground Floor | G05 | 224 | Centre for Automotive Safety Research | 224 | Centre for Automotive Safety Research | 3.9 | Corr. | 8 | Non Useable Floor Area Space Group | 805 | Non-usable - Circulation space |  | Adequate | 0.00 | NO
Kent Town_KT01-57 King William Street Kent Town_Ground Floor_G06 _ WC | KT-KT01-GN-G06 | KT01-GN-G06-WC | Kent Town | KT | KT01 | 57 King William Street Kent Town | GN | Ground Floor | G06 | 224 | Centre for Automotive Safety Research | 224 | Centre for Automotive Safety Research | 1.76 | WC | 8 | Non Useable Floor Area Space Group | 835 | Non-usable - Toilets/Amenities - Other |  | Adequate | 0.00 | NO
Kent Town_KT01-57 King William Street Kent Town_Ground Floor_G07 _ WC / Shower | KT-KT01-GN-G07 | KT01-GN-G07-WC / Shower | Kent Town | KT | KT01 | 57 King William Street Kent Town | GN | Ground Floor | G07 | 224 | Centre for Automotive Safety Research | 224 | Centre for Automotive Safety Research | 4.32 | WC / Shower | 8 | Non Useable Floor Area Space Group | 835 | Non-usable - Toilets/Amenities - Other |  | Adequate | 0.00 | NO
Kent Town_KT01-57 King William Street Kent Town_Ground Floor_G08 _ Kitchen | KT-KT01-GN-G08 | KT01-GN-G08-Kitchen | Kent Town | KT | KT01 | 57 King William Street Kent Town | GN | Ground Floor | G08 | 224 | Centre for Automotive Safety Research | 224 | Centre for Automotive Safety Research | 17.69 | Kitchen | 6 | General Facility Space Group | 608 | General Facility - Kitchen/Servery/Food Storage |  | Adequate | 0.00 | NO
Kent Town_KT01-57 King William Street Kent Town_Ground Floor_G09 _ Store | KT-KT01-GN-G09 | KT01-GN-G09-Store | Kent Town | KT | KT01 | 57 King William Street Kent Town | GN | Ground Floor | G09 | 224 | Centre for Automotive Safety Research | 224 | Centre for Automotive Safety Research | 21.06 | Store | 4 | Ancillary Area Space Group | 419 | Ancillary Area - Store Room - Generic |  | Adequate | 0.00 | NO
Kent Town_KT01-57 King William Street Kent Town_Ground Floor_G10 _ Warehouse | KT-KT01-GN-G10 | KT01-GN-G10-Warehouse | Kent Town | KT | KT01 | 57 King William Street Kent Town | GN | Ground Floor | G10 | 224 | Centre for Automotive Safety Research | 224 | Centre for Automotive Safety Research | 283.49 | Warehouse | 3 | Specialist Teaching or Research Space Group | 300 | Laboratory - Specialist teaching and research - type not defined |  | Adequate | 0.00 | NO
Kent Town_KT01-57 King William Street Kent Town_Ground Floor_G11 _ Laboratory | KT-KT01-GN-G11 | KT01-GN-G11-Laboratory | Kent Town | KT | KT01 | 57 King William Street Kent Town | GN | Ground Floor | G11 | 224 | Centre for Automotive Safety Research | 224 | Centre for Automotive Safety Research | 147.17 | Laboratory | 3 | Specialist Teaching or Research Space Group | 300 | Laboratory - Specialist teaching and research - type not defined |  | Adequate | 0.00 | NO
Lyell McEwin Hospital_LM01-Lyell McEwin - Main Building_First Floor_201 _ Corr. | LM-LM01-02-201 | LM01-02-201-Corr. | Lyell McEwin Hospital | LM | LM01 | Lyell McEwin - Main Building | 02 | First Floor | 201 | 384 | Medicine | 384 | Adelaide Medical School | 17.25 | Corr. | 8 | Non Useable Floor Area Space Group | 805 | Non-usable - Circulation space |  | Excellent | 0.00 | NO
Lyell McEwin Hospital_LM01-Lyell McEwin - Main Building_First Floor_201A _ A/L | LM-LM01-02-201A | LM01-02-201A-A/L | Lyell McEwin Hospital | LM | LM01 | Lyell McEwin - Main Building | 02 | First Floor | 201A | 384 | Medicine | 384 | Adelaide Medical School | 7.14 | A/L | 8 | Non Useable Floor Area Space Group | 805 | Non-usable - Circulation space |  | Excellent | 0.00 | NO
Lyell McEwin Hospital_LM01-Lyell McEwin - Main Building_First Floor_202 _ Breakout Room | LM-LM01-02-202 | LM01-02-202-Breakout Room | Lyell McEwin Hospital | LM | LM01 | Lyell McEwin - Main Building | 02 | First Floor | 202 | 384 | Medicine | 384 | Adelaide Medical School | 11.87 | Breakout Room | 6 | General Facility Space Group | 601 | General Facility - Committee/Conference/Meeting room |  | Excellent | 1,848.25 | NO
Lyell McEwin Hospital_LM01-Lyell McEwin - Main Building_First Floor_203 _ Meeting | LM-LM01-02-203 | LM01-02-203-Meeting | Lyell McEwin Hospital | LM | LM01 | Lyell McEwin - Main Building | 02 | First Floor | 203 | 384 | Medicine | 384 | Adelaide Medical School | 20.04 | Meeting | 6 | General Facility Space Group | 601 | General Facility - Committee/Conference/Meeting room |  | Excellent | 3,120.38 | NO
Lyell McEwin Hospital_LM01-Lyell McEwin - Main Building_First Floor_204 _ Tutorial 01 | LM-LM01-02-204 | LM01-02-204-Tutorial 01 | Lyell McEwin Hospital | LM | LM01 | Lyell McEwin - Main Building | 02 | First Floor | 204 | 384 | Medicine | 384 | Adelaide Medical School | 23.36 | Tutorial 01 | 2 | Teaching Space Group | 206 | Lecture/Seminar/Tutorial/Class Room (<30) Flat Floor |  | Excellent | 3,962.09 | NO
Lyell McEwin Hospital_LM01-Lyell McEwin - Main Building_First Floor_205 _ Turorial 02 | LM-LM01-02-205 | LM01-02-205-Turorial 02 | Lyell McEwin Hospital | LM | LM01 | Lyell McEwin - Main Building | 02 | First Floor | 205 | 384 | Medicine | 384 | Adelaide Medical School | 20.24 | Turorial 02 | 2 | Teaching Space Group | 206 | Lecture/Seminar/Tutorial/Class Room (<30) Flat Floor |  | Excellent | 3,432.91 | NO
Lyell McEwin Hospital_LM01-Lyell McEwin - Main Building_First Floor_206 _ WC / Shower | LM-LM01-02-206 | LM01-02-206-WC / Shower | Lyell McEwin Hospital | LM | LM01 | Lyell McEwin - Main Building | 02 | First Floor | 206 | 384 | Medicine | 384 | Adelaide Medical School | 4.98 | WC / Shower | 8 | Non Useable Floor Area Space Group | 835 | Non-usable - Toilets/Amenities - Other |  | Excellent | 0.00 | NO
Lyell McEwin Hospital_LM01-Lyell McEwin - Main Building_First Floor_207 _ Corr. | LM-LM01-02-207 | LM01-02-207-Corr. | Lyell McEwin Hospital | LM | LM01 | Lyell McEwin - Main Building | 02 | First Floor | 207 | 384 | Medicine | 384 | Adelaide Medical School | 25.4 | Corr. | 8 | Non Useable Floor Area Space Group | 805 | Non-usable - Circulation space |  | Excellent | 0.00 | NO
Lyell McEwin Hospital_LM01-Lyell McEwin - Main Building_First Floor_207A _ Store | LM-LM01-02-207A | LM01-02-207A-Store | Lyell McEwin Hospital | LM | LM01 | Lyell McEwin - Main Building | 02 | First Floor | 207A | 384 | Medicine | 384 | Adelaide Medical School | 0.75 | Store | 4 | Ancillary Area Space Group | 419 | Ancillary Area - Store Room - Generic |  | Excellent | 91.76 | NO
Lyell McEwin Hospital_LM01-Lyell McEwin - Main Building_First Floor_207B _ Store | LM-LM01-02-207B | LM01-02-207B-Store | Lyell McEwin Hospital | LM | LM01 | Lyell McEwin - Main Building | 02 | First Floor | 207B | 384 | Medicine | 384 | Adelaide Medical School | 0.9 | Store | 4 | Ancillary Area Space Group | 419 | Ancillary Area - Store Room - Generic |  | Excellent | 110.11 | NO
Lyell McEwin Hospital_LM01-Lyell McEwin - Main Building_First Floor_208 _ Reception | LM-LM01-02-208 | LM01-02-208-Reception | Lyell McEwin Hospital | LM | LM01 | Lyell McEwin - Main Building | 02 | First Floor | 208 | 384 | Medicine | 384 | Adelaide Medical School | 8.92 | Reception | 1 | Office Space Group | 118 | Open Plan - Reception Area |  | Excellent | 1,240.10 | NO
Lyell McEwin Hospital_LM01-Lyell McEwin - Main Building_First Floor_209 _ Utility | LM-LM01-02-209 | LM01-02-209-Utility | Lyell McEwin Hospital | LM | LM01 | Lyell McEwin - Main Building | 02 | First Floor | 209 | 384 | Medicine | 384 | Adelaide Medical School | 8.74 | Utility | 6 | General Facility Space Group | 603 | General Facility - Resource room |  | Excellent | 1,360.89 | NO
Lyell McEwin Hospital_LM01-Lyell McEwin - Main Building_First Floor_210 _ Simulation 01 | LM-LM01-02-210 | LM01-02-210-Simulation 01 | Lyell McEwin Hospital | LM | LM01 | Lyell McEwin - Main Building | 02 | First Floor | 210 | 384 | Medicine | 384 | Adelaide Medical School | 23.4 | Simulation 01 | 3 | Specialist Teaching or Research Space Group | 314 | Clinical Areas Teaching Space - Undergraduate/Postgraduate |  | Excellent | 4,326.73 | NO
Lyell McEwin Hospital_LM01-Lyell McEwin - Main Building_First Floor_211 _ Simulation 02 | LM-LM01-02-211 | LM01-02-211-Simulation 02 | Lyell McEwin Hospital | LM | LM01 | Lyell McEwin - Main Building | 02 | First Floor | 211 | 384 | Medicine | 384 | Adelaide Medical School | 21.15 | Simulation 02 | 3 | Specialist Teaching or Research Space Group | 314 | Clinical Areas Teaching Space - Undergraduate/Postgraduate |  | Excellent | 3,910.70 | NO
Lyell McEwin Hospital_LM01-Lyell McEwin - Main Building_First Floor_212 _ Store | LM-LM01-02-212 | LM01-02-212-Store | Lyell McEwin Hospital | LM | LM01 | Lyell McEwin - Main Building | 02 | First Floor | 212 | 384 | Medicine | 384 | Adelaide Medical School | 11.06 | Store | 4 | Ancillary Area Space Group | 419 | Ancillary Area - Store Room - Generic |  | Excellent | 1,353.10 | NO
Lyell McEwin Hospital_LM01-Lyell McEwin - Main Building_First Floor_213 _ Corr. | LM-LM01-02-213 | LM01-02-213-Corr. | Lyell McEwin Hospital | LM | LM01 | Lyell McEwin - Main Building | 02 | First Floor | 213 | 384 | Medicine | 384 | Adelaide Medical School | 17.33 | Corr. | 8 | Non Useable Floor Area Space Group | 805 | Non-usable - Circulation space |  | Excellent | 0.00 | NO
Lyell McEwin Hospital_LM01-Lyell McEwin - Main Building_First Floor_214 _ Office | LM-LM01-02-214 | LM01-02-214-Office | Lyell McEwin Hospital | LM | LM01 | Lyell McEwin - Main Building | 02 | First Floor | 214 | 384 | Medicine | 384 | Adelaide Medical School | 11.99 | Office | 1 | Office Space Group | 101 | Office - Academic Staff |  | Excellent | 1,666.91 | NO
Lyell McEwin Hospital_LM01-Lyell McEwin - Main Building_First Floor_215 _ Office | LM-LM01-02-215 | LM01-02-215-Office | Lyell McEwin Hospital | LM | LM01 | Lyell McEwin - Main Building | 02 | First Floor | 215 | 384 | Medicine | 384 | Adelaide Medical School | 11.98 | Office | 1 | Office Space Group | 101 | Office - Academic Staff |  | Excellent | 1,665.52 | NO
Lyell McEwin Hospital_LM01-Lyell McEwin - Main Building_First Floor_216 _ Office | LM-LM01-02-216 | LM01-02-216-Office | Lyell McEwin Hospital | LM | LM01 | Lyell McEwin - Main Building | 02 | First Floor | 216 | 384 | Medicine | 384 | Adelaide Medical School | 11.98 | Office | 1 | Office Space Group | 101 | Office - Academic Staff |  | Excellent | 1,665.52 | NO
Lyell McEwin Hospital_LM01-Lyell McEwin - Main Building_First Floor_217 _ Office | LM-LM01-02-217 | LM01-02-217-Office | Lyell McEwin Hospital | LM | LM01 | Lyell McEwin - Main Building | 02 | First Floor | 217 | 384 | Medicine | 384 | Adelaide Medical School | 12.02 | Office | 1 | Office Space Group | 101 | Office - Academic Staff |  | Excellent | 1,671.08 | NO
Lyell McEwin Hospital_LM01-Lyell McEwin - Main Building_First Floor_218 _ Corr. | LM-LM01-02-218 | LM01-02-218-Corr. | Lyell McEwin Hospital | LM | LM01 | Lyell McEwin - Main Building | 02 | First Floor | 218 | 384 | Medicine | 384 | Adelaide Medical School | 22.41 | Corr. | 8 | Non Useable Floor Area Space Group | 805 | Non-usable - Circulation space |  | Excellent | 0.00 | NO
Lyell McEwin Hospital_LM01-Lyell McEwin - Main Building_First Floor_219A _ Workstation | LM-LM01-02-219A | LM01-02-219A-Workstation | Lyell McEwin Hospital | LM | LM01 | Lyell McEwin - Main Building | 02 | First Floor | 219A | 384 | Medicine | 384 | Adelaide Medical School | 5.07 | Workstation | 1 | Office Space Group | 112 | Open Plan - Academic Staff |  | Excellent | 704.86 | NO
Lyell McEwin Hospital_LM01-Lyell McEwin - Main Building_First Floor_219B _ Workstation | LM-LM01-02-219B | LM01-02-219B-Workstation | Lyell McEwin Hospital | LM | LM01 | Lyell McEwin - Main Building | 02 | First Floor | 219B | 384 | Medicine | 384 | Adelaide Medical School | 4.49 | Workstation | 1 | Office Space Group | 112 | Open Plan - Academic Staff |  | Excellent | 624.22 | NO
Lyell McEwin Hospital_LM01-Lyell McEwin - Main Building_First Floor_219C _ Workstation | LM-LM01-02-219C | LM01-02-219C-Workstation | Lyell McEwin Hospital | LM | LM01 | Lyell McEwin - Main Building | 02 | First Floor | 219C | 384 | Medicine | 384 | Adelaide Medical School | 5.02 | Workstation | 1 | Office Space Group | 112 | Open Plan - Academic Staff |  | Excellent | 697.90 | NO
Lyell McEwin Hospital_LM01-Lyell McEwin - Main Building_First Floor_219D _ Workstation | LM-LM01-02-219D | LM01-02-219D-Workstation | Lyell McEwin Hospital | LM | LM01 | Lyell McEwin - Main Building | 02 | First Floor | 219D | 384 | Medicine | 384 | Adelaide Medical School | 4.78 | Workstation | 1 | Office Space Group | 112 | Open Plan - Academic Staff |  | Excellent | 664.54 | NO
Lyell McEwin Hospital_LM01-Lyell McEwin - Main Building_First Floor_219E _ Workstation | LM-LM01-02-219E | LM01-02-219E-Workstation | Lyell McEwin Hospital | LM | LM01 | Lyell McEwin - Main Building | 02 | First Floor | 219E | 384 | Medicine | 384 | Adelaide Medical School | 5.02 | Workstation | 1 | Office Space Group | 112 | Open Plan - Academic Staff |  | Excellent | 697.90 | NO
Lyell McEwin Hospital_LM01-Lyell McEwin - Main Building_First Floor_219F _ Workstation | LM-LM01-02-219F | LM01-02-219F-Workstation | Lyell McEwin Hospital | LM | LM01 | Lyell McEwin - Main Building | 02 | First Floor | 219F | 384 | Medicine | 384 | Adelaide Medical School | 4.78 | Workstation | 1 | Office Space Group | 112 | Open Plan - Academic Staff |  | Excellent | 664.54 | NO
Lyell McEwin Hospital_LM01-Lyell McEwin - Main Building_First Floor_219G _ Workstation | LM-LM01-02-219G | LM01-02-219G-Workstation | Lyell McEwin Hospital | LM | LM01 | Lyell McEwin - Main Building | 02 | First Floor | 219G | 384 | Medicine | 384 | Adelaide Medical School | 5.02 | Workstation | 1 | Office Space Group | 112 | Open Plan - Academic Staff |  | Excellent | 697.90 | NO
Lyell McEwin Hospital_LM01-Lyell McEwin - Main Building_First Floor_219H _ Workstation | LM-LM01-02-219H | LM01-02-219H-Workstation | Lyell McEwin Hospital | LM | LM01 | Lyell McEwin - Main Building | 02 | First Floor | 219H | 384 | Medicine | 384 | Adelaide Medical School | 4.78 | Workstation | 1 | Office Space Group | 112 | Open Plan - Academic Staff |  | Excellent | 664.54 | NO
Lyell McEwin Hospital_LM01-Lyell McEwin - Main Building_First Floor_219I _ Workstation | LM-LM01-02-219I | LM01-02-219I-Workstation | Lyell McEwin Hospital | LM | LM01 | Lyell McEwin - Main Building | 02 | First Floor | 219I | 384 | Medicine | 384 | Adelaide Medical School | 5.02 | Workstation | 1 | Office Space Group | 112 | Open Plan - Academic Staff |  | Excellent | 697.90 | NO
Lyell McEwin Hospital_LM01-Lyell McEwin - Main Building_First Floor_219J _ Workstation | LM-LM01-02-219J | LM01-02-219J-Workstation | Lyell McEwin Hospital | LM | LM01 | Lyell McEwin - Main Building | 02 | First Floor | 219J | 384 | Medicine | 384 | Adelaide Medical School | 4.78 | Workstation | 1 | Office Space Group | 112 | Open Plan - Academic Staff |  | Excellent | 664.54 | NO
Lyell McEwin Hospital_LM01-Lyell McEwin - Main Building_First Floor_219K _ Workstation | LM-LM01-02-219K | LM01-02-219K-Workstation | Lyell McEwin Hospital | LM | LM01 | Lyell McEwin - Main Building | 02 | First Floor | 219K | 384 | Medicine | 384 | Adelaide Medical School | 4.99 | Workstation | 1 | Office Space Group | 112 | Open Plan - Academic Staff |  | Excellent | 693.73 | NO
Lyell McEwin Hospital_LM01-Lyell McEwin - Main Building_First Floor_219L _ Workstation | LM-LM01-02-219L | LM01-02-219L-Workstation | Lyell McEwin Hospital | LM | LM01 | Lyell McEwin - Main Building | 02 | First Floor | 219L | 384 | Medicine | 384 | Adelaide Medical School | 4.99 | Workstation | 1 | Office Space Group | 112 | Open Plan - Academic Staff |  | Excellent | 693.73 | NO
Lyell McEwin Hospital_LM01-Lyell McEwin - Main Building_First Floor_220 _ Kitchen | LM-LM01-02-220 | LM01-02-220-Kitchen | Lyell McEwin Hospital | LM | LM01 | Lyell McEwin - Main Building | 02 | First Floor | 220 | 384 | Medicine | 384 | Adelaide Medical School | 13.97 | Kitchen | 6 | General Facility Space Group | 608 | General Facility - Kitchen/Servery/Food Storage |  | Excellent | 2,175.24 | NO
Lyell McEwin Hospital_LM01-Lyell McEwin - Main Building_First Floor_221 _ DB | LM-LM01-02-221 | LM01-02-221-DB | Lyell McEwin Hospital | LM | LM01 | Lyell McEwin - Main Building | 02 | First Floor | 221 | 99939 | Unusable Spaces | 99939 | Unusable Spaces | 0.92 | DB | 8 | Non Useable Floor Area Space Group | 815 | Non-usable - Switch room |  | Excellent | 0.00 | NO
Lyell McEwin Hospital_LM01-Lyell McEwin - Main Building_First Floor_2H035 _ Freezer Room | LM-LM01-02-2H035 | LM01-02-2H035-Freezer Room | Lyell McEwin Hospital | LM | LM01 | Lyell McEwin - Main Building | 02 | First Floor | 2H035 | 384 | Medicine | 384 | Adelaide Medical School | 22.65 | Freezer Room | 4 | Ancillary Area Space Group | 405 | Ancillary Area - Constant Temperature/ Freezer/Cold/Warm Rooms |  | Excellent | 2,771.04 | NO
Lyell McEwin Hospital_LM01-Lyell McEwin - Main Building_First Floor_2H036 _ Corr. | LM-LM01-02-2H036 | LM01-02-2H036-Corr. | Lyell McEwin Hospital | LM | LM01 | Lyell McEwin - Main Building | 02 | First Floor | 2H036 | 384 | Medicine | 384 | Adelaide Medical School | 15.26 | Corr. | 8 | Non Useable Floor Area Space Group | 805 | Non-usable - Circulation space |  | Excellent | 0.00 | NO
Lyell McEwin Hospital_LM01-Lyell McEwin - Main Building_First Floor_2H036A _ Store | LM-LM01-02-2H036A | LM01-02-2H036A-Store | Lyell McEwin Hospital | LM | LM01 | Lyell McEwin - Main Building | 02 | First Floor | 2H036A | 384 | Medicine | 384 | Adelaide Medical School | 7.53 | Store | 4 | Ancillary Area Space Group | 419 | Ancillary Area - Store Room - Generic |  | Excellent | 921.23 | NO
Lyell McEwin Hospital_LM01-Lyell McEwin - Main Building_First Floor_2H036B _ DB - Elec | LM-LM01-02-2H036B | LM01-02-2H036B-DB - Elec | Lyell McEwin Hospital | LM | LM01 | Lyell McEwin - Main Building | 02 | First Floor | 2H036B | 384 | Medicine | 384 | Adelaide Medical School | 1.59 | DB - Elec | 8 | Non Useable Floor Area Space Group | 815 | Non-usable - Switch room |  | Excellent | 0.00 | NO
Lyell McEwin Hospital_LM01-Lyell McEwin - Main Building_First Floor_2H037 _ Clinical Trial | LM-LM01-02-2H037 | LM01-02-2H037-Clinical Trial | Lyell McEwin Hospital | LM | LM01 | Lyell McEwin - Main Building | 02 | First Floor | 2H037 | 384 | Medicine | 384 | Adelaide Medical School | 8.39 | Clinical Trial | 3 | Specialist Teaching or Research Space Group | 314 | Clinical Areas Teaching Space - Undergraduate/Postgraduate |  | Excellent | 1,551.34 | NO
Lyell McEwin Hospital_LM01-Lyell McEwin - Main Building_First Floor_2H038 _ Office | LM-LM01-02-2H038 | LM01-02-2H038-Office | Lyell McEwin Hospital | LM | LM01 | Lyell McEwin - Main Building | 02 | First Floor | 2H038 | 384 | Medicine | 384 | Adelaide Medical School | 17.47 | Office | 1 | Office Space Group | 101 | Office - Academic Staff |  | Excellent | 2,428.76 | NO
Lyell McEwin Hospital_LM01-Lyell McEwin - Main Building_First Floor_2H039 _ Office - Open Plan | LM-LM01-02-2H039 | LM01-02-2H039-Office - Open Plan | Lyell McEwin Hospital | LM | LM01 | Lyell McEwin - Main Building | 02 | First Floor | 2H039 | 384 | Medicine | 384 | Adelaide Medical School | 47.08 | Office - Open Plan | 1 | Office Space Group | 112 | Open Plan - Academic Staff |  | Excellent | 6,545.28 | NO
Lyell McEwin Hospital_LM01-Lyell McEwin - Main Building_First Floor_2H039A _ Corr. | LM-LM01-02-2H039A | LM01-02-2H039A-Corr. | Lyell McEwin Hospital | LM | LM01 | Lyell McEwin - Main Building | 02 | First Floor | 2H039A | 384 | Medicine | 384 | Adelaide Medical School | 32.4 | Corr. | 8 | Non Useable Floor Area Space Group | 805 | Non-usable - Circulation space |  | Excellent | 0.00 | NO
Lyell McEwin Hospital_LM01-Lyell McEwin - Main Building_First Floor_2H040 _ Office | LM-LM01-02-2H040 | LM01-02-2H040-Office | Lyell McEwin Hospital | LM | LM01 | Lyell McEwin - Main Building | 02 | First Floor | 2H040 | 384 | Medicine | 384 | Adelaide Medical School | 12.18 | Office | 1 | Office Space Group | 101 | Office - Academic Staff |  | Excellent | 1,693.32 | NO
Lyell McEwin Hospital_LM01-Lyell McEwin - Main Building_First Floor_2H041 _ Office | LM-LM01-02-2H041 | LM01-02-2H041-Office | Lyell McEwin Hospital | LM | LM01 | Lyell McEwin - Main Building | 02 | First Floor | 2H041 | 384 | Medicine | 384 | Adelaide Medical School | 15.92 | Office | 1 | Office Space Group | 101 | Office - Academic Staff |  | Excellent | 2,213.27 | NO
Lyell McEwin Hospital_LM01-Lyell McEwin - Main Building_First Floor_2H042 _ Cell Culture Facility | LM-LM01-02-2H042 | LM01-02-2H042-Cell Culture Facility | Lyell McEwin Hospital | LM | LM01 | Lyell McEwin - Main Building | 02 | First Floor | 2H042 | 384 | Medicine | 384 | Adelaide Medical School | 18.98 | Cell Culture Facility | 3 | Specialist Teaching or Research Space Group | 314 | Clinical Areas Teaching Space - Undergraduate/Postgraduate |  | Excellent | 3,509.46 | NO
Lyell McEwin Hospital_LM01-Lyell McEwin - Main Building_First Floor_2H043 _ Laboratory [PC2-Cert] | LM-LM01-02-2H043 | LM01-02-2H043-Laboratory [PC2-Cert] | Lyell McEwin Hospital | LM | LM01 | Lyell McEwin - Main Building | 02 | First Floor | 2H043 | 384 | Medicine | 384 | Adelaide Medical School | 77.86 | Laboratory [PC2-Cert] | 3 | Specialist Teaching or Research Space Group | 314 | Clinical Areas Teaching Space - Undergraduate/Postgraduate | RATED - PC2 | Excellent | 14,396.54 | NO
Lyell McEwin Hospital_LM01-Lyell McEwin - Main Building_First Floor_2H044 _ Central Wash | LM-LM01-02-2H044 | LM01-02-2H044-Central Wash | Lyell McEwin Hospital | LM | LM01 | Lyell McEwin - Main Building | 02 | First Floor | 2H044 | 384 | Medicine | 384 | Adelaide Medical School | 10.36 | Central Wash | 4 | Ancillary Area Space Group | 401 | Ancillary Area - Laboratory Service and Preparation |  | Excellent | 1,267.46 | NO
Lyell McEwin Hospital_LM01-Lyell McEwin - Main Building_First Floor_2H045 _ Common Room | LM-LM01-02-2H045 | LM01-02-2H045-Common Room | Lyell McEwin Hospital | LM | LM01 | Lyell McEwin - Main Building | 02 | First Floor | 2H045 | 384 | Medicine | 384 | Adelaide Medical School | 50.18 | Common Room | 6 | General Facility Space Group | 604 | General Facility - Common Room General Access |  | Excellent | 7,813.41 | NO
Lyell McEwin Hospital_LM01-Lyell McEwin - Main Building_First Floor_2H046 _ Corr. | LM-LM01-02-2H046 | LM01-02-2H046-Corr. | Lyell McEwin Hospital | LM | LM01 | Lyell McEwin - Main Building | 02 | First Floor | 2H046 | 384 | Medicine | 384 | Adelaide Medical School | 19.08 | Corr. | 8 | Non Useable Floor Area Space Group | 805 | Non-usable - Circulation space |  | Excellent | 0.00 | NO
Lyell McEwin Hospital_LM01-Lyell McEwin - Main Building_First Floor_2H046A _ Stair | LM-LM01-02-2H046A | LM01-02-2H046A-Stair | Lyell McEwin Hospital | LM | LM01 | Lyell McEwin - Main Building | 02 | First Floor | 2H046A | 384 | Medicine | 384 | Adelaide Medical School | 1.95 | Stair | 8 | Non Useable Floor Area Space Group | 805 | Non-usable - Circulation space |  | Excellent | 0.00 | NO
Lyell McEwin Hospital_LM01-Lyell McEwin - Main Building_First Floor_2H046B _ Corr. | LM-LM01-02-2H046B | LM01-02-2H046B-Corr. | Lyell McEwin Hospital | LM | LM01 | Lyell McEwin - Main Building | 02 | First Floor | 2H046B | 384 | Medicine | 384 | Adelaide Medical School | 5.75 | Corr. | 8 | Non Useable Floor Area Space Group | 805 | Non-usable - Circulation space |  | Excellent | 0.00 | NO
Lyell McEwin Hospital_LM01-Lyell McEwin - Main Building_First Floor_2H047 _ Storage & Decanting | LM-LM01-02-2H047 | LM01-02-2H047-Storage & Decanting | Lyell McEwin Hospital | LM | LM01 | Lyell McEwin - Main Building | 02 | First Floor | 2H047 | 384 | Medicine | 384 | Adelaide Medical School | 17.74 | Storage & Decanting | 4 | Ancillary Area Space Group | 419 | Ancillary Area - Store Room - Generic |  | Excellent | 2,170.34 | NO
Lyell McEwin Hospital_LM01-Lyell McEwin - Main Building_First Floor_2H048 _ Instrument Room | LM-LM01-02-2H048 | LM01-02-2H048-Instrument Room | Lyell McEwin Hospital | LM | LM01 | Lyell McEwin - Main Building | 02 | First Floor | 2H048 | 384 | Medicine | 384 | Adelaide Medical School | 15.3 | Instrument Room | 4 | Ancillary Area Space Group | 402 | Ancillary Area - Instrument Room |  | Excellent | 1,871.83 | NO
Lyell McEwin Hospital_LM01-Lyell McEwin - Main Building_First Floor_2H049 _ Microscope & Dark Room | LM-LM01-02-2H049 | LM01-02-2H049-Microscope & Dark Room | Lyell McEwin Hospital | LM | LM01 | Lyell McEwin - Main Building | 02 | First Floor | 2H049 | 384 | Medicine | 384 | Adelaide Medical School | 12.24 | Microscope & Dark Room | 3 | Specialist Teaching or Research Space Group | 300 | Laboratory - Specialist teaching and research - type not defined |  | Excellent | 2,263.21 | NO
Lyell McEwin Hospital_LM01-Lyell McEwin - Main Building_First Floor_2H050 _ Cold Laboratory | LM-LM01-02-2H050 | LM01-02-2H050-Cold Laboratory | Lyell McEwin Hospital | LM | LM01 | Lyell McEwin - Main Building | 02 | First Floor | 2H050 | 384 | Medicine | 384 | Adelaide Medical School | 6.32 | Cold Laboratory | 3 | Specialist Teaching or Research Space Group | 314 | Clinical Areas Teaching Space - Undergraduate/Postgraduate |  | Excellent | 1,168.59 | NO
Lyell McEwin Hospital_LM01-Lyell McEwin - Main Building_First Floor_2H051 _ Freezer Room | LM-LM01-02-2H051 | LM01-02-2H051-Freezer Room | Lyell McEwin Hospital | LM | LM01 | Lyell McEwin - Main Building | 02 | First Floor | 2H051 | 384 | Medicine | 384 | Adelaide Medical School | 9.76 | Freezer Room | 4 | Ancillary Area Space Group | 405 | Ancillary Area - Constant Temperature/ Freezer/Cold/Warm Rooms |  | Excellent | 1,194.06 | NO
Morgan_MG01-Morgan Ski Club_Ground Floor_G01 _ Lounge | MG-MG01-GN-G01 | MG01-GN-G01-Lounge | Morgan | MG | MG01 | Morgan Ski Club | GN | Ground Floor | G01 | 99995 | Uni of Adelaide Sports Association | 859 | Infrastructure | 21.61 | Lounge | 7 | Residential Accommodation Space Group | 700 | Residential - Specific type not defined |  | Unknown | 0.00 | NO
Morgan_MG01-Morgan Ski Club_Ground Floor_G02 _ Dining | MG-MG01-GN-G02 | MG01-GN-G02-Dining | Morgan | MG | MG01 | Morgan Ski Club | GN | Ground Floor | G02 | 99995 | Uni of Adelaide Sports Association | 859 | Infrastructure | 10.96 | Dining | 7 | Residential Accommodation Space Group | 700 | Residential - Specific type not defined |  | Unknown | 0.00 | NO
Morgan_MG01-Morgan Ski Club_Ground Floor_G03 _ Kitchen | MG-MG01-GN-G03 | MG01-GN-G03-Kitchen | Morgan | MG | MG01 | Morgan Ski Club | GN | Ground Floor | G03 | 99995 | Uni of Adelaide Sports Association | 859 | Infrastructure | 12.53 | Kitchen | 7 | Residential Accommodation Space Group | 700 | Residential - Specific type not defined |  | Unknown | 0.00 | NO
Morgan_MG01-Morgan Ski Club_Ground Floor_G04 _ Corr. | MG-MG01-GN-G04 | MG01-GN-G04-Corr. | Morgan | MG | MG01 | Morgan Ski Club | GN | Ground Floor | G04 | 99995 | Uni of Adelaide Sports Association | 859 | Infrastructure | 6.24 | Corr. | 8 | Non Useable Floor Area Space Group | 805 | Non-usable - Circulation space |  | Unknown | 0.00 | NO
Morgan_MG01-Morgan Ski Club_Ground Floor_G05 _ Bedroom 1 | MG-MG01-GN-G05 | MG01-GN-G05-Bedroom 1 | Morgan | MG | MG01 | Morgan Ski Club | GN | Ground Floor | G05 | 99995 | Uni of Adelaide Sports Association | 859 | Infrastructure | 14.69 | Bedroom 1 | 7 | Residential Accommodation Space Group | 700 | Residential - Specific type not defined |  | Unknown | 0.00 | NO
Morgan_MG01-Morgan Ski Club_Ground Floor_G06 _ Ldry | MG-MG01-GN-G06 | MG01-GN-G06-Ldry | Morgan | MG | MG01 | Morgan Ski Club | GN | Ground Floor | G06 | 99995 | Uni of Adelaide Sports Association | 859 | Infrastructure | 3.88 | Ldry | 7 | Residential Accommodation Space Group | 700 | Residential - Specific type not defined |  | Unknown | 0.00 | NO
Morgan_MG01-Morgan Ski Club_Ground Floor_G07 _ Vanity | MG-MG01-GN-G07 | MG01-GN-G07-Vanity | Morgan | MG | MG01 | Morgan Ski Club | GN | Ground Floor | G07 | 99995 | Uni of Adelaide Sports Association | 859 | Infrastructure | 2.18 | Vanity | 7 | Residential Accommodation Space Group | 700 | Residential - Specific type not defined |  | Unknown | 0.00 | NO
Morgan_MG01-Morgan Ski Club_Ground Floor_G08 _ WC | MG-MG01-GN-G08 | MG01-GN-G08-WC | Morgan | MG | MG01 | Morgan Ski Club | GN | Ground Floor | G08 | 99995 | Uni of Adelaide Sports Association | 859 | Infrastructure | 1.35 | WC | 7 | Residential Accommodation Space Group | 700 | Residential - Specific type not defined |  | Unknown | 0.00 | NO
Morgan_MG01-Morgan Ski Club_Ground Floor_G09 _ Bathroom | MG-MG01-GN-G09 | MG01-GN-G09-Bathroom | Morgan | MG | MG01 | Morgan Ski Club | GN | Ground Floor | G09 | 99995 | Uni of Adelaide Sports Association | 859 | Infrastructure | 4.12 | Bathroom | 7 | Residential Accommodation Space Group | 700 | Residential - Specific type not defined |  | Unknown | 0.00 | NO
Morgan_MG01-Morgan Ski Club_Ground Floor_G10 _ Bedroom 2 | MG-MG01-GN-G10 | MG01-GN-G10-Bedroom 2 | Morgan | MG | MG01 | Morgan Ski Club | GN | Ground Floor | G10 | 99995 | Uni of Adelaide Sports Association | 859 | Infrastructure | 10.44 | Bedroom 2 | 7 | Residential Accommodation Space Group | 700 | Residential - Specific type not defined |  | Unknown | 0.00 | NO
Morgan_MG01-Morgan Ski Club_Ground Floor_G11 _ Bedroom 3 | MG-MG01-GN-G11 | MG01-GN-G11-Bedroom 3 | Morgan | MG | MG01 | Morgan Ski Club | GN | Ground Floor | G11 | 99995 | Uni of Adelaide Sports Association | 859 | Infrastructure | 14.04 | Bedroom 3 | 7 | Residential Accommodation Space Group | 700 | Residential - Specific type not defined |  | Unknown | 0.00 | NO
Modbury Hospital_MH01-Modbury Hospital - Main Building_Level Five_5E10 _ Office | MH-MH01-05-5E10 | MH01-05-5E10-Office | Modbury Hospital | MH | MH01 | Modbury Hospital - Main Building | 05 | Level Five | 5E10 | 99967 | University Vacated | 99939 | Unusable Spaces | 24.17 | Office | 1 | Office Space Group | 101 | Office - Academic Staff |  | Adequate | 2,285.87 | NO
Modbury Hospital_MH01-Modbury Hospital - Main Building_Level Five_5E12 _ Office | MH-MH01-05-5E12 | MH01-05-5E12-Office | Modbury Hospital | MH | MH01 | Modbury Hospital - Main Building | 05 | Level Five | 5E12 | 99967 | University Vacated | 99939 | Unusable Spaces | 12.25 | Office | 1 | Office Space Group | 101 | Office - Academic Staff |  | Adequate | 1,158.54 | NO
Modbury Hospital_MH01-Modbury Hospital - Main Building_Level Five_5G10 _ Store Room | MH-MH01-05-5G10 | MH01-05-5G10-Store Room | Modbury Hospital | MH | MH01 | Modbury Hospital - Main Building | 05 | Level Five | 5G10 | 384 | Medicine | 384 | Adelaide Medical School | 21.58 | Store Room | 4 | Ancillary Area Space Group | 419 | Ancillary Area - Store Room - Generic |  | Adequate | 1,796.01 | NO
Modbury Hospital_MH01-Modbury Hospital - Main Building_Level Five_5G10A _ Office | MH-MH01-05-5G10A | MH01-05-5G10A-Office | Modbury Hospital | MH | MH01 | Modbury Hospital - Main Building | 05 | Level Five | 5G10A | 384 | Medicine | 384 | Adelaide Medical School | 6.14 | Office | 1 | Office Space Group | 100 | Office - Specific type not defined |  | Adequate | 580.69 | NO
Modbury Hospital_MH01-Modbury Hospital - Main Building_Level Five_5G10B _ Office | MH-MH01-05-5G10B | MH01-05-5G10B-Office | Modbury Hospital | MH | MH01 | Modbury Hospital - Main Building | 05 | Level Five | 5G10B | 384 | Medicine | 384 | Adelaide Medical School | 5.64 | Office | 1 | Office Space Group | 100 | Office - Specific type not defined |  | Adequate | 533.40 | NO
Modbury Hospital_MH01-Modbury Hospital - Main Building_Level Five_5G10C _ Office | MH-MH01-05-5G10C | MH01-05-5G10C-Office | Modbury Hospital | MH | MH01 | Modbury Hospital - Main Building | 05 | Level Five | 5G10C | 384 | Medicine | 384 | Adelaide Medical School | 5.91 | Office | 1 | Office Space Group | 100 | Office - Specific type not defined |  | Adequate | 558.94 | NO
Modbury Hospital_MH01-Modbury Hospital - Main Building_Level Five_5G11 _ Student Resource Room | MH-MH01-05-5G11 | MH01-05-5G11-Student Resource Room | Modbury Hospital | MH | MH01 | Modbury Hospital - Main Building | 05 | Level Five | 5G11 | 384 | Medicine | 384 | Adelaide Medical School | 48.55 | Student Resource Room | 2 | Teaching Space Group | 200 | Teaching - Specific Type Not Defined |  | Adequate | 5,601.75 | NO
Modbury Hospital_MH01-Modbury Hospital - Main Building_Level Five_5G12 _ Clinical Skills yr3 | MH-MH01-05-5G12 | MH01-05-5G12-Clinical Skills yr3 | Modbury Hospital | MH | MH01 | Modbury Hospital - Main Building | 05 | Level Five | 5G12 | 99967 | University Vacated | 99939 | Unusable Spaces | 50.05 | Clinical Skills yr3 | 3 | Specialist Teaching or Research Space Group | 314 | Clinical Areas Teaching Space - Undergraduate/Postgraduate |  | Adequate | 6,295.50 | NO
Minlaton_MI01-Minlaton Medical Centre_Ground Floor_G05 _ Consulting Room | MI-MI01-GN-G05 | MI01-GN-G05-Consulting Room | Minlaton | MI | MI01 | Minlaton Medical Centre | GN | Ground Floor | G05 | 384 | Medicine | 384 | Adelaide Medical School | 26.24 | Consulting Room | 3 | Specialist Teaching or Research Space Group | 314 | Clinical Areas Teaching Space - Undergraduate/Postgraduate |  | Unknown | 0.00 | NO
Minlaton_MI01-Minlaton Medical Centre_Ground Floor_G06 _ Office | MI-MI01-GN-G06 | MI01-GN-G06-Office | Minlaton | MI | MI01 | Minlaton Medical Centre | GN | Ground Floor | G06 | 384 | Medicine | 384 | Adelaide Medical School | 10.26 | Office | 1 | Office Space Group | 101 | Office - Academic Staff |  | Unknown | 0.00 | NO
Minlaton_MI02-Minlaton Residential_Ground Floor_G1 _ Entrance | MI-MI02-GN-G1 | MI02-GN-G1-Entrance | Minlaton | MI | MI02 | Minlaton Residential | GN | Ground Floor | G1 | 99985 | Commercial - Adelaide Unicare Pty Ltd | 859 | Infrastructure | 7.39 | Entrance | 8 | Non Useable Floor Area Space Group | 805 | Non-usable - Circulation space |  | Unknown | 0.00 | NO
Minlaton_MI02-Minlaton Residential_Ground Floor_G10 _ Lounge | MI-MI02-GN-G10 | MI02-GN-G10-Lounge | Minlaton | MI | MI02 | Minlaton Residential | GN | Ground Floor | G10 | 99985 | Commercial - Adelaide Unicare Pty Ltd | 859 | Infrastructure | 39.27 | Lounge | 7 | Residential Accommodation Space Group | 700 | Residential - Specific type not defined |  | Unknown | 0.00 | NO
Minlaton_MI02-Minlaton Residential_Ground Floor_G11 _ Dining | MI-MI02-GN-G11 | MI02-GN-G11-Dining | Minlaton | MI | MI02 | Minlaton Residential | GN | Ground Floor | G11 | 99985 | Commercial - Adelaide Unicare Pty Ltd | 859 | Infrastructure | 10.33 | Dining | 7 | Residential Accommodation Space Group | 700 | Residential - Specific type not defined |  | Unknown | 0.00 | NO
Minlaton_MI02-Minlaton Residential_Ground Floor_G12 _ Bedroom 2 | MI-MI02-GN-G12 | MI02-GN-G12-Bedroom 2 | Minlaton | MI | MI02 | Minlaton Residential | GN | Ground Floor | G12 | 99985 | Commercial - Adelaide Unicare Pty Ltd | 859 | Infrastructure | 10.33 | Bedroom 2 | 7 | Residential Accommodation Space Group | 700 | Residential - Specific type not defined |  | Unknown | 0.00 | NO
Minlaton_MI02-Minlaton Residential_Ground Floor_G13 _ Bedroom 3 | MI-MI02-GN-G13 | MI02-GN-G13-Bedroom 3 | Minlaton | MI | MI02 | Minlaton Residential | GN | Ground Floor | G13 | 99985 | Commercial - Adelaide Unicare Pty Ltd | 859 | Infrastructure | 10.12 | Bedroom 3 | 7 | Residential Accommodation Space Group | 700 | Residential - Specific type not defined |  | Unknown | 0.00 | NO
Minlaton_MI02-Minlaton Residential_Ground Floor_G14 _ Bedroom 3 | MI-MI02-GN-G14 | MI02-GN-G14-Bedroom 3 | Minlaton | MI | MI02 | Minlaton Residential | GN | Ground Floor | G14 | 99985 | Commercial - Adelaide Unicare Pty Ltd | 859 | Infrastructure | 9.5 | Bedroom 3 | 7 | Residential Accommodation Space Group | 700 | Residential - Specific type not defined |  | Unknown | 0.00 | NO
Minlaton_MI02-Minlaton Residential_Ground Floor_G15 _ Verandah (UCA) | MI-MI02-GN-G15 | MI02-GN-G15-Verandah (UCA) | Minlaton | MI | MI02 | Minlaton Residential | GN | Ground Floor | G15 | 99985 | Commercial - Adelaide Unicare Pty Ltd | 859 | Infrastructure | 39.72 | Verandah (UCA) | 8 | Non Useable Floor Area Space Group | 839 | Non-usable - Verandah/Balcony |  | Unknown | 0.00 | NO
Minlaton_MI02-Minlaton Residential_Ground Floor_G16 _ Store | MI-MI02-GN-G16 | MI02-GN-G16-Store | Minlaton | MI | MI02 | Minlaton Residential | GN | Ground Floor | G16 | 99985 | Commercial - Adelaide Unicare Pty Ltd | 859 | Infrastructure | 4.96 | Store | 7 | Residential Accommodation Space Group | 700 | Residential - Specific type not defined |  | Unknown | 0.00 | NO
Minlaton_MI02-Minlaton Residential_Ground Floor_G17 _ Carport | MI-MI02-GN-G17 | MI02-GN-G17-Carport | Minlaton | MI | MI02 | Minlaton Residential | GN | Ground Floor | G17 | 99985 | Commercial - Adelaide Unicare Pty Ltd | 859 | Infrastructure | 39.27 | Carport | 8 | Non Useable Floor Area Space Group | 807 | Non-usable - Garage/Loading bay |  | Unknown | 0.00 | NO
Minlaton_MI02-Minlaton Residential_Ground Floor_G2 _ WC | MI-MI02-GN-G2 | MI02-GN-G2-WC | Minlaton | MI | MI02 | Minlaton Residential | GN | Ground Floor | G2 | 99985 | Commercial - Adelaide Unicare Pty Ltd | 859 | Infrastructure | 1.83 | WC | 7 | Residential Accommodation Space Group | 700 | Residential - Specific type not defined |  | Unknown | 0.00 | NO
Minlaton_MI02-Minlaton Residential_Ground Floor_G3 _ Change Room | MI-MI02-GN-G3 | MI02-GN-G3-Change Room | Minlaton | MI | MI02 | Minlaton Residential | GN | Ground Floor | G3 | 99985 | Commercial - Adelaide Unicare Pty Ltd | 859 | Infrastructure | 5.5 | Change Room | 7 | Residential Accommodation Space Group | 700 | Residential - Specific type not defined |  | Unknown | 0.00 | NO
Minlaton_MI02-Minlaton Residential_Ground Floor_G4 _ Bathroom | MI-MI02-GN-G4 | MI02-GN-G4-Bathroom | Minlaton | MI | MI02 | Minlaton Residential | GN | Ground Floor | G4 | 99985 | Commercial - Adelaide Unicare Pty Ltd | 859 | Infrastructure | 4.96 | Bathroom | 7 | Residential Accommodation Space Group | 700 | Residential - Specific type not defined |  | Unknown | 0.00 | NO
Minlaton_MI02-Minlaton Residential_Ground Floor_G5 _ Passage | MI-MI02-GN-G5 | MI02-GN-G5-Passage | Minlaton | MI | MI02 | Minlaton Residential | GN | Ground Floor | G5 | 99985 | Commercial - Adelaide Unicare Pty Ltd | 859 | Infrastructure | 11.01 | Passage | 8 | Non Useable Floor Area Space Group | 805 | Non-usable - Circulation space |  | Unknown | 0.00 | NO
Minlaton_MI02-Minlaton Residential_Ground Floor_G6 _ Bedroom 1 | MI-MI02-GN-G6 | MI02-GN-G6-Bedroom 1 | Minlaton | MI | MI02 | Minlaton Residential | GN | Ground Floor | G6 | 99985 | Commercial - Adelaide Unicare Pty Ltd | 859 | Infrastructure | 11.14 | Bedroom 1 | 7 | Residential Accommodation Space Group | 700 | Residential - Specific type not defined |  | Unknown | 0.00 | NO
Minlaton_MI02-Minlaton Residential_Ground Floor_G7 _ BIR | MI-MI02-GN-G7 | MI02-GN-G7-BIR | Minlaton | MI | MI02 | Minlaton Residential | GN | Ground Floor | G7 | 99985 | Commercial - Adelaide Unicare Pty Ltd | 859 | Infrastructure | 5.06 | BIR | 7 | Residential Accommodation Space Group | 700 | Residential - Specific type not defined |  | Unknown | 0.00 | NO
Minlaton_MI02-Minlaton Residential_Ground Floor_G8 _ Ensuite | MI-MI02-GN-G8 | MI02-GN-G8-Ensuite | Minlaton | MI | MI02 | Minlaton Residential | GN | Ground Floor | G8 | 99985 | Commercial - Adelaide Unicare Pty Ltd | 859 | Infrastructure | 5.06 | Ensuite | 7 | Residential Accommodation Space Group | 700 | Residential - Specific type not defined |  | Unknown | 0.00 | NO
Minlaton_MI02-Minlaton Residential_Ground Floor_G9 _ Kitchen | MI-MI02-GN-G9 | MI02-GN-G9-Kitchen | Minlaton | MI | MI02 | Minlaton Residential | GN | Ground Floor | G9 | 99985 | Commercial - Adelaide Unicare Pty Ltd | 859 | Infrastructure | 39.64 | Kitchen | 7 | Residential Accommodation Space Group | 700 | Residential - Specific type not defined |  | Unknown | 0.00 | NO
Mount Rescue_MR01-Mount Rescue Field Station_Ground Floor_G1 _ Volunteers Room | MR-MR01-GN-G1 | MR01-GN-G1-Volunteers Room | Mount Rescue | MR | MR01 | Mount Rescue Field Station | GN | Ground Floor | G1 | 99967 | University Vacated | 99939 | Unusable Spaces | 51.84 | Volunteers Room | 6 | General Facility Space Group | 604 | General Facility - Common Room General Access |  | Unknown | 0.00 | NO
North Adelaide_NA01-55 King William Road - Norwich Building_Second Floor_2.01 _ Office - Student | NA-NA01-02-2.01 | NA01-02-2.01-Office - Student | North Adelaide | NA | NA01 | 55 King William Road - Norwich Building | 02 | Second Floor | 2.01 | 99967 | University Vacated | 99939 | Unusable Spaces | 12.74 | Office - Student | 1 | Office Space Group | 103 | Office - Research Students |  | Excellent | 3,175.90 | NO
North Adelaide_NA01-55 King William Road - Norwich Building_Second Floor_2.02 _ Waiting | NA-NA01-02-2.02 | NA01-02-2.02-Waiting | North Adelaide | NA | NA01 | 55 King William Road - Norwich Building | 02 | Second Floor | 2.02 | 99967 | University Vacated | 99939 | Unusable Spaces | 10.98 | Waiting | 6 | General Facility Space Group | 623 | General Facility - Waiting Area/Foyer/Reception Area |  | Excellent | 3,065.62 | NO
North Adelaide_NA01-55 King William Road - Norwich Building_Second Floor_2.03 _ Viewing Room | NA-NA01-02-2.03 | NA01-02-2.03-Viewing Room | North Adelaide | NA | NA01 | 55 King William Road - Norwich Building | 02 | Second Floor | 2.03 | 99967 | University Vacated | 99939 | Unusable Spaces | 13.06 | Viewing Room | 3 | Specialist Teaching or Research Space Group | 314 | Clinical Areas Teaching Space - Undergraduate/Postgraduate |  | Excellent | 4,330.04 | NO
North Adelaide_NA01-55 King William Road - Norwich Building_Second Floor_2.04 _ Interview Room | NA-NA01-02-2.04 | NA01-02-2.04-Interview Room | North Adelaide | NA | NA01 | 55 King William Road - Norwich Building | 02 | Second Floor | 2.04 | 99967 | University Vacated | 99939 | Unusable Spaces | 24.16 | Interview Room | 3 | Specialist Teaching or Research Space Group | 314 | Clinical Areas Teaching Space - Undergraduate/Postgraduate |  | Excellent | 8,010.25 | NO
North Adelaide_NA01-55 King William Road - Norwich Building_Second Floor_2.06 _ Office | NA-NA01-02-2.06 | NA01-02-2.06-Office | North Adelaide | NA | NA01 | 55 King William Road - Norwich Building | 02 | Second Floor | 2.06 | 99967 | University Vacated | 99939 | Unusable Spaces | 10.42 | Office | 1 | Office Space Group | 101 | Office - Academic Staff |  | Excellent | 2,597.56 | NO
North Adelaide_NA01-55 King William Road - Norwich Building_Second Floor_2.07 _ Office | NA-NA01-02-2.07 | NA01-02-2.07-Office | North Adelaide | NA | NA01 | 55 King William Road - Norwich Building | 02 | Second Floor | 2.07 | 99967 | University Vacated | 99939 | Unusable Spaces | 9.9 | Office | 1 | Office Space Group | 101 | Office - Academic Staff |  | Excellent | 2,467.93 | NO
North Adelaide_NA01-55 King William Road - Norwich Building_Second Floor_2.07A _ VSR | NA-NA01-02-2.07A | NA01-02-2.07A-VSR | North Adelaide | NA | NA01 | 55 King William Road - Norwich Building | 02 | Second Floor | 2.07A | 99967 | University Vacated | 99939 | Unusable Spaces | 0.27 | VSR | 8 | Non Useable Floor Area Space Group | 840 | Non-usable - Service riser |  | Excellent | 0.00 | NO
North Adelaide_NA01-55 King William Road - Norwich Building_Second Floor_2.08 _ Corr. | NA-NA01-02-2.08 | NA01-02-2.08-Corr. | North Adelaide | NA | NA01 | 55 King William Road - Norwich Building | 02 | Second Floor | 2.08 | 99967 | University Vacated | 99939 | Unusable Spaces | 11.77 | Corr. | 8 | Non Useable Floor Area Space Group | 805 | Non-usable - Circulation space |  | Excellent | 0.00 | NO
North Adelaide_NA01-55 King William Road - Norwich Building_Third Floor_3.01 _ Meeting | NA-NA01-03-3.01 | NA01-03-3.01-Meeting | North Adelaide | NA | NA01 | 55 King William Road - Norwich Building | 03 | Third Floor | 3.01 | 99956 | Faculty of Health & Medical Sciences - Shared Space | 340 | Health & Medical Sciences Faculty Office | 23.13 | Meeting | 6 | General Facility Space Group | 601 | General Facility - Committee/Conference/Meeting room |  | Excellent | 6,457.90 | NO
North Adelaide_NA01-55 King William Road - Norwich Building_Third Floor_3.02 _ Open Plan - circ | NA-NA01-03-3.02 | NA01-03-3.02-Open Plan - circ | North Adelaide | NA | NA01 | 55 King William Road - Norwich Building | 03 | Third Floor | 3.02 | 99956 | Faculty of Health & Medical Sciences - Shared Space | 340 | Health & Medical Sciences Faculty Office | 30.99 | Open Plan - circ | 1 | Office Space Group | 100 | Office - Specific type not defined |  | Excellent | 7,725.37 | NO
North Adelaide_NA01-55 King William Road - Norwich Building_Third Floor_3.03 _ Reception | NA-NA01-03-3.03 | NA01-03-3.03-Reception | North Adelaide | NA | NA01 | 55 King William Road - Norwich Building | 03 | Third Floor | 3.03 | 377 | Public Health | 377 | School of Public Health | 10.77 | Reception | 1 | Office Space Group | 108 | Office - Professional/General Staff |  | Excellent | 2,684.81 | NO
North Adelaide_NA01-55 King William Road - Norwich Building_Third Floor_3.04 _ Office | NA-NA01-03-3.04 | NA01-03-3.04-Office | North Adelaide | NA | NA01 | 55 King William Road - Norwich Building | 03 | Third Floor | 3.04 | 377 | Public Health | 377 | School of Public Health | 10.66 | Office | 1 | Office Space Group | 101 | Office - Academic Staff |  | Excellent | 2,657.39 | NO
North Adelaide_NA01-55 King William Road - Norwich Building_Third Floor_3.05 _ Meeting | NA-NA01-03-3.05 | NA01-03-3.05-Meeting | North Adelaide | NA | NA01 | 55 King William Road - Norwich Building | 03 | Third Floor | 3.05 | 377 | Public Health | 377 | School of Public Health | 10.68 | Meeting | 6 | General Facility Space Group | 601 | General Facility - Committee/Conference/Meeting room |  | Excellent | 2,981.86 | NO
North Adelaide_NA01-55 King William Road - Norwich Building_Third Floor_3.06 _ Office | NA-NA01-03-3.06 | NA01-03-3.06-Office | North Adelaide | NA | NA01 | 55 King William Road - Norwich Building | 03 | Third Floor | 3.06 | 377 | Public Health | 377 | School of Public Health | 10.74 | Office | 1 | Office Space Group | 101 | Office - Academic Staff |  | Excellent | 2,677.33 | NO
North Adelaide_NA01-55 King William Road - Norwich Building_Third Floor_3.07 _ Office | NA-NA01-03-3.07 | NA01-03-3.07-Office | North Adelaide | NA | NA01 | 55 King William Road - Norwich Building | 03 | Third Floor | 3.07 | 377 | Public Health | 377 | School of Public Health | 10.65 | Office | 1 | Office Space Group | 101 | Office - Academic Staff |  | Excellent | 2,654.89 | NO
North Adelaide_NA01-55 King William Road - Norwich Building_Third Floor_3.08 _ Office | NA-NA01-03-3.08 | NA01-03-3.08-Office | North Adelaide | NA | NA01 | 55 King William Road - Norwich Building | 03 | Third Floor | 3.08 | 377 | Public Health | 377 | School of Public Health | 10.74 | Office | 1 | Office Space Group | 101 | Office - Academic Staff |  | Excellent | 2,677.33 | NO
North Adelaide_NA01-55 King William Road - Norwich Building_Third Floor_3.09 _ Open Plan - circ | NA-NA01-03-3.09 | NA01-03-3.09-Open Plan - circ | North Adelaide | NA | NA01 | 55 King William Road - Norwich Building | 03 | Third Floor | 3.09 | 377 | Public Health | 377 | School of Public Health | 32.08 | Open Plan - circ | 1 | Office Space Group | 100 | Office - Specific type not defined |  | Excellent | 7,997.09 | NO
North Adelaide_NA01-55 King William Road - Norwich Building_Third Floor_3.10 _ Open Plan - circ | NA-NA01-03-3.10 | NA01-03-3.10-Open Plan - circ | North Adelaide | NA | NA01 | 55 King William Road - Norwich Building | 03 | Third Floor | 3.10 | 377 | Public Health | 377 | School of Public Health | 30.44 | Open Plan - circ | 1 | Office Space Group | 100 | Office - Specific type not defined |  | Excellent | 7,588.26 | NO
North Adelaide_NA01-55 King William Road - Norwich Building_Third Floor_3.11 _ Print / Filing | NA-NA01-03-3.11 | NA01-03-3.11-Print / Filing | North Adelaide | NA | NA01 | 55 King William Road - Norwich Building | 03 | Third Floor | 3.11 | 99956 | Faculty of Health & Medical Sciences - Shared Space | 340 | Health & Medical Sciences Faculty Office | 12.53 | Print / Filing | 6 | General Facility Space Group | 603 | General Facility - Resource room |  | Excellent | 3,498.38 | NO
North Adelaide_NA01-55 King William Road - Norwich Building_Third Floor_3.11A _ Utility | NA-NA01-03-3.11A | NA01-03-3.11A-Utility | North Adelaide | NA | NA01 | 55 King William Road - Norwich Building | 03 | Third Floor | 3.11A | 99956 | Faculty of Health & Medical Sciences - Shared Space | 340 | Health & Medical Sciences Faculty Office | 8.49 | Utility | 6 | General Facility Space Group | 603 | General Facility - Resource room |  | Excellent | 2,370.41 | NO
North Adelaide_NA01-55 King William Road - Norwich Building_Third Floor_3.12 _ Breakout | NA-NA01-03-3.12 | NA01-03-3.12-Breakout | North Adelaide | NA | NA01 | 55 King William Road - Norwich Building | 03 | Third Floor | 3.12 | 99956 | Faculty of Health & Medical Sciences - Shared Space | 340 | Health & Medical Sciences Faculty Office | 22.59 | Breakout | 1 | Office Space Group | 119 | Informal Work Space |  | Excellent | 5,631.36 | NO
North Adelaide_NA01-55 King William Road - Norwich Building_Third Floor_3.13 _ Open Plan - circ | NA-NA01-03-3.13 | NA01-03-3.13-Open Plan - circ | North Adelaide | NA | NA01 | 55 King William Road - Norwich Building | 03 | Third Floor | 3.13 | 99956 | Faculty of Health & Medical Sciences - Shared Space | 340 | Health & Medical Sciences Faculty Office | 32.9 | Open Plan - circ | 1 | Office Space Group | 100 | Office - Specific type not defined |  | Excellent | 8,201.50 | NO
North Adelaide_NA01-55 King William Road - Norwich Building_Third Floor_3.14 _ Open Plan - circ | NA-NA01-03-3.14 | NA01-03-3.14-Open Plan - circ | North Adelaide | NA | NA01 | 55 King William Road - Norwich Building | 03 | Third Floor | 3.14 | 384 | Medicine | 384 | Adelaide Medical School | 32.98 | Open Plan - circ | 1 | Office Space Group | 100 | Office - Specific type not defined |  | Excellent | 8,221.44 | NO
North Adelaide_NA01-55 King William Road - Norwich Building_Third Floor_3.15 _ Office | NA-NA01-03-3.15 | NA01-03-3.15-Office | North Adelaide | NA | NA01 | 55 King William Road - Norwich Building | 03 | Third Floor | 3.15 | 384 | Medicine | 384 | Adelaide Medical School | 10.73 | Office | 1 | Office Space Group | 101 | Office - Academic Staff |  | Excellent | 2,674.84 | NO
North Adelaide_NA01-55 King William Road - Norwich Building_Third Floor_3.16 _ Office | NA-NA01-03-3.16 | NA01-03-3.16-Office | North Adelaide | NA | NA01 | 55 King William Road - Norwich Building | 03 | Third Floor | 3.16 | 384 | Medicine | 384 | Adelaide Medical School | 10.65 | Office | 1 | Office Space Group | 101 | Office - Academic Staff |  | Excellent | 2,654.89 | NO
North Adelaide_NA01-55 King William Road - Norwich Building_Third Floor_3.17 _ Office | NA-NA01-03-3.17 | NA01-03-3.17-Office | North Adelaide | NA | NA01 | 55 King William Road - Norwich Building | 03 | Third Floor | 3.17 | 384 | Medicine | 384 | Adelaide Medical School | 10.73 | Office | 1 | Office Space Group | 101 | Office - Academic Staff |  | Excellent | 2,674.84 | NO
North Adelaide_NA01-55 King William Road - Norwich Building_Third Floor_3.18 _ Office | NA-NA01-03-3.18 | NA01-03-3.18-Office | North Adelaide | NA | NA01 | 55 King William Road - Norwich Building | 03 | Third Floor | 3.18 | 384 | Medicine | 384 | Adelaide Medical School | 10.65 | Office | 1 | Office Space Group | 101 | Office - Academic Staff |  | Excellent | 2,654.89 | NO
North Adelaide_NA01-55 King William Road - Norwich Building_Third Floor_3.19 _ Office | NA-NA01-03-3.19 | NA01-03-3.19-Office | North Adelaide | NA | NA01 | 55 King William Road - Norwich Building | 03 | Third Floor | 3.19 | 384 | Medicine | 384 | Adelaide Medical School | 10.73 | Office | 1 | Office Space Group | 101 | Office - Academic Staff |  | Excellent | 2,674.84 | NO
North Adelaide_NA01-55 King William Road - Norwich Building_Third Floor_3.20 _ WC - Access | NA-NA01-03-3.20 | NA01-03-3.20-WC - Access | North Adelaide | NA | NA01 | 55 King William Road - Norwich Building | 03 | Third Floor | 3.20 | 99939 | Unusable Spaces | 99939 | Unusable Spaces | 5.06 | WC - Access | 8 | Non Useable Floor Area Space Group | 818 | Non-usable - Toilets/Amenities - Unisex Accessible |  | Unknown | 0.00 | NO
North Adelaide_NA01-55 King William Road - Norwich Building_Third Floor_3.21 _ Comms | NA-NA01-03-3.21 | NA01-03-3.21-Comms | North Adelaide | NA | NA01 | 55 King William Road - Norwich Building | 03 | Third Floor | 3.21 | 99956 | Faculty of Health & Medical Sciences - Shared Space | 340 | Health & Medical Sciences Faculty Office | 7.13 | Comms | 8 | Non Useable Floor Area Space Group | 812 | Non-usable - Comms/network system/Telephone/PABX |  | Excellent | 0.00 | NO
North Adelaide_NA01-55 King William Road - Norwich Building_Third Floor_WS01 _ Workstation | NA-NA01-03-WS01 | NA01-03-WS01-Workstation | North Adelaide | NA | NA01 | 55 King William Road - Norwich Building | 03 | Third Floor | WS01 | 384 | Medicine | 384 | Adelaide Medical School | 7.31 | Workstation | 1 | Office Space Group | 111 | Open Plan - Specific type not defined |  | Excellent | 1,822.28 | NO
North Adelaide_NA01-55 King William Road - Norwich Building_Third Floor_WS02 _ Workstation | NA-NA01-03-WS02 | NA01-03-WS02-Workstation | North Adelaide | NA | NA01 | 55 King William Road - Norwich Building | 03 | Third Floor | WS02 | 384 | Medicine | 384 | Adelaide Medical School | 7.26 | Workstation | 1 | Office Space Group | 111 | Open Plan - Specific type not defined |  | Excellent | 1,809.81 | NO
North Adelaide_NA01-55 King William Road - Norwich Building_Third Floor_WS03 _ Workstation | NA-NA01-03-WS03 | NA01-03-WS03-Workstation | North Adelaide | NA | NA01 | 55 King William Road - Norwich Building | 03 | Third Floor | WS03 | 384 | Medicine | 384 | Adelaide Medical School | 7.1 | Workstation | 1 | Office Space Group | 111 | Open Plan - Specific type not defined |  | Excellent | 1,769.93 | NO
North Adelaide_NA01-55 King William Road - Norwich Building_Third Floor_WS04 _ Workstation | NA-NA01-03-WS04 | NA01-03-WS04-Workstation | North Adelaide | NA | NA01 | 55 King William Road - Norwich Building | 03 | Third Floor | WS04 | 384 | Medicine | 384 | Adelaide Medical School | 7.08 | Workstation | 1 | Office Space Group | 111 | Open Plan - Specific type not defined |  | Excellent | 1,764.94 | NO
North Adelaide_NA01-55 King William Road - Norwich Building_Third Floor_WS05 _ Workstation | NA-NA01-03-WS05 | NA01-03-WS05-Workstation | North Adelaide | NA | NA01 | 55 King William Road - Norwich Building | 03 | Third Floor | WS05 | 377 | Public Health | 377 | School of Public Health | 7.77 | Workstation | 1 | Office Space Group | 111 | Open Plan - Specific type not defined |  | Excellent | 1,936.95 | NO
North Adelaide_NA01-55 King William Road - Norwich Building_Third Floor_WS06 _ Workstation | NA-NA01-03-WS06 | NA01-03-WS06-Workstation | North Adelaide | NA | NA01 | 55 King William Road - Norwich Building | 03 | Third Floor | WS06 | 377 | Public Health | 377 | School of Public Health | 7.81 | Workstation | 1 | Office Space Group | 111 | Open Plan - Specific type not defined |  | Excellent | 1,946.92 | NO
North Adelaide_NA01-55 King William Road - Norwich Building_Third Floor_WS07 _ Workstation | NA-NA01-03-WS07 | NA01-03-WS07-Workstation | North Adelaide | NA | NA01 | 55 King William Road - Norwich Building | 03 | Third Floor | WS07 | 377 | Public Health | 377 | School of Public Health | 7.1 | Workstation | 1 | Office Space Group | 111 | Open Plan - Specific type not defined |  | Excellent | 1,769.93 | NO
North Adelaide_NA01-55 King William Road - Norwich Building_Third Floor_WS08 _ Workstation | NA-NA01-03-WS08 | NA01-03-WS08-Workstation | North Adelaide | NA | NA01 | 55 King William Road - Norwich Building | 03 | Third Floor | WS08 | 377 | Public Health | 377 | School of Public Health | 7.1 | Workstation | 1 | Office Space Group | 111 | Open Plan - Specific type not defined |  | Excellent | 1,769.93 | NO
North Adelaide_NA01-55 King William Road - Norwich Building_Third Floor_WS09 _ Workstation | NA-NA01-03-WS09 | NA01-03-WS09-Workstation | North Adelaide | NA | NA01 | 55 King William Road - Norwich Building | 03 | Third Floor | WS09 | 377 | Public Health | 377 | School of Public Health | 7.77 | Workstation | 1 | Office Space Group | 111 | Open Plan - Specific type not defined |  | Excellent | 1,936.95 | NO
North Adelaide_NA01-55 King William Road - Norwich Building_Third Floor_WS10 _ Workstation | NA-NA01-03-WS10 | NA01-03-WS10-Workstation | North Adelaide | NA | NA01 | 55 King William Road - Norwich Building | 03 | Third Floor | WS10 | 377 | Public Health | 377 | School of Public Health | 7.79 | Workstation | 1 | Office Space Group | 111 | Open Plan - Specific type not defined |  | Excellent | 1,941.94 | NO
North Adelaide_NA01-55 King William Road - Norwich Building_Third Floor_WS11 _ Workstation | NA-NA01-03-WS11 | NA01-03-WS11-Workstation | North Adelaide | NA | NA01 | 55 King William Road - Norwich Building | 03 | Third Floor | WS11 | 377 | Public Health | 377 | School of Public Health | 7.1 | Workstation | 1 | Office Space Group | 111 | Open Plan - Specific type not defined |  | Excellent | 1,769.93 | NO
North Adelaide_NA01-55 King William Road - Norwich Building_Third Floor_WS12 _ Workstation | NA-NA01-03-WS12 | NA01-03-WS12-Workstation | North Adelaide | NA | NA01 | 55 King William Road - Norwich Building | 03 | Third Floor | WS12 | 377 | Public Health | 377 | School of Public Health | 7.1 | Workstation | 1 | Office Space Group | 111 | Open Plan - Specific type not defined |  | Excellent | 1,769.93 | NO
North Adelaide_NA01-55 King William Road - Norwich Building_Third Floor_WS13 _ Workstation | NA-NA01-03-WS13 | NA01-03-WS13-Workstation | North Adelaide | NA | NA01 | 55 King William Road - Norwich Building | 03 | Third Floor | WS13 | 377 | Public Health | 377 | School of Public Health | 7.26 | Workstation | 1 | Office Space Group | 111 | Open Plan - Specific type not defined |  | Excellent | 1,809.81 | NO
North Adelaide_NA01-55 King William Road - Norwich Building_Third Floor_WS14 _ Workstation | NA-NA01-03-WS14 | NA01-03-WS14-Workstation | North Adelaide | NA | NA01 | 55 King William Road - Norwich Building | 03 | Third Floor | WS14 | 377 | Public Health | 377 | School of Public Health | 7.31 | Workstation | 1 | Office Space Group | 111 | Open Plan - Specific type not defined |  | Excellent | 1,822.28 | NO
North Adelaide_NA01-55 King William Road - Norwich Building_Third Floor_WS15 _ Workstation | NA-NA01-03-WS15 | NA01-03-WS15-Workstation | North Adelaide | NA | NA01 | 55 King William Road - Norwich Building | 03 | Third Floor | WS15 | 377 | Public Health | 377 | School of Public Health | 6.6 | Workstation | 1 | Office Space Group | 111 | Open Plan - Specific type not defined |  | Excellent | 1,645.29 | NO
North Adelaide_NA01-55 King William Road - Norwich Building_Third Floor_WS16 _ Workstation | NA-NA01-03-WS16 | NA01-03-WS16-Workstation | North Adelaide | NA | NA01 | 55 King William Road - Norwich Building | 03 | Third Floor | WS16 | 377 | Public Health | 377 | School of Public Health | 6.76 | Workstation | 1 | Office Space Group | 111 | Open Plan - Specific type not defined |  | Excellent | 1,685.17 | NO
North Adelaide_NA01-55 King William Road - Norwich Building_Third Floor_WS17 _ Workstation | NA-NA01-03-WS17 | NA01-03-WS17-Workstation | North Adelaide | NA | NA01 | 55 King William Road - Norwich Building | 03 | Third Floor | WS17 | 377 | Public Health | 377 | School of Public Health | 6.76 | Workstation | 1 | Office Space Group | 111 | Open Plan - Specific type not defined |  | Excellent | 1,685.17 | NO
North Adelaide_NA01-55 King William Road - Norwich Building_Third Floor_WS18 _ Workstation | NA-NA01-03-WS18 | NA01-03-WS18-Workstation | North Adelaide | NA | NA01 | 55 King William Road - Norwich Building | 03 | Third Floor | WS18 | 377 | Public Health | 377 | School of Public Health | 7.36 | Workstation | 1 | Office Space Group | 111 | Open Plan - Specific type not defined |  | Excellent | 1,834.74 | NO
North Adelaide_NA01-55 King William Road - Norwich Building_Third Floor_WS19 _ Workstation | NA-NA01-03-WS19 | NA01-03-WS19-Workstation | North Adelaide | NA | NA01 | 55 King William Road - Norwich Building | 03 | Third Floor | WS19 | 377 | Public Health | 377 | School of Public Health | 7.36 | Workstation | 1 | Office Space Group | 111 | Open Plan - Specific type not defined |  | Excellent | 1,834.74 | NO
North Adelaide_NA01-55 King William Road - Norwich Building_Third Floor_WS20 _ Workstation | NA-NA01-03-WS20 | NA01-03-WS20-Workstation | North Adelaide | NA | NA01 | 55 King William Road - Norwich Building | 03 | Third Floor | WS20 | 377 | Public Health | 377 | School of Public Health | 7.52 | Workstation | 1 | Office Space Group | 111 | Open Plan - Specific type not defined |  | Excellent | 1,874.63 | NO
North Adelaide_NA01-55 King William Road - Norwich Building_Third Floor_WS21 _ Workstation | NA-NA01-03-WS21 | NA01-03-WS21-Workstation | North Adelaide | NA | NA01 | 55 King William Road - Norwich Building | 03 | Third Floor | WS21 | 377 | Public Health | 377 | School of Public Health | 7.52 | Workstation | 1 | Office Space Group | 111 | Open Plan - Specific type not defined |  | Excellent | 1,874.63 | NO
North Adelaide_NA01-55 King William Road - Norwich Building_Third Floor_WS22 _ Workstation | NA-NA01-03-WS22 | NA01-03-WS22-Workstation | North Adelaide | NA | NA01 | 55 King William Road - Norwich Building | 03 | Third Floor | WS22 | 377 | Public Health | 377 | School of Public Health | 7.36 | Workstation | 1 | Office Space Group | 111 | Open Plan - Specific type not defined |  | Excellent | 1,834.74 | NO
North Adelaide_NA01-55 King William Road - Norwich Building_Third Floor_WS23 _ Workstation | NA-NA01-03-WS23 | NA01-03-WS23-Workstation | North Adelaide | NA | NA01 | 55 King William Road - Norwich Building | 03 | Third Floor | WS23 | 377 | Public Health | 377 | School of Public Health | 7.36 | Workstation | 1 | Office Space Group | 111 | Open Plan - Specific type not defined |  | Excellent | 1,834.74 | NO
North Adelaide_NA01-55 King William Road - Norwich Building_Third Floor_WS24 _ Workstation | NA-NA01-03-WS24 | NA01-03-WS24-Workstation | North Adelaide | NA | NA01 | 55 King William Road - Norwich Building | 03 | Third Floor | WS24 | 377 | Public Health | 377 | School of Public Health | 6.76 | Workstation | 1 | Office Space Group | 111 | Open Plan - Specific type not defined |  | Excellent | 1,685.17 | NO
North Adelaide_NA01-55 King William Road - Norwich Building_Third Floor_WS25 _ Workstation | NA-NA01-03-WS25 | NA01-03-WS25-Workstation | North Adelaide | NA | NA01 | 55 King William Road - Norwich Building | 03 | Third Floor | WS25 | 377 | Public Health | 377 | School of Public Health | 6.76 | Workstation | 1 | Office Space Group | 111 | Open Plan - Specific type not defined |  | Excellent | 1,685.17 | NO
North Adelaide_NA01-55 King William Road - Norwich Building_Third Floor_WS26 _ Workstation | NA-NA01-03-WS26 | NA01-03-WS26-Workstation | North Adelaide | NA | NA01 | 55 King William Road - Norwich Building | 03 | Third Floor | WS26 | 377 | Public Health | 377 | School of Public Health | 6.6 | Workstation | 1 | Office Space Group | 111 | Open Plan - Specific type not defined |  | Excellent | 1,645.29 | NO
North Adelaide_NA01-55 King William Road - Norwich Building_Third Floor_WS27 _ Workstation | NA-NA01-03-WS27 | NA01-03-WS27-Workstation | North Adelaide | NA | NA01 | 55 King William Road - Norwich Building | 03 | Third Floor | WS27 | 377 | Public Health | 377 | School of Public Health | 7.31 | Workstation | 1 | Office Space Group | 111 | Open Plan - Specific type not defined |  | Excellent | 1,822.28 | NO
North Adelaide_NA01-55 King William Road - Norwich Building_Third Floor_WS28 _ Workstation | NA-NA01-03-WS28 | NA01-03-WS28-Workstation | North Adelaide | NA | NA01 | 55 King William Road - Norwich Building | 03 | Third Floor | WS28 | 377 | Public Health | 377 | School of Public Health | 7.26 | Workstation | 1 | Office Space Group | 111 | Open Plan - Specific type not defined |  | Excellent | 1,809.81 | NO
North Adelaide_NA01-55 King William Road - Norwich Building_Third Floor_WS29 _ Workstation | NA-NA01-03-WS29 | NA01-03-WS29-Workstation | North Adelaide | NA | NA01 | 55 King William Road - Norwich Building | 03 | Third Floor | WS29 | 377 | Public Health | 377 | School of Public Health | 7.1 | Workstation | 1 | Office Space Group | 111 | Open Plan - Specific type not defined |  | Excellent | 1,769.93 | NO
North Adelaide_NA01-55 King William Road - Norwich Building_Third Floor_WS30 _ Workstation | NA-NA01-03-WS30 | NA01-03-WS30-Workstation | North Adelaide | NA | NA01 | 55 King William Road - Norwich Building | 03 | Third Floor | WS30 | 377 | Public Health | 377 | School of Public Health | 7.1 | Workstation | 1 | Office Space Group | 111 | Open Plan - Specific type not defined |  | Excellent | 1,769.93 | NO
North Adelaide_NA01-55 King William Road - Norwich Building_Third Floor_WS31 _ Workstation | NA-NA01-03-WS31 | NA01-03-WS31-Workstation | North Adelaide | NA | NA01 | 55 King William Road - Norwich Building | 03 | Third Floor | WS31 | 377 | Public Health | 377 | School of Public Health | 7.79 | Workstation | 1 | Office Space Group | 111 | Open Plan - Specific type not defined |  | Excellent | 1,941.94 | NO
North Adelaide_NA01-55 King William Road - Norwich Building_Third Floor_WS32 _ Workstation | NA-NA01-03-WS32 | NA01-03-WS32-Workstation | North Adelaide | NA | NA01 | 55 King William Road - Norwich Building | 03 | Third Floor | WS32 | 377 | Public Health | 377 | School of Public Health | 7.77 | Workstation | 1 | Office Space Group | 111 | Open Plan - Specific type not defined |  | Excellent | 1,936.95 | NO
North Adelaide_NA01-55 King William Road - Norwich Building_Third Floor_WS33 _ Workstation | NA-NA01-03-WS33 | NA01-03-WS33-Workstation | North Adelaide | NA | NA01 | 55 King William Road - Norwich Building | 03 | Third Floor | WS33 | 377 | Public Health | 377 | School of Public Health | 7.1 | Workstation | 1 | Office Space Group | 111 | Open Plan - Specific type not defined |  | Excellent | 1,769.93 | NO
North Adelaide_NA01-55 King William Road - Norwich Building_Third Floor_WS34 _ Workstation | NA-NA01-03-WS34 | NA01-03-WS34-Workstation | North Adelaide | NA | NA01 | 55 King William Road - Norwich Building | 03 | Third Floor | WS34 | 377 | Public Health | 377 | School of Public Health | 7.1 | Workstation | 1 | Office Space Group | 111 | Open Plan - Specific type not defined |  | Excellent | 1,769.93 | NO
North Adelaide_NA01-55 King William Road - Norwich Building_Third Floor_WS35 _ Workstation | NA-NA01-03-WS35 | NA01-03-WS35-Workstation | North Adelaide | NA | NA01 | 55 King William Road - Norwich Building | 03 | Third Floor | WS35 | 377 | Public Health | 377 | School of Public Health | 7.81 | Workstation | 1 | Office Space Group | 111 | Open Plan - Specific type not defined |  | Excellent | 1,946.92 | NO
North Adelaide_NA01-55 King William Road - Norwich Building_Third Floor_WS36 _ Workstation | NA-NA01-03-WS36 | NA01-03-WS36-Workstation | North Adelaide | NA | NA01 | 55 King William Road - Norwich Building | 03 | Third Floor | WS36 | 377 | Public Health | 377 | School of Public Health | 7.77 | Workstation | 1 | Office Space Group | 111 | Open Plan - Specific type not defined |  | Excellent | 1,936.95 | NO
North Adelaide_NA01-55 King William Road - Norwich Building_Third Floor_WS37 _ Workstation | NA-NA01-03-WS37 | NA01-03-WS37-Workstation | North Adelaide | NA | NA01 | 55 King William Road - Norwich Building | 03 | Third Floor | WS37 | 377 | Public Health | 377 | School of Public Health | 7.08 | Workstation | 1 | Office Space Group | 111 | Open Plan - Specific type not defined |  | Excellent | 1,764.94 | NO
North Adelaide_NA01-55 King William Road - Norwich Building_Third Floor_WS38 _ Workstation | NA-NA01-03-WS38 | NA01-03-WS38-Workstation | North Adelaide | NA | NA01 | 55 King William Road - Norwich Building | 03 | Third Floor | WS38 | 377 | Public Health | 377 | School of Public Health | 7.1 | Workstation | 1 | Office Space Group | 111 | Open Plan - Specific type not defined |  | Excellent | 1,769.93 | NO
North Adelaide_NA01-55 King William Road - Norwich Building_Third Floor_WS39 _ Workstation | NA-NA01-03-WS39 | NA01-03-WS39-Workstation | North Adelaide | NA | NA01 | 55 King William Road - Norwich Building | 03 | Third Floor | WS39 | 384 | Medicine | 384 | Adelaide Medical School | 7.29 | Workstation | 1 | Office Space Group | 111 | Open Plan - Specific type not defined |  | Excellent | 1,817.29 | NO
North Adelaide_NA01-55 King William Road - Norwich Building_Third Floor_WS40 _ Workstation | NA-NA01-03-WS40 | NA01-03-WS40-Workstation | North Adelaide | NA | NA01 | 55 King William Road - Norwich Building | 03 | Third Floor | WS40 | 384 | Medicine | 384 | Adelaide Medical School | 7.31 | Workstation | 1 | Office Space Group | 111 | Open Plan - Specific type not defined |  | Excellent | 1,822.28 | NO
North Adelaide_NA01-55 King William Road - Norwich Building_Third Floor_WS41 _ Workstation | NA-NA01-03-WS41 | NA01-03-WS41-Workstation | North Adelaide | NA | NA01 | 55 King William Road - Norwich Building | 03 | Third Floor | WS41 | 384 | Medicine | 384 | Adelaide Medical School | 6.6 | Workstation | 1 | Office Space Group | 111 | Open Plan - Specific type not defined |  | Excellent | 1,645.29 | NO
North Adelaide_NA01-55 King William Road - Norwich Building_Third Floor_WS42 _ Workstation | NA-NA01-03-WS42 | NA01-03-WS42-Workstation | North Adelaide | NA | NA01 | 55 King William Road - Norwich Building | 03 | Third Floor | WS42 | 384 | Medicine | 384 | Adelaide Medical School | 6.76 | Workstation | 1 | Office Space Group | 111 | Open Plan - Specific type not defined |  | Excellent | 1,685.17 | NO
North Adelaide_NA01-55 King William Road - Norwich Building_Third Floor_WS43 _ Workstation | NA-NA01-03-WS43 | NA01-03-WS43-Workstation | North Adelaide | NA | NA01 | 55 King William Road - Norwich Building | 03 | Third Floor | WS43 | 384 | Medicine | 384 | Adelaide Medical School | 6.76 | Workstation | 1 | Office Space Group | 111 | Open Plan - Specific type not defined |  | Excellent | 1,685.17 | NO
North Adelaide_NA01-55 King William Road - Norwich Building_Third Floor_WS44 _ Workstation | NA-NA01-03-WS44 | NA01-03-WS44-Workstation | North Adelaide | NA | NA01 | 55 King William Road - Norwich Building | 03 | Third Floor | WS44 | 384 | Medicine | 384 | Adelaide Medical School | 7.36 | Workstation | 1 | Office Space Group | 111 | Open Plan - Specific type not defined |  | Excellent | 1,834.74 | NO
North Adelaide_NA01-55 King William Road - Norwich Building_Third Floor_WS45 _ Workstation | NA-NA01-03-WS45 | NA01-03-WS45-Workstation | North Adelaide | NA | NA01 | 55 King William Road - Norwich Building | 03 | Third Floor | WS45 | 384 | Medicine | 384 | Adelaide Medical School | 7.36 | Workstation | 1 | Office Space Group | 111 | Open Plan - Specific type not defined |  | Excellent | 1,834.74 | NO
North Adelaide_NA01-55 King William Road - Norwich Building_Third Floor_WS46 _ Workstation | NA-NA01-03-WS46 | NA01-03-WS46-Workstation | North Adelaide | NA | NA01 | 55 King William Road - Norwich Building | 03 | Third Floor | WS46 | 384 | Medicine | 384 | Adelaide Medical School | 7.52 | Workstation | 1 | Office Space Group | 111 | Open Plan - Specific type not defined |  | Excellent | 1,874.63 | NO
North Adelaide_NA01-55 King William Road - Norwich Building_Third Floor_WS47 _ Workstation | NA-NA01-03-WS47 | NA01-03-WS47-Workstation | North Adelaide | NA | NA01 | 55 King William Road - Norwich Building | 03 | Third Floor | WS47 | 384 | Medicine | 384 | Adelaide Medical School | 7.52 | Workstation | 1 | Office Space Group | 111 | Open Plan - Specific type not defined |  | Excellent | 1,874.63 | NO
North Adelaide_NA01-55 King William Road - Norwich Building_Third Floor_WS48 _ Workstation | NA-NA01-03-WS48 | NA01-03-WS48-Workstation | North Adelaide | NA | NA01 | 55 King William Road - Norwich Building | 03 | Third Floor | WS48 | 384 | Medicine | 384 | Adelaide Medical School | 7.36 | Workstation | 1 | Office Space Group | 111 | Open Plan - Specific type not defined |  | Excellent | 1,834.74 | NO
North Adelaide_NA01-55 King William Road - Norwich Building_Third Floor_WS49 _ Workstation | NA-NA01-03-WS49 | NA01-03-WS49-Workstation | North Adelaide | NA | NA01 | 55 King William Road - Norwich Building | 03 | Third Floor | WS49 | 384 | Medicine | 384 | Adelaide Medical School | 7.36 | Workstation | 1 | Office Space Group | 111 | Open Plan - Specific type not defined |  | Excellent | 1,834.74 | NO
North Adelaide_NA01-55 King William Road - Norwich Building_Third Floor_WS50 _ Workstation | NA-NA01-03-WS50 | NA01-03-WS50-Workstation | North Adelaide | NA | NA01 | 55 King William Road - Norwich Building | 03 | Third Floor | WS50 | 384 | Medicine | 384 | Adelaide Medical School | 6.76 | Workstation | 1 | Office Space Group | 111 | Open Plan - Specific type not defined |  | Excellent | 1,685.17 | NO
North Adelaide_NA01-55 King William Road - Norwich Building_Third Floor_WS51 _ Workstation | NA-NA01-03-WS51 | NA01-03-WS51-Workstation | North Adelaide | NA | NA01 | 55 King William Road - Norwich Building | 03 | Third Floor | WS51 | 384 | Medicine | 384 | Adelaide Medical School | 6.76 | Workstation | 1 | Office Space Group | 111 | Open Plan - Specific type not defined |  | Excellent | 1,685.17 | NO
North Adelaide_NA01-55 King William Road - Norwich Building_Third Floor_WS52 _ Workstation | NA-NA01-03-WS52 | NA01-03-WS52-Workstation | North Adelaide | NA | NA01 | 55 King William Road - Norwich Building | 03 | Third Floor | WS52 | 384 | Medicine | 384 | Adelaide Medical School | 6.6 | Workstation | 1 | Office Space Group | 111 | Open Plan - Specific type not defined |  | Excellent | 1,645.29 | NO
North Adelaide_NA01-55 King William Road - Norwich Building_Third Floor_WS53 _ Workstation | NA-NA01-03-WS53 | NA01-03-WS53-Workstation | North Adelaide | NA | NA01 | 55 King William Road - Norwich Building | 03 | Third Floor | WS53 | 384 | Medicine | 384 | Adelaide Medical School | 3.82 | Workstation | 1 | Office Space Group | 111 | Open Plan - Specific type not defined |  | Excellent | 952.27 | NO
North Adelaide_NA01-55 King William Road - Norwich Building_Third Floor_WS54 _ Workstation | NA-NA01-03-WS54 | NA01-03-WS54-Workstation | North Adelaide | NA | NA01 | 55 King William Road - Norwich Building | 03 | Third Floor | WS54 | 384 | Medicine | 384 | Adelaide Medical School | 4.24 | Workstation | 1 | Office Space Group | 111 | Open Plan - Specific type not defined |  | Excellent | 1,056.97 | NO
North Adelaide_NA01-55 King William Road - Norwich Building_Third Floor_WS55 _ Workstation | NA-NA01-03-WS55 | NA01-03-WS55-Workstation | North Adelaide | NA | NA01 | 55 King William Road - Norwich Building | 03 | Third Floor | WS55 | 384 | Medicine | 384 | Adelaide Medical School | 4.24 | Workstation | 1 | Office Space Group | 111 | Open Plan - Specific type not defined |  | Excellent | 1,056.97 | NO
North Adelaide_NA01-55 King William Road - Norwich Building_Third Floor_WS56 _ Workstation | NA-NA01-03-WS56 | NA01-03-WS56-Workstation | North Adelaide | NA | NA01 | 55 King William Road - Norwich Building | 03 | Third Floor | WS56 | 384 | Medicine | 384 | Adelaide Medical School | 3.82 | Workstation | 1 | Office Space Group | 111 | Open Plan - Specific type not defined |  | Excellent | 952.27 | NO
North Adelaide_NA01-55 King William Road - Norwich Building_Third Floor_WS57 _ Workstation | NA-NA01-03-WS57 | NA01-03-WS57-Workstation | North Adelaide | NA | NA01 | 55 King William Road - Norwich Building | 03 | Third Floor | WS57 | 377 | Public Health | 377 | School of Public Health | 3.82 | Workstation | 1 | Office Space Group | 111 | Open Plan - Specific type not defined |  | Excellent | 952.27 | NO
North Adelaide_NA01-55 King William Road - Norwich Building_Third Floor_WS60 _ Workstation | NA-NA01-03-WS60 | NA01-03-WS60-Workstation | North Adelaide | NA | NA01 | 55 King William Road - Norwich Building | 03 | Third Floor | WS60 | 377 | Public Health | 377 | School of Public Health | 3.82 | Workstation | 1 | Office Space Group | 111 | Open Plan - Specific type not defined |  | Excellent | 952.27 | NO
North Adelaide_NA01-55 King William Road - Norwich Building_Ground Floor_G01 _ Waiting | NA-NA01-GN-G01 | NA01-GN-G01-Waiting | North Adelaide | NA | NA01 | 55 King William Road - Norwich Building | GN | Ground Floor | G01 | 366 | Robinson Research Institute | 366 | Robinson Research Institute | 17.03 | Waiting | 6 | General Facility Space Group | 623 | General Facility - Waiting Area/Foyer/Reception Area |  | Excellent | 4,754.78 | NO
North Adelaide_NA01-55 King William Road - Norwich Building_Ground Floor_G02 _ Store | NA-NA01-GN-G02 | NA01-GN-G02-Store | North Adelaide | NA | NA01 | 55 King William Road - Norwich Building | GN | Ground Floor | G02 | 366 | Robinson Research Institute | 366 | Robinson Research Institute | 4.01 | Store | 4 | Ancillary Area Space Group | 419 | Ancillary Area - Store Room - Generic |  | Excellent | 879.68 | NO
North Adelaide_NA01-55 King William Road - Norwich Building_Ground Floor_G03 _ Office | NA-NA01-GN-G03 | NA01-GN-G03-Office | North Adelaide | NA | NA01 | 55 King William Road - Norwich Building | GN | Ground Floor | G03 | 366 | Robinson Research Institute | 366 | Robinson Research Institute | 15.99 | Office | 1 | Office Space Group | 101 | Office - Academic Staff |  | Excellent | 3,986.08 | NO
North Adelaide_NA01-55 King William Road - Norwich Building_Ground Floor_G04 _ Office | NA-NA01-GN-G04 | NA01-GN-G04-Office | North Adelaide | NA | NA01 | 55 King William Road - Norwich Building | GN | Ground Floor | G04 | 366 | Robinson Research Institute | 366 | Robinson Research Institute | 20.18 | Office | 1 | Office Space Group | 101 | Office - Academic Staff |  | Excellent | 5,030.59 | NO
North Adelaide_NA01-55 King William Road - Norwich Building_Ground Floor_G05 _ Office | NA-NA01-GN-G05 | NA01-GN-G05-Office | North Adelaide | NA | NA01 | 55 King William Road - Norwich Building | GN | Ground Floor | G05 | 366 | Robinson Research Institute | 366 | Robinson Research Institute | 12.92 | Office | 1 | Office Space Group | 101 | Office - Academic Staff |  | Excellent | 3,220.77 | NO
North Adelaide_NA01-55 King William Road - Norwich Building_Ground Floor_G06 _ Office | NA-NA01-GN-G06 | NA01-GN-G06-Office | North Adelaide | NA | NA01 | 55 King William Road - Norwich Building | GN | Ground Floor | G06 | 366 | Robinson Research Institute | 366 | Robinson Research Institute | 12.67 | Office | 1 | Office Space Group | 101 | Office - Academic Staff |  | Excellent | 3,158.45 | NO
North Adelaide_NA01-55 King William Road - Norwich Building_Ground Floor_G07 _ Office | NA-NA01-GN-G07 | NA01-GN-G07-Office | North Adelaide | NA | NA01 | 55 King William Road - Norwich Building | GN | Ground Floor | G07 | 366 | Robinson Research Institute | 366 | Robinson Research Institute | 12.71 | Office | 1 | Office Space Group | 101 | Office - Academic Staff |  | Excellent | 3,168.42 | NO
North Adelaide_NA01-55 King William Road - Norwich Building_Ground Floor_G08 _ Office | NA-NA01-GN-G08 | NA01-GN-G08-Office | North Adelaide | NA | NA01 | 55 King William Road - Norwich Building | GN | Ground Floor | G08 | 366 | Robinson Research Institute | 366 | Robinson Research Institute | 12.92 | Office | 1 | Office Space Group | 101 | Office - Academic Staff |  | Excellent | 3,220.77 | NO
North Adelaide_NA01-55 King William Road - Norwich Building_Ground Floor_G09 _ Office | NA-NA01-GN-G09 | NA01-GN-G09-Office | North Adelaide | NA | NA01 | 55 King William Road - Norwich Building | GN | Ground Floor | G09 | 366 | Robinson Research Institute | 366 | Robinson Research Institute | 12.92 | Office | 1 | Office Space Group | 101 | Office - Academic Staff |  | Excellent | 3,220.77 | NO
North Adelaide_NA01-55 King William Road - Norwich Building_Ground Floor_G10 _ Office | NA-NA01-GN-G10 | NA01-GN-G10-Office | North Adelaide | NA | NA01 | 55 King William Road - Norwich Building | GN | Ground Floor | G10 | 366 | Robinson Research Institute | 366 | Robinson Research Institute | 25.58 | Office | 1 | Office Space Group | 101 | Office - Academic Staff |  | Excellent | 6,376.73 | NO
North Adelaide_NA01-55 King William Road - Norwich Building_Ground Floor_G10A _ Corr. | NA-NA01-GN-G10A | NA01-GN-G10A-Corr. | North Adelaide | NA | NA01 | 55 King William Road - Norwich Building | GN | Ground Floor | G10A | 366 | Robinson Research Institute | 366 | Robinson Research Institute | 19.88 | Corr. | 8 | Non Useable Floor Area Space Group | 805 | Non-usable - Circulation space |  | Excellent | 0.00 | NO
North Adelaide_NA01-55 King William Road - Norwich Building_Ground Floor_G11 _ Printer | NA-NA01-GN-G11 | NA01-GN-G11-Printer | North Adelaide | NA | NA01 | 55 King William Road - Norwich Building | GN | Ground Floor | G11 | 366 | Robinson Research Institute | 366 | Robinson Research Institute | 7.59 | Printer | 6 | General Facility Space Group | 603 | General Facility - Resource room |  | Excellent | 2,119.13 | NO
North Adelaide_NA01-55 King William Road - Norwich Building_Ground Floor_G12 _ Meeting | NA-NA01-GN-G12 | NA01-GN-G12-Meeting | North Adelaide | NA | NA01 | 55 King William Road - Norwich Building | GN | Ground Floor | G12 | 366 | Robinson Research Institute | 366 | Robinson Research Institute | 17.54 | Meeting | 6 | General Facility Space Group | 601 | General Facility - Committee/Conference/Meeting room |  | Excellent | 4,897.17 | NO
North Adelaide_NA01-55 King William Road - Norwich Building_Ground Floor_G13 _ Work Room | NA-NA01-GN-G13 | NA01-GN-G13-Work Room | North Adelaide | NA | NA01 | 55 King William Road - Norwich Building | GN | Ground Floor | G13 | 366 | Robinson Research Institute | 366 | Robinson Research Institute | 8.95 | Work Room | 1 | Office Space Group | 101 | Office - Academic Staff |  | Excellent | 2,231.11 | NO
North Adelaide_NA01-55 King William Road - Norwich Building_Ground Floor_G14 _ Office | NA-NA01-GN-G14 | NA01-GN-G14-Office | North Adelaide | NA | NA01 | 55 King William Road - Norwich Building | GN | Ground Floor | G14 | 366 | Robinson Research Institute | 366 | Robinson Research Institute | 12.9 | Office | 1 | Office Space Group | 101 | Office - Academic Staff |  | Excellent | 3,215.79 | NO
North Adelaide_NA01-55 King William Road - Norwich Building_Ground Floor_G15 _ Seminar | NA-NA01-GN-G15 | NA01-GN-G15-Seminar | North Adelaide | NA | NA01 | 55 King William Road - Norwich Building | GN | Ground Floor | G15 | 366 | Robinson Research Institute | 366 | Robinson Research Institute | 85.5 | Seminar | 6 | General Facility Space Group | 601 | General Facility - Committee/Conference/Meeting room |  | Excellent | 23,871.60 | NO
North Adelaide_NA01-55 King William Road - Norwich Building_Ground Floor_G17 _ Breakout | NA-NA01-GN-G17 | NA01-GN-G17-Breakout | North Adelaide | NA | NA01 | 55 King William Road - Norwich Building | GN | Ground Floor | G17 | 99956 | Faculty of Health & Medical Sciences - Shared Space | 340 | Health & Medical Sciences Faculty Office | 54.7 | Breakout | 6 | General Facility Space Group | 607 | General Facility - Cafeteria/Refectory/Canteen/Dining Room |  | Excellent | 15,272.24 | NO
North Adelaide_NA01-55 King William Road - Norwich Building_Ground Floor_G18 _ Freezer / Store | NA-NA01-GN-G18 | NA01-GN-G18-Freezer / Store | North Adelaide | NA | NA01 | 55 King William Road - Norwich Building | GN | Ground Floor | G18 | 384 | Medicine | 384 | Adelaide Medical School | 6.28 | Freezer / Store | 4 | Ancillary Area Space Group | 405 | Ancillary Area - Constant Temperature/ Freezer/Cold/Warm Rooms |  | Excellent | 1,377.65 | NO
North Adelaide_NA01-55 King William Road - Norwich Building_Ground Floor_G19 _ Printer / Filing | NA-NA01-GN-G19 | NA01-GN-G19-Printer / Filing | North Adelaide | NA | NA01 | 55 King William Road - Norwich Building | GN | Ground Floor | G19 | 384 | Medicine | 384 | Adelaide Medical School | 12.92 | Printer / Filing | 6 | General Facility Space Group | 603 | General Facility - Resource room |  | Excellent | 3,607.26 | NO
North Adelaide_NA01-55 King William Road - Norwich Building_Ground Floor_G19A _ Foyer | NA-NA01-GN-G19A | NA01-GN-G19A-Foyer | North Adelaide | NA | NA01 | 55 King William Road - Norwich Building | GN | Ground Floor | G19A | 99956 | Faculty of Health & Medical Sciences - Shared Space | 340 | Health & Medical Sciences Faculty Office | 10.92 | Foyer | 8 | Non Useable Floor Area Space Group | 805 | Non-usable - Circulation space |  | Excellent | 0.00 | NO
North Adelaide_NA01-55 King William Road - Norwich Building_Ground Floor_G20 _ Comms | NA-NA01-GN-G20 | NA01-GN-G20-Comms | North Adelaide | NA | NA01 | 55 King William Road - Norwich Building | GN | Ground Floor | G20 | 384 | Medicine | 384 | Adelaide Medical School | 6 | Comms | 8 | Non Useable Floor Area Space Group | 812 | Non-usable - Comms/network system/Telephone/PABX |  | Excellent | 0.00 | NO
North Adelaide_NA02-77 King William Road_Third Floor_3.34 _ Office | NA-NA02-03-3.34 | NA02-03-3.34-Office | North Adelaide | NA | NA02 | 77 King William Road | 03 | Third Floor | 3.34 | 384 | Medicine | 384 | Adelaide Medical School | 7.54 | Office | 1 | Office Space Group | 101 | Office - Academic Staff |  | Excellent | 1,879.61 | NO
North Adelaide_NA02-77 King William Road_Third Floor_3.37 _ Office | NA-NA02-03-3.37 | NA02-03-3.37-Office | North Adelaide | NA | NA02 | 77 King William Road | 03 | Third Floor | 3.37 | 384 | Medicine | 384 | Adelaide Medical School | 20.51 | Office | 1 | Office Space Group | 101 | Office - Academic Staff |  | Excellent | 5,112.85 | NO
North Adelaide_NA02-77 King William Road_Ground Floor_G01 _ Lift Lobby | NA-NA02-GN-G01 | NA02-GN-G01-Lift Lobby | North Adelaide | NA | NA02 | 77 King William Road | GN | Ground Floor | G01 | 99939 | Unusable Spaces | 99939 | Unusable Spaces | 77.91 | Lift Lobby | 8 | Non Useable Floor Area Space Group | 805 | Non-usable - Circulation space |  | Unknown | 0.00 | NO
North Adelaide_NA02-77 King William Road_Ground Floor_G01A _ FHR | NA-NA02-GN-G01A | NA02-GN-G01A-FHR | North Adelaide | NA | NA02 | 77 King William Road | GN | Ground Floor | G01A | 99939 | Unusable Spaces | 99939 | Unusable Spaces | 0.4 | FHR | 8 | Non Useable Floor Area Space Group | 840 | Non-usable - Service riser |  | Unknown | 0.00 | NO
North Adelaide_NA02-77 King William Road_Ground Floor_G02 _ Reception | NA-NA02-GN-G02 | NA02-GN-G02-Reception | North Adelaide | NA | NA02 | 77 King William Road | GN | Ground Floor | G02 | 384 | Medicine | 384 | Adelaide Medical School | 27.11 | Reception | 1 | Office Space Group | 118 | Open Plan - Reception Area |  | Excellent | 6,758.14 | NO
North Adelaide_NA02-77 King William Road_Ground Floor_G02A _ Nurse | NA-NA02-GN-G02A | NA02-GN-G02A-Nurse | North Adelaide | NA | NA02 | 77 King William Road | GN | Ground Floor | G02A | 384 | Medicine | 384 | Adelaide Medical School | 8.4 | Nurse | 3 | Specialist Teaching or Research Space Group | 314 | Clinical Areas Teaching Space - Undergraduate/Postgraduate |  | Excellent | 2,785.02 | NO
North Adelaide_NA02-77 King William Road_Ground Floor_G02B _ Cubpoard | NA-NA02-GN-G02B | NA02-GN-G02B-Cubpoard | North Adelaide | NA | NA02 | 77 King William Road | GN | Ground Floor | G02B | 384 | Medicine | 384 | Adelaide Medical School | 0.43 | Cubpoard | 4 | Ancillary Area Space Group | 419 | Ancillary Area - Store Room - Generic |  | Excellent | 94.33 | NO
North Adelaide_NA02-77 King William Road_Ground Floor_G03 _ Clinical Trial | NA-NA02-GN-G03 | NA02-GN-G03-Clinical Trial | North Adelaide | NA | NA02 | 77 King William Road | GN | Ground Floor | G03 | 384 | Medicine | 384 | Adelaide Medical School | 13.75 | Clinical Trial | 3 | Specialist Teaching or Research Space Group | 314 | Clinical Areas Teaching Space - Undergraduate/Postgraduate |  | Excellent | 4,558.81 | NO
North Adelaide_NA02-77 King William Road_Ground Floor_G04 _ Clinical Trial | NA-NA02-GN-G04 | NA02-GN-G04-Clinical Trial | North Adelaide | NA | NA02 | 77 King William Road | GN | Ground Floor | G04 | 384 | Medicine | 384 | Adelaide Medical School | 17.72 | Clinical Trial | 3 | Specialist Teaching or Research Space Group | 314 | Clinical Areas Teaching Space - Undergraduate/Postgraduate |  | Excellent | 5,875.07 | NO
North Adelaide_NA02-77 King William Road_Ground Floor_G05 _ Clinical Trial | NA-NA02-GN-G05 | NA02-GN-G05-Clinical Trial | North Adelaide | NA | NA02 | 77 King William Road | GN | Ground Floor | G05 | 384 | Medicine | 384 | Adelaide Medical School | 11.78 | Clinical Trial | 3 | Specialist Teaching or Research Space Group | 314 | Clinical Areas Teaching Space - Undergraduate/Postgraduate |  | Excellent | 3,905.66 | NO
North Adelaide_NA02-77 King William Road_Ground Floor_G06 _ Clinical Trial | NA-NA02-GN-G06 | NA02-GN-G06-Clinical Trial | North Adelaide | NA | NA02 | 77 King William Road | GN | Ground Floor | G06 | 384 | Medicine | 384 | Adelaide Medical School | 11.79 | Clinical Trial | 3 | Specialist Teaching or Research Space Group | 314 | Clinical Areas Teaching Space - Undergraduate/Postgraduate |  | Excellent | 3,908.97 | NO
North Adelaide_NA02-77 King William Road_Ground Floor_G07 _ Consulting Room | NA-NA02-GN-G07 | NA02-GN-G07-Consulting Room | North Adelaide | NA | NA02 | 77 King William Road | GN | Ground Floor | G07 | 384 | Medicine | 384 | Adelaide Medical School | 11.76 | Consulting Room | 3 | Specialist Teaching or Research Space Group | 314 | Clinical Areas Teaching Space - Undergraduate/Postgraduate |  | Excellent | 3,899.03 | NO
North Adelaide_NA02-77 King William Road_Ground Floor_G08 _ MSA Room | NA-NA02-GN-G08 | NA02-GN-G08-MSA Room | North Adelaide | NA | NA02 | 77 King William Road | GN | Ground Floor | G08 | 384 | Medicine | 384 | Adelaide Medical School | 14.16 | MSA Room | 4 | Ancillary Area Space Group | 401 | Ancillary Area - Laboratory Service and Preparation |  | Excellent | 3,106.30 | NO
North Adelaide_NA02-77 King William Road_Ground Floor_G09 _ Workstation - Hot Desk | NA-NA02-GN-G09 | NA02-GN-G09-Workstation - Hot Desk | North Adelaide | NA | NA02 | 77 King William Road | GN | Ground Floor | G09 | 384 | Medicine | 384 | Adelaide Medical School | 6.14 | Workstation - Hot Desk | 1 | Office Space Group | 117 | Open Plan - Hot Desk |  | Excellent | 1,530.61 | NO
North Adelaide_NA02-77 King William Road_Ground Floor_G10 _ Blood Sampling/Consulting Room | NA-NA02-GN-G10 | NA02-GN-G10-Blood Sampling/Consulting Room | North Adelaide | NA | NA02 | 77 King William Road | GN | Ground Floor | G10 | 384 | Medicine | 384 | Adelaide Medical School | 19.31 | Blood Sampling/Consulting Room | 3 | Specialist Teaching or Research Space Group | 314 | Clinical Areas Teaching Space - Undergraduate/Postgraduate |  | Excellent | 6,402.23 | NO
North Adelaide_NA02-77 King William Road_Ground Floor_G11 _ Store | NA-NA02-GN-G11 | NA02-GN-G11-Store | North Adelaide | NA | NA02 | 77 King William Road | GN | Ground Floor | G11 | 384 | Medicine | 384 | Adelaide Medical School | 5.71 | Store | 4 | Ancillary Area Space Group | 419 | Ancillary Area - Store Room - Generic |  | Excellent | 1,252.61 | NO
North Adelaide_NA02-77 King William Road_Ground Floor_G12 _ Printer | NA-NA02-GN-G12 | NA02-GN-G12-Printer | North Adelaide | NA | NA02 | 77 King William Road | GN | Ground Floor | G12 | 384 | Medicine | 384 | Adelaide Medical School | 8.14 | Printer | 6 | General Facility Space Group | 603 | General Facility - Resource room |  | Excellent | 2,272.69 | NO
North Adelaide_NA02-77 King William Road_Ground Floor_G13 _ WC - Access | NA-NA02-GN-G13 | NA02-GN-G13-WC - Access | North Adelaide | NA | NA02 | 77 King William Road | GN | Ground Floor | G13 | 384 | Medicine | 384 | Adelaide Medical School | 5.13 | WC - Access | 8 | Non Useable Floor Area Space Group | 818 | Non-usable - Toilets/Amenities - Unisex Accessible |  | Unknown | 0.00 | NO
North Adelaide_NA02-77 King William Road_Ground Floor_G14 _ Baby Change | NA-NA02-GN-G14 | NA02-GN-G14-Baby Change | North Adelaide | NA | NA02 | 77 King William Road | GN | Ground Floor | G14 | 384 | Medicine | 384 | Adelaide Medical School | 3.89 | Baby Change | 8 | Non Useable Floor Area Space Group | 835 | Non-usable - Toilets/Amenities - Other |  | Unknown | 0.00 | NO
North Adelaide_NA02-77 King William Road_Ground Floor_G15 _ Office | NA-NA02-GN-G15 | NA02-GN-G15-Office | North Adelaide | NA | NA02 | 77 King William Road | GN | Ground Floor | G15 | 384 | Medicine | 384 | Adelaide Medical School | 14.38 | Office | 1 | Office Space Group | 101 | Office - Academic Staff |  | Excellent | 3,584.73 | NO
North Adelaide_NA02-77 King William Road_Ground Floor_G16 _ Office | NA-NA02-GN-G16 | NA02-GN-G16-Office | North Adelaide | NA | NA02 | 77 King William Road | GN | Ground Floor | G16 | 384 | Medicine | 384 | Adelaide Medical School | 11.93 | Office | 1 | Office Space Group | 101 | Office - Academic Staff |  | Excellent | 2,973.98 | NO
North Adelaide_NA02-77 King William Road_Ground Floor_G17 _ Office | NA-NA02-GN-G17 | NA02-GN-G17-Office | North Adelaide | NA | NA02 | 77 King William Road | GN | Ground Floor | G17 | 384 | Medicine | 384 | Adelaide Medical School | 15.39 | Office | 1 | Office Space Group | 101 | Office - Academic Staff |  | Excellent | 3,836.51 | NO
North Adelaide_NA02-77 King William Road_Ground Floor_G18 _ Office | NA-NA02-GN-G18 | NA02-GN-G18-Office | North Adelaide | NA | NA02 | 77 King William Road | GN | Ground Floor | G18 | 384 | Medicine | 384 | Adelaide Medical School | 8.18 | Office | 1 | Office Space Group | 101 | Office - Academic Staff |  | Excellent | 2,039.16 | NO
North Adelaide_NA02-77 King William Road_Ground Floor_G19 _ Office - Open Plan | NA-NA02-GN-G19 | NA02-GN-G19-Office - Open Plan | North Adelaide | NA | NA02 | 77 King William Road | GN | Ground Floor | G19 | 384 | Medicine | 384 | Adelaide Medical School | 63.3 | Office - Open Plan | 1 | Office Space Group | 112 | Open Plan - Academic Staff |  | Excellent | 15,779.79 | NO
North Adelaide_NA02-77 King William Road_Ground Floor_G20 _ Laboratory | NA-NA02-GN-G20 | NA02-GN-G20-Laboratory | North Adelaide | NA | NA02 | 77 King William Road | GN | Ground Floor | G20 | 384 | Medicine | 384 | Adelaide Medical School | 14.52 | Laboratory | 3 | Specialist Teaching or Research Space Group | 312 | Laboratory - Research Only |  | Excellent | 4,814.11 | NO
North Adelaide_NA02-77 King William Road_Ground Floor_G21 _ Laboratory | NA-NA02-GN-G21 | NA02-GN-G21-Laboratory | North Adelaide | NA | NA02 | 77 King William Road | GN | Ground Floor | G21 | 384 | Medicine | 384 | Adelaide Medical School | 14.58 | Laboratory | 3 | Specialist Teaching or Research Space Group | 312 | Laboratory - Research Only |  | Excellent | 4,834.00 | NO
North Adelaide_NA02-77 King William Road_Ground Floor_G22 _ Corr. | NA-NA02-GN-G22 | NA02-GN-G22-Corr. | North Adelaide | NA | NA02 | 77 King William Road | GN | Ground Floor | G22 | 384 | Medicine | 384 | Adelaide Medical School | 23.81 | Corr. | 8 | Non Useable Floor Area Space Group | 805 | Non-usable - Circulation space |  | Excellent | 0.00 | NO
North Adelaide_NA02-77 King William Road_Ground Floor_G23 _ Laboratory | NA-NA02-GN-G23 | NA02-GN-G23-Laboratory | North Adelaide | NA | NA02 | 77 King William Road | GN | Ground Floor | G23 | 384 | Medicine | 384 | Adelaide Medical School | 13.31 | Laboratory | 3 | Specialist Teaching or Research Space Group | 312 | Laboratory - Research Only |  | Excellent | 4,412.93 | NO
North Adelaide_NA02-77 King William Road_Ground Floor_G24 _ Laboratory | NA-NA02-GN-G24 | NA02-GN-G24-Laboratory | North Adelaide | NA | NA02 | 77 King William Road | GN | Ground Floor | G24 | 384 | Medicine | 384 | Adelaide Medical School | 13.09 | Laboratory | 3 | Specialist Teaching or Research Space Group | 312 | Laboratory - Research Only |  | Excellent | 4,339.99 | NO
North Adelaide_NA02-77 King William Road_Ground Floor_G25 _ Comms | NA-NA02-GN-G25 | NA02-GN-G25-Comms | North Adelaide | NA | NA02 | 77 King William Road | GN | Ground Floor | G25 | 384 | Medicine | 384 | Adelaide Medical School | 5.94 | Comms | 8 | Non Useable Floor Area Space Group | 812 | Non-usable - Comms/network system/Telephone/PABX |  | Excellent | 0.00 | NO
North Adelaide_NA02-77 King William Road_Ground Floor_G26 _ Work Room | NA-NA02-GN-G26 | NA02-GN-G26-Work Room | North Adelaide | NA | NA02 | 77 King William Road | GN | Ground Floor | G26 | 384 | Medicine | 384 | Adelaide Medical School | 5.59 | Work Room | 1 | Office Space Group | 101 | Office - Academic Staff |  | Excellent | 1,393.51 | NO
North Adelaide_NA02-77 King William Road_Ground Floor_G27 _ Tea Room | NA-NA02-GN-G27 | NA02-GN-G27-Tea Room | North Adelaide | NA | NA02 | 77 King William Road | GN | Ground Floor | G27 | 384 | Medicine | 384 | Adelaide Medical School | 4.35 | Tea Room | 6 | General Facility Space Group | 608 | General Facility - Kitchen/Servery/Food Storage |  | Excellent | 1,214.52 | NO
North Adelaide_NA02-77 King William Road_Ground Floor_G28 _ Meeting | NA-NA02-GN-G28 | NA02-GN-G28-Meeting | North Adelaide | NA | NA02 | 77 King William Road | GN | Ground Floor | G28 | 99967 | University Vacated | 99939 | Unusable Spaces | 8.59 | Meeting | 6 | General Facility Space Group | 601 | General Facility - Committee/Conference/Meeting room |  | Excellent | 2,398.33 | NO
North Adelaide_NA02-77 King William Road_Ground Floor_G29 _ Store | NA-NA02-GN-G29 | NA02-GN-G29-Store | North Adelaide | NA | NA02 | 77 King William Road | GN | Ground Floor | G29 | 99967 | University Vacated | 99939 | Unusable Spaces | 5.32 | Store | 4 | Ancillary Area Space Group | 419 | Ancillary Area - Store Room - Generic |  | Excellent | 1,167.06 | NO
North Adelaide_NA02-77 King William Road_Ground Floor_G30 _ Clinic | NA-NA02-GN-G30 | NA02-GN-G30-Clinic | North Adelaide | NA | NA02 | 77 King William Road | GN | Ground Floor | G30 | 99967 | University Vacated | 99939 | Unusable Spaces | 15.37 | Clinic | 3 | Specialist Teaching or Research Space Group | 314 | Clinical Areas Teaching Space - Undergraduate/Postgraduate |  | Excellent | 5,095.92 | NO
North Adelaide_NA02-77 King William Road_Ground Floor_G31 _ Clinic | NA-NA02-GN-G31 | NA02-GN-G31-Clinic | North Adelaide | NA | NA02 | 77 King William Road | GN | Ground Floor | G31 | 99967 | University Vacated | 99939 | Unusable Spaces | 13.01 | Clinic | 3 | Specialist Teaching or Research Space Group | 314 | Clinical Areas Teaching Space - Undergraduate/Postgraduate |  | Excellent | 4,313.47 | NO
North Adelaide_NA02-77 King William Road_Ground Floor_G32 _ Kitchen | NA-NA02-GN-G32 | NA02-GN-G32-Kitchen | North Adelaide | NA | NA02 | 77 King William Road | GN | Ground Floor | G32 | 99967 | University Vacated | 99939 | Unusable Spaces | 9.92 | Kitchen | 6 | General Facility Space Group | 608 | General Facility - Kitchen/Servery/Food Storage |  | Excellent | 2,769.66 | NO
North Adelaide_NA02-77 King William Road_Ground Floor_G32A _ Common | NA-NA02-GN-G32A | NA02-GN-G32A-Common | North Adelaide | NA | NA02 | 77 King William Road | GN | Ground Floor | G32A | 99967 | University Vacated | 99939 | Unusable Spaces | 10.1 | Common | 6 | General Facility Space Group | 607 | General Facility - Cafeteria/Refectory/Canteen/Dining Room |  | Excellent | 2,819.92 | NO
North Adelaide_NA02-77 King William Road_Ground Floor_G32B _ Office | NA-NA02-GN-G32B | NA02-GN-G32B-Office | North Adelaide | NA | NA02 | 77 King William Road | GN | Ground Floor | G32B | 99967 | University Vacated | 99939 | Unusable Spaces | 9.91 | Office | 1 | Office Space Group | 101 | Office - Academic Staff |  | Excellent | 2,470.42 | NO
North Adelaide_NA02-77 King William Road_Ground Floor_G33 _ Lobby | NA-NA02-GN-G33 | NA02-GN-G33-Lobby | North Adelaide | NA | NA02 | 77 King William Road | GN | Ground Floor | G33 | 99967 | University Vacated | 99939 | Unusable Spaces | 9.73 | Lobby | 8 | Non Useable Floor Area Space Group | 805 | Non-usable - Circulation space |  | Excellent | 0.00 | NO
North Adelaide_NA02-77 King William Road_Ground Floor_G33A _ Office | NA-NA02-GN-G33A | NA02-GN-G33A-Office | North Adelaide | NA | NA02 | 77 King William Road | GN | Ground Floor | G33A | 99967 | University Vacated | 99939 | Unusable Spaces | 16.43 | Office | 1 | Office Space Group | 101 | Office - Academic Staff |  | Excellent | 4,095.76 | NO
North Adelaide_NA02-77 King William Road_Ground Floor_G33B _ Office | NA-NA02-GN-G33B | NA02-GN-G33B-Office | North Adelaide | NA | NA02 | 77 King William Road | GN | Ground Floor | G33B | 99967 | University Vacated | 99939 | Unusable Spaces | 12.76 | Office | 1 | Office Space Group | 101 | Office - Academic Staff |  | Excellent | 3,180.89 | NO
North Adelaide_NA02-77 King William Road_Ground Floor_G33C _ Corr. | NA-NA02-GN-G33C | NA02-GN-G33C-Corr. | North Adelaide | NA | NA02 | 77 King William Road | GN | Ground Floor | G33C | 99967 | University Vacated | 99939 | Unusable Spaces | 15.71 | Corr. | 8 | Non Useable Floor Area Space Group | 805 | Non-usable - Circulation space |  | Excellent | 0.00 | NO
North Adelaide_NA02-77 King William Road_Ground Floor_G44 _ WC - M | NA-NA02-GN-G44 | NA02-GN-G44-WC - M | North Adelaide | NA | NA02 | 77 King William Road | GN | Ground Floor | G44 | 99939 | Unusable Spaces | 99939 | Unusable Spaces | 7.65 | WC - M | 8 | Non Useable Floor Area Space Group | 821 | Non-usable - Toilets/Amenities - Male |  | Unknown | 0.00 | NO
North Adelaide_NA02-77 King William Road_Ground Floor_G45 _ WC - F | NA-NA02-GN-G45 | NA02-GN-G45-WC - F | North Adelaide | NA | NA02 | 77 King William Road | GN | Ground Floor | G45 | 99939 | Unusable Spaces | 99939 | Unusable Spaces | 7.44 | WC - F | 8 | Non Useable Floor Area Space Group | 820 | Non-usable - Toilets/Amenities - Female |  | Unknown | 0.00 | NO
North Adelaide_NA02-77 King William Road_Ground Floor_G46 _ Cleaner | NA-NA02-GN-G46 | NA02-GN-G46-Cleaner | North Adelaide | NA | NA02 | 77 King William Road | GN | Ground Floor | G46 | 99939 | Unusable Spaces | 99939 | Unusable Spaces | 3.23 | Cleaner | 8 | Non Useable Floor Area Space Group | 806 | Non-usable - Cleaners room |  | Unknown | 0.00 | NO
North Adelaide_NA02-77 King William Road_Ground Floor_G47 _ A/L | NA-NA02-GN-G47 | NA02-GN-G47-A/L | North Adelaide | NA | NA02 | 77 King William Road | GN | Ground Floor | G47 | 99939 | Unusable Spaces | 99939 | Unusable Spaces | 3.28 | A/L | 8 | Non Useable Floor Area Space Group | 805 | Non-usable - Circulation space |  | Unknown | 0.00 | NO
North Adelaide_NA02-77 King William Road_Ground Floor_G48 _ Corr. | NA-NA02-GN-G48 | NA02-GN-G48-Corr. | North Adelaide | NA | NA02 | 77 King William Road | GN | Ground Floor | G48 | 99939 | Unusable Spaces | 99939 | Unusable Spaces | 9.72 | Corr. | 8 | Non Useable Floor Area Space Group | 805 | Non-usable - Circulation space |  | Unknown | 0.00 | NO
North Adelaide_NA02-77 King William Road_Ground Floor_G49 _ Fire Stair | NA-NA02-GN-G49 | NA02-GN-G49-Fire Stair | North Adelaide | NA | NA02 | 77 King William Road | GN | Ground Floor | G49 | 99939 | Unusable Spaces | 99939 | Unusable Spaces | 9.32 | Fire Stair | 8 | Non Useable Floor Area Space Group | 805 | Non-usable - Circulation space |  | Unknown | 0.00 | NO
North Adelaide_NA02-77 King William Road_Ground Floor_G50 _ Corr. | NA-NA02-GN-G50 | NA02-GN-G50-Corr. | North Adelaide | NA | NA02 | 77 King William Road | GN | Ground Floor | G50 | 99939 | Unusable Spaces | 99939 | Unusable Spaces | 24.43 | Corr. | 8 | Non Useable Floor Area Space Group | 805 | Non-usable - Circulation space |  | Unknown | 0.00 | NO
North Adelaide_NA02-77 King William Road_Ground Floor_G52 _ Corr. | NA-NA02-GN-G52 | NA02-GN-G52-Corr. | North Adelaide | NA | NA02 | 77 King William Road | GN | Ground Floor | G52 | 384 | Medicine | 384 | Adelaide Medical School | 12.88 | Corr. | 8 | Non Useable Floor Area Space Group | 805 | Non-usable - Circulation space |  | Excellent | 0.00 | NO
North Adelaide_NA03-Women's Change room - Pk 12_Ground Floor_G1 _ Changeroom - F | NA-NA03-GN-G1 | NA03-GN-G1-Changeroom - F | North Adelaide | NA | NA03 | Women's Change room - Pk 12 | GN | Ground Floor | G1 | 99995 | Uni of Adelaide Sports Association | 859 | Infrastructure | 28.18 | Changeroom - F | 8 | Non Useable Floor Area Space Group | 820 | Non-usable - Toilets/Amenities - Female |  | Unknown | 0.00 | NO
North Adelaide_NA03-Women's Change room - Pk 12_Ground Floor_G2 _ Washroom | NA-NA03-GN-G2 | NA03-GN-G2-Washroom | North Adelaide | NA | NA03 | Women's Change room - Pk 12 | GN | Ground Floor | G2 | 99995 | Uni of Adelaide Sports Association | 859 | Infrastructure | 6.18 | Washroom | 8 | Non Useable Floor Area Space Group | 835 | Non-usable - Toilets/Amenities - Other |  | Unknown | 0.00 | NO
North Adelaide_NA03-Women's Change room - Pk 12_Ground Floor_G2A _ Shower | NA-NA03-GN-G2A | NA03-GN-G2A-Shower | North Adelaide | NA | NA03 | Women's Change room - Pk 12 | GN | Ground Floor | G2A | 99995 | Uni of Adelaide Sports Association | 859 | Infrastructure | 2.49 | Shower | 8 | Non Useable Floor Area Space Group | 835 | Non-usable - Toilets/Amenities - Other |  | Unknown | 0.00 | NO
North Adelaide_NA03-Women's Change room - Pk 12_Ground Floor_G2B _ WC - F | NA-NA03-GN-G2B | NA03-GN-G2B-WC - F | North Adelaide | NA | NA03 | Women's Change room - Pk 12 | GN | Ground Floor | G2B | 99995 | Uni of Adelaide Sports Association | 859 | Infrastructure | 1.33 | WC - F | 8 | Non Useable Floor Area Space Group | 820 | Non-usable - Toilets/Amenities - Female |  | Unknown | 0.00 | NO
North Adelaide_NA03-Women's Change room - Pk 12_Ground Floor_G3 _ Washroom | NA-NA03-GN-G3 | NA03-GN-G3-Washroom | North Adelaide | NA | NA03 | Women's Change room - Pk 12 | GN | Ground Floor | G3 | 99995 | Uni of Adelaide Sports Association | 859 | Infrastructure | 6.17 | Washroom | 8 | Non Useable Floor Area Space Group | 835 | Non-usable - Toilets/Amenities - Other |  | Unknown | 0.00 | NO
North Adelaide_NA03-Women's Change room - Pk 12_Ground Floor_G3A _ WC - M | NA-NA03-GN-G3A | NA03-GN-G3A-WC - M | North Adelaide | NA | NA03 | Women's Change room - Pk 12 | GN | Ground Floor | G3A | 99995 | Uni of Adelaide Sports Association | 859 | Infrastructure | 1.33 | WC - M | 8 | Non Useable Floor Area Space Group | 821 | Non-usable - Toilets/Amenities - Male |  | Unknown | 0.00 | NO
North Adelaide_NA03-Women's Change room - Pk 12_Ground Floor_G3B _ Shower | NA-NA03-GN-G3B | NA03-GN-G3B-Shower | North Adelaide | NA | NA03 | Women's Change room - Pk 12 | GN | Ground Floor | G3B | 99995 | Uni of Adelaide Sports Association | 859 | Infrastructure | 2.49 | Shower | 8 | Non Useable Floor Area Space Group | 835 | Non-usable - Toilets/Amenities - Other |  | Unknown | 0.00 | NO
North Adelaide_NA03-Women's Change room - Pk 12_Ground Floor_G4 _ Changeroom - M | NA-NA03-GN-G4 | NA03-GN-G4-Changeroom - M | North Adelaide | NA | NA03 | Women's Change room - Pk 12 | GN | Ground Floor | G4 | 99995 | Uni of Adelaide Sports Association | 859 | Infrastructure | 28.16 | Changeroom - M | 8 | Non Useable Floor Area Space Group | 821 | Non-usable - Toilets/Amenities - Male |  | Unknown | 0.00 | NO
North Adelaide_NA04-Grandstand - Pk 10_First Floor_1.01 _ Grandstand Seats | NA-NA04-01-1.01 | NA04-01-1.01-Grandstand Seats | North Adelaide | NA | NA04 | Grandstand - Pk 10 | 01 | First Floor | 1.01 | 99995 | Uni of Adelaide Sports Association | 859 | Infrastructure | 72.61 | Grandstand Seats | 2 | Teaching Space Group | 200 | Teaching - Specific Type Not Defined |  | Unknown | 0.00 | NO
North Adelaide_NA04-Grandstand - Pk 10_Ground Floor_G01 _ Changeroom | NA-NA04-GN-G01 | NA04-GN-G01-Changeroom | North Adelaide | NA | NA04 | Grandstand - Pk 10 | GN | Ground Floor | G01 | 99995 | Uni of Adelaide Sports Association | 859 | Infrastructure | 37.37 | Changeroom | 8 | Non Useable Floor Area Space Group | 835 | Non-usable - Toilets/Amenities - Other |  | Unknown | 0.00 | NO
North Adelaide_NA04-Grandstand - Pk 10_Ground Floor_G02 _ Store | NA-NA04-GN-G02 | NA04-GN-G02-Store | North Adelaide | NA | NA04 | Grandstand - Pk 10 | GN | Ground Floor | G02 | 99995 | Uni of Adelaide Sports Association | 859 | Infrastructure | 3.92 | Store | 4 | Ancillary Area Space Group | 419 | Ancillary Area - Store Room - Generic |  | Unknown | 0.00 | NO
North Adelaide_NA04-Grandstand - Pk 10_Ground Floor_G03 _ Shower | NA-NA04-GN-G03 | NA04-GN-G03-Shower | North Adelaide | NA | NA04 | Grandstand - Pk 10 | GN | Ground Floor | G03 | 99995 | Uni of Adelaide Sports Association | 859 | Infrastructure | 10.25 | Shower | 8 | Non Useable Floor Area Space Group | 835 | Non-usable - Toilets/Amenities - Other |  | Unknown | 0.00 | NO
North Adelaide_NA04-Grandstand - Pk 10_Ground Floor_G04 _ Changeroom | NA-NA04-GN-G04 | NA04-GN-G04-Changeroom | North Adelaide | NA | NA04 | Grandstand - Pk 10 | GN | Ground Floor | G04 | 99995 | Uni of Adelaide Sports Association | 859 | Infrastructure | 30.96 | Changeroom | 8 | Non Useable Floor Area Space Group | 835 | Non-usable - Toilets/Amenities - Other |  | Unknown | 0.00 | NO
North Adelaide_NA04-Grandstand - Pk 10_Ground Floor_G05 _ Entrance | NA-NA04-GN-G05 | NA04-GN-G05-Entrance | North Adelaide | NA | NA04 | Grandstand - Pk 10 | GN | Ground Floor | G05 | 99995 | Uni of Adelaide Sports Association | 859 | Infrastructure | 5.15 | Entrance | 8 | Non Useable Floor Area Space Group | 805 | Non-usable - Circulation space |  | Unknown | 0.00 | NO
North Adelaide_NA04-Grandstand - Pk 10_Ground Floor_G06 _ WC | NA-NA04-GN-G06 | NA04-GN-G06-WC | North Adelaide | NA | NA04 | Grandstand - Pk 10 | GN | Ground Floor | G06 | 99995 | Uni of Adelaide Sports Association | 859 | Infrastructure | 7.03 | WC | 8 | Non Useable Floor Area Space Group | 835 | Non-usable - Toilets/Amenities - Other |  | Unknown | 0.00 | NO
North Adelaide_NA05-Main Oval Grandstand - Pk 12_First Floor_1.00 _ Stair | NA-NA05-01-1.00 | NA05-01-1.00-Stair | North Adelaide | NA | NA05 | Main Oval Grandstand - Pk 12 | 01 | First Floor | 1.00 | 99939 | Unusable Spaces | 99939 | Unusable Spaces | 4.2 | Stair | 8 | Non Useable Floor Area Space Group | 805 | Non-usable - Circulation space |  | Unknown | 0.00 | NO
North Adelaide_NA05-Main Oval Grandstand - Pk 12_First Floor_1.00A _ Landing | NA-NA05-01-1.00A | NA05-01-1.00A-Landing | North Adelaide | NA | NA05 | Main Oval Grandstand - Pk 12 | 01 | First Floor | 1.00A | 99995 | Uni of Adelaide Sports Association | 859 | Infrastructure | 4.59 | Landing | 8 | Non Useable Floor Area Space Group | 805 | Non-usable - Circulation space |  | Unknown | 0.00 | NO
North Adelaide_NA05-Main Oval Grandstand - Pk 12_First Floor_1.00B _ Stair | NA-NA05-01-1.00B | NA05-01-1.00B-Stair | North Adelaide | NA | NA05 | Main Oval Grandstand - Pk 12 | 01 | First Floor | 1.00B | 99939 | Unusable Spaces | 99939 | Unusable Spaces | 4.2 | Stair | 8 | Non Useable Floor Area Space Group | 805 | Non-usable - Circulation space |  | Unknown | 0.00 | NO
North Adelaide_NA05-Main Oval Grandstand - Pk 12_First Floor_1.00C _ Stair | NA-NA05-01-1.00C | NA05-01-1.00C-Stair | North Adelaide | NA | NA05 | Main Oval Grandstand - Pk 12 | 01 | First Floor | 1.00C | 99939 | Unusable Spaces | 99939 | Unusable Spaces | 4.2 | Stair | 8 | Non Useable Floor Area Space Group | 805 | Non-usable - Circulation space |  | Unknown | 0.00 | NO
North Adelaide_NA05-Main Oval Grandstand - Pk 12_First Floor_1.01 _ Grandstand Seats | NA-NA05-01-1.01 | NA05-01-1.01-Grandstand Seats | North Adelaide | NA | NA05 | Main Oval Grandstand - Pk 12 | 01 | First Floor | 1.01 | 99995 | Uni of Adelaide Sports Association | 859 | Infrastructure | 128.71 | Grandstand Seats | 2 | Teaching Space Group | 200 | Teaching - Specific Type Not Defined |  | Unknown | 0.00 | NO
North Adelaide_NA05-Main Oval Grandstand - Pk 12_First Floor_1.01A _ Stair | NA-NA05-01-1.01A | NA05-01-1.01A-Stair | North Adelaide | NA | NA05 | Main Oval Grandstand - Pk 12 | 01 | First Floor | 1.01A | 99939 | Unusable Spaces | 99939 | Unusable Spaces | 2.37 | Stair | 8 | Non Useable Floor Area Space Group | 805 | Non-usable - Circulation space |  | Unknown | 0.00 | NO
North Adelaide_NA05-Main Oval Grandstand - Pk 12_First Floor_1.02 _ Deck (UCA) | NA-NA05-01-1.02 | NA05-01-1.02-Deck (UCA) | North Adelaide | NA | NA05 | Main Oval Grandstand - Pk 12 | 01 | First Floor | 1.02 | 99995 | Uni of Adelaide Sports Association | 859 | Infrastructure | 7.15 | Deck (UCA) | 8 | Non Useable Floor Area Space Group | 839 | Non-usable - Verandah/Balcony |  | Unknown | 0.00 | NO
North Adelaide_NA05-Main Oval Grandstand - Pk 12_First Floor_1.03 _ "Long Room" | NA-NA05-01-1.03 | NA05-01-1.03-"Long Room" | North Adelaide | NA | NA05 | Main Oval Grandstand - Pk 12 | 01 | First Floor | 1.03 | 99995 | Uni of Adelaide Sports Association | 859 | Infrastructure | 58.9 | "Long Room" | 6 | General Facility Space Group | 609 | General Facility - Recreation Room/Lounge/Bar/Social space |  | Unknown | 0.00 | NO
North Adelaide_NA05-Main Oval Grandstand - Pk 12_First Floor_1.03A _ VSR | NA-NA05-01-1.03A | NA05-01-1.03A-VSR | North Adelaide | NA | NA05 | Main Oval Grandstand - Pk 12 | 01 | First Floor | 1.03A | 99939 | Unusable Spaces | 99939 | Unusable Spaces | 0.09 | VSR | 8 | Non Useable Floor Area Space Group | 840 | Non-usable - Service riser |  | Unknown | 0.00 | NO
North Adelaide_NA05-Main Oval Grandstand - Pk 12_First Floor_1.04 _ Bar | NA-NA05-01-1.04 | NA05-01-1.04-Bar | North Adelaide | NA | NA05 | Main Oval Grandstand - Pk 12 | 01 | First Floor | 1.04 | 99995 | Uni of Adelaide Sports Association | 859 | Infrastructure | 6.85 | Bar | 6 | General Facility Space Group | 609 | General Facility - Recreation Room/Lounge/Bar/Social space |  | Unknown | 0.00 | NO
North Adelaide_NA05-Main Oval Grandstand - Pk 12_First Floor_1.05 _ Kitchen | NA-NA05-01-1.05 | NA05-01-1.05-Kitchen | North Adelaide | NA | NA05 | Main Oval Grandstand - Pk 12 | 01 | First Floor | 1.05 | 99995 | Uni of Adelaide Sports Association | 859 | Infrastructure | 9.99 | Kitchen | 6 | General Facility Space Group | 608 | General Facility - Kitchen/Servery/Food Storage |  | Unknown | 0.00 | NO
North Adelaide_NA05-Main Oval Grandstand - Pk 12_Ground Floor_G0 _ Steps | NA-NA05-GN-G0 | NA05-GN-G0-Steps | North Adelaide | NA | NA05 | Main Oval Grandstand - Pk 12 | GN | Ground Floor | G0 | 99995 | Uni of Adelaide Sports Association | 859 | Infrastructure | 2.89 | Steps | 8 | Non Useable Floor Area Space Group | 805 | Non-usable - Circulation space |  | Unknown | 0.00 | NO
North Adelaide_NA05-Main Oval Grandstand - Pk 12_Ground Floor_G1 _ Foyer | NA-NA05-GN-G1 | NA05-GN-G1-Foyer | North Adelaide | NA | NA05 | Main Oval Grandstand - Pk 12 | GN | Ground Floor | G1 | 99995 | Uni of Adelaide Sports Association | 859 | Infrastructure | 20.63 | Foyer | 8 | Non Useable Floor Area Space Group | 805 | Non-usable - Circulation space |  | Unknown | 0.00 | NO
North Adelaide_NA05-Main Oval Grandstand - Pk 12_Ground Floor_G1A _ Umpires Room | NA-NA05-GN-G1A | NA05-GN-G1A-Umpires Room | North Adelaide | NA | NA05 | Main Oval Grandstand - Pk 12 | GN | Ground Floor | G1A | 99995 | Uni of Adelaide Sports Association | 859 | Infrastructure | 10.69 | Umpires Room | 6 | General Facility Space Group | 600 | General Facility - Specific type not defined |  | Unknown | 0.00 | NO
North Adelaide_NA05-Main Oval Grandstand - Pk 12_Ground Floor_G1B _ Shower - Umpires | NA-NA05-GN-G1B | NA05-GN-G1B-Shower - Umpires | North Adelaide | NA | NA05 | Main Oval Grandstand - Pk 12 | GN | Ground Floor | G1B | 99995 | Uni of Adelaide Sports Association | 859 | Infrastructure | 4.28 | Shower - Umpires | 8 | Non Useable Floor Area Space Group | 835 | Non-usable - Toilets/Amenities - Other |  | Unknown | 0.00 | NO
North Adelaide_NA05-Main Oval Grandstand - Pk 12_Ground Floor_G1C _ WC - Umpire | NA-NA05-GN-G1C | NA05-GN-G1C-WC - Umpire | North Adelaide | NA | NA05 | Main Oval Grandstand - Pk 12 | GN | Ground Floor | G1C | 99995 | Uni of Adelaide Sports Association | 859 | Infrastructure | 1.18 | WC - Umpire | 8 | Non Useable Floor Area Space Group | 835 | Non-usable - Toilets/Amenities - Other |  | Unknown | 0.00 | NO
North Adelaide_NA05-Main Oval Grandstand - Pk 12_Ground Floor_G2A _ Changeroom / Store | NA-NA05-GN-G2A | NA05-GN-G2A-Changeroom / Store | North Adelaide | NA | NA05 | Main Oval Grandstand - Pk 12 | GN | Ground Floor | G2A | 99995 | Uni of Adelaide Sports Association | 859 | Infrastructure | 47.67 | Changeroom / Store | 8 | Non Useable Floor Area Space Group | 835 | Non-usable - Toilets/Amenities - Other |  | Unknown | 0.00 | NO
North Adelaide_NA05-Main Oval Grandstand - Pk 12_Ground Floor_G2B _ Store | NA-NA05-GN-G2B | NA05-GN-G2B-Store | North Adelaide | NA | NA05 | Main Oval Grandstand - Pk 12 | GN | Ground Floor | G2B | 859 | Infrastructure Office | 859 | Infrastructure | 14.39 | Store | 4 | Ancillary Area Space Group | 419 | Ancillary Area - Store Room - Generic |  | Unknown | 0.00 | NO
North Adelaide_NA05-Main Oval Grandstand - Pk 12_Ground Floor_G2C _ Store | NA-NA05-GN-G2C | NA05-GN-G2C-Store | North Adelaide | NA | NA05 | Main Oval Grandstand - Pk 12 | GN | Ground Floor | G2C | 859 | Infrastructure Office | 859 | Infrastructure | 4.61 | Store | 4 | Ancillary Area Space Group | 419 | Ancillary Area - Store Room - Generic |  | Unknown | 0.00 | NO
North Adelaide_NA05-Main Oval Grandstand - Pk 12_Ground Floor_G2D _ Store | NA-NA05-GN-G2D | NA05-GN-G2D-Store | North Adelaide | NA | NA05 | Main Oval Grandstand - Pk 12 | GN | Ground Floor | G2D | 99995 | Uni of Adelaide Sports Association | 859 | Infrastructure | 4.99 | Store | 4 | Ancillary Area Space Group | 419 | Ancillary Area - Store Room - Generic |  | Unknown | 0.00 | NO
North Adelaide_NA05-Main Oval Grandstand - Pk 12_Ground Floor_G2E _ Groundsmen | NA-NA05-GN-G2E | NA05-GN-G2E-Groundsmen | North Adelaide | NA | NA05 | Main Oval Grandstand - Pk 12 | GN | Ground Floor | G2E | 859 | Infrastructure Office | 859 | Infrastructure | 9.34 | Groundsmen | 6 | General Facility Space Group | 600 | General Facility - Specific type not defined |  | Unknown | 0.00 | NO
North Adelaide_NA05-Main Oval Grandstand - Pk 12_Ground Floor_G3 _ WC | NA-NA05-GN-G3 | NA05-GN-G3-WC | North Adelaide | NA | NA05 | Main Oval Grandstand - Pk 12 | GN | Ground Floor | G3 | 99995 | Uni of Adelaide Sports Association | 859 | Infrastructure | 4.76 | WC | 8 | Non Useable Floor Area Space Group | 835 | Non-usable - Toilets/Amenities - Other |  | Unknown | 0.00 | NO
North Adelaide_NA05-Main Oval Grandstand - Pk 12_Ground Floor_G3A _ Shower | NA-NA05-GN-G3A | NA05-GN-G3A-Shower | North Adelaide | NA | NA05 | Main Oval Grandstand - Pk 12 | GN | Ground Floor | G3A | 99995 | Uni of Adelaide Sports Association | 859 | Infrastructure | 5.75 | Shower | 8 | Non Useable Floor Area Space Group | 835 | Non-usable - Toilets/Amenities - Other |  | Unknown | 0.00 | NO
North Adelaide_NA05-Main Oval Grandstand - Pk 12_Ground Floor_G3B _ WC | NA-NA05-GN-G3B | NA05-GN-G3B-WC | North Adelaide | NA | NA05 | Main Oval Grandstand - Pk 12 | GN | Ground Floor | G3B | 99995 | Uni of Adelaide Sports Association | 859 | Infrastructure | 1.16 | WC | 8 | Non Useable Floor Area Space Group | 835 | Non-usable - Toilets/Amenities - Other |  | Unknown | 0.00 | NO
North Adelaide_NA05-Main Oval Grandstand - Pk 12_Ground Floor_G4 _ Changeroom | NA-NA05-GN-G4 | NA05-GN-G4-Changeroom | North Adelaide | NA | NA05 | Main Oval Grandstand - Pk 12 | GN | Ground Floor | G4 | 99995 | Uni of Adelaide Sports Association | 859 | Infrastructure | 79.2 | Changeroom | 8 | Non Useable Floor Area Space Group | 835 | Non-usable - Toilets/Amenities - Other |  | Unknown | 0.00 | NO
North Adelaide_NA05-Main Oval Grandstand - Pk 12_Ground Floor_G4A _ First Aid | NA-NA05-GN-G4A | NA05-GN-G4A-First Aid | North Adelaide | NA | NA05 | Main Oval Grandstand - Pk 12 | GN | Ground Floor | G4A | 99995 | Uni of Adelaide Sports Association | 859 | Infrastructure | 12.97 | First Aid | 4 | Ancillary Area Space Group | 400 | Ancillary Area - Specific Type Not Defined |  | Unknown | 0.00 | NO
North Adelaide_NA05-Main Oval Grandstand - Pk 12_Ground Floor_G4B _ Shower | NA-NA05-GN-G4B | NA05-GN-G4B-Shower | North Adelaide | NA | NA05 | Main Oval Grandstand - Pk 12 | GN | Ground Floor | G4B | 99995 | Uni of Adelaide Sports Association | 859 | Infrastructure | 5.71 | Shower | 8 | Non Useable Floor Area Space Group | 835 | Non-usable - Toilets/Amenities - Other |  | Unknown | 0.00 | NO
North Adelaide_NA05-Main Oval Grandstand - Pk 12_Ground Floor_G4C _ WC | NA-NA05-GN-G4C | NA05-GN-G4C-WC | North Adelaide | NA | NA05 | Main Oval Grandstand - Pk 12 | GN | Ground Floor | G4C | 99995 | Uni of Adelaide Sports Association | 859 | Infrastructure | 8.23 | WC | 8 | Non Useable Floor Area Space Group | 835 | Non-usable - Toilets/Amenities - Other |  | Unknown | 0.00 | NO
North Adelaide_NA05-Main Oval Grandstand - Pk 12_Ground Floor_G4D _ WC - M | NA-NA05-GN-G4D | NA05-GN-G4D-WC - M | North Adelaide | NA | NA05 | Main Oval Grandstand - Pk 12 | GN | Ground Floor | G4D | 99995 | Uni of Adelaide Sports Association | 859 | Infrastructure | 7.35 | WC - M | 8 | Non Useable Floor Area Space Group | 821 | Non-usable - Toilets/Amenities - Male |  | Unknown | 0.00 | NO
North Adelaide_NA05-Main Oval Grandstand - Pk 12_Ground Floor_G4E _ WC | NA-NA05-GN-G4E | NA05-GN-G4E-WC | North Adelaide | NA | NA05 | Main Oval Grandstand - Pk 12 | GN | Ground Floor | G4E | 99995 | Uni of Adelaide Sports Association | 859 | Infrastructure | 1.36 | WC | 8 | Non Useable Floor Area Space Group | 835 | Non-usable - Toilets/Amenities - Other |  | Unknown | 0.00 | NO
North Adelaide_NA05-Main Oval Grandstand - Pk 12_Ground Floor_G4F _ WC | NA-NA05-GN-G4F | NA05-GN-G4F-WC | North Adelaide | NA | NA05 | Main Oval Grandstand - Pk 12 | GN | Ground Floor | G4F | 99995 | Uni of Adelaide Sports Association | 859 | Infrastructure | 1.34 | WC | 8 | Non Useable Floor Area Space Group | 835 | Non-usable - Toilets/Amenities - Other |  | Unknown | 0.00 | NO
North Adelaide_NA05-Main Oval Grandstand - Pk 12_Ground Floor_G4G _ WC | NA-NA05-GN-G4G | NA05-GN-G4G-WC | North Adelaide | NA | NA05 | Main Oval Grandstand - Pk 12 | GN | Ground Floor | G4G | 99995 | Uni of Adelaide Sports Association | 859 | Infrastructure | 1.36 | WC | 8 | Non Useable Floor Area Space Group | 835 | Non-usable - Toilets/Amenities - Other |  | Unknown | 0.00 | NO
North Adelaide_NA05-Main Oval Grandstand - Pk 12_Ground Floor_G5 _ WC - Access | NA-NA05-GN-G5 | NA05-GN-G5-WC - Access | North Adelaide | NA | NA05 | Main Oval Grandstand - Pk 12 | GN | Ground Floor | G5 | 99995 | Uni of Adelaide Sports Association | 859 | Infrastructure | 3.84 | WC - Access | 8 | Non Useable Floor Area Space Group | 818 | Non-usable - Toilets/Amenities - Unisex Accessible |  | Unknown | 0.00 | NO
North Adelaide_NA05-Main Oval Grandstand - Pk 12_Ground Floor_G6 _ WC - F | NA-NA05-GN-G6 | NA05-GN-G6-WC - F | North Adelaide | NA | NA05 | Main Oval Grandstand - Pk 12 | GN | Ground Floor | G6 | 99995 | Uni of Adelaide Sports Association | 859 | Infrastructure | 7.37 | WC - F | 8 | Non Useable Floor Area Space Group | 820 | Non-usable - Toilets/Amenities - Female |  | Unknown | 0.00 | NO
North Adelaide_NA06-Main Oval Groundsman Workshop - Pk 12_Ground Floor_G1 _ Store / Staff | NA-NA06-GN-G1 | NA06-GN-G1-Store / Staff | North Adelaide | NA | NA06 | Main Oval Groundsman Workshop - Pk 12 | GN | Ground Floor | G1 | 859 | Infrastructure Office | 859 | Infrastructure | 13.14 | Store / Staff | 4 | Ancillary Area Space Group | 419 | Ancillary Area - Store Room - Generic |  | Unknown | 0.00 | NO
North Adelaide_NA06-Main Oval Groundsman Workshop - Pk 12_Ground Floor_G2 _ Store - Paint | NA-NA06-GN-G2 | NA06-GN-G2-Store - Paint | North Adelaide | NA | NA06 | Main Oval Groundsman Workshop - Pk 12 | GN | Ground Floor | G2 | 859 | Infrastructure Office | 859 | Infrastructure | 15.02 | Store - Paint | 4 | Ancillary Area Space Group | 419 | Ancillary Area - Store Room - Generic |  | Unknown | 0.00 | NO
North Adelaide_NA06-Main Oval Groundsman Workshop - Pk 12_Ground Floor_G3 _ Store | NA-NA06-GN-G3 | NA06-GN-G3-Store | North Adelaide | NA | NA06 | Main Oval Groundsman Workshop - Pk 12 | GN | Ground Floor | G3 | 859 | Infrastructure Office | 859 | Infrastructure | 153.22 | Store | 4 | Ancillary Area Space Group | 419 | Ancillary Area - Store Room - Generic |  | Unknown | 0.00 | NO
North Adelaide_NA08-Pumping Station - Pk 10_Ground Floor_G1 _ Park 10 Pump Station | NA-NA08-GN-G1 | NA08-GN-G1-Park 10 Pump Station | North Adelaide | NA | NA08 | Pumping Station - Pk 10 | GN | Ground Floor | G1 | 859 | Infrastructure Office | 859 | Infrastructure | 4 | Park 10 Pump Station | 8 | Non Useable Floor Area Space Group | 811 | Non-usable - Plant room other |  | Unknown | 0.00 | NO
North Adelaide_NA09-Pumping Station - Pk 12_Ground Floor_G1 _ Park 12 Pump Station | NA-NA09-GN-G1 | NA09-GN-G1-Park 12 Pump Station | North Adelaide | NA | NA09 | Pumping Station - Pk 12 | GN | Ground Floor | G1 | 859 | Infrastructure Office | 859 | Infrastructure | 4 | Park 12 Pump Station | 8 | Non Useable Floor Area Space Group | 811 | Non-usable - Plant room other |  | Unknown | 0.00 | NO
North Adelaide_NA10-Score Box - Pk 12_Ground Floor_G1 _ Score Box | NA-NA10-GN-G1 | NA10-GN-G1-Score Box | North Adelaide | NA | NA10 | Score Box - Pk 12 | GN | Ground Floor | G1 | 99995 | Uni of Adelaide Sports Association | 859 | Infrastructure | 8.12 | Score Box | 6 | General Facility Space Group | 610 | General Facility - Indoor Sporting Facilities including Swimming Pool |  | Unknown | 0.00 | NO
North Adelaide_NA12-Workshop - Pk 10_Ground Floor_G1 _ Workshop | NA-NA12-GN-G1 | NA12-GN-G1-Workshop | North Adelaide | NA | NA12 | Workshop - Pk 10 | GN | Ground Floor | G1 | 859 | Infrastructure Office | 859 | Infrastructure | 64.49 | Workshop | 4 | Ancillary Area Space Group | 403 | Ancillary Area - Workshop |  | Unknown | 0.00 | NO
North Adelaide_NA13-Graduates Clubrooms_Ground Floor_G.01 _ Viewing Room | NA-NA13-GN-G.01 | NA13-GN-G.01-Viewing Room | North Adelaide | NA | NA13 | Graduates Clubrooms | GN | Ground Floor | G.01 | 99995 | Uni of Adelaide Sports Association | 859 | Infrastructure | 186.57 | Viewing Room | 6 | General Facility Space Group | 609 | General Facility - Recreation Room/Lounge/Bar/Social space |  | Excellent | 52,090.35 | NO
North Adelaide_NA13-Graduates Clubrooms_Ground Floor_G.02 _ Servery | NA-NA13-GN-G.02 | NA13-GN-G.02-Servery | North Adelaide | NA | NA13 | Graduates Clubrooms | GN | Ground Floor | G.02 | 99995 | Uni of Adelaide Sports Association | 859 | Infrastructure | 14.9 | Servery | 6 | General Facility Space Group | 608 | General Facility - Kitchen/Servery/Food Storage |  | Excellent | 4,160.08 | NO
North Adelaide_NA13-Graduates Clubrooms_Ground Floor_G.03 _ Kitchen | NA-NA13-GN-G.03 | NA13-GN-G.03-Kitchen | North Adelaide | NA | NA13 | Graduates Clubrooms | GN | Ground Floor | G.03 | 99995 | Uni of Adelaide Sports Association | 859 | Infrastructure | 11.76 | Kitchen | 6 | General Facility Space Group | 608 | General Facility - Kitchen/Servery/Food Storage |  | Excellent | 3,283.39 | NO
North Adelaide_NA13-Graduates Clubrooms_Ground Floor_G.05 _ Store - Kitchen | NA-NA13-GN-G.05 | NA13-GN-G.05-Store - Kitchen | North Adelaide | NA | NA13 | Graduates Clubrooms | GN | Ground Floor | G.05 | 99995 | Uni of Adelaide Sports Association | 859 | Infrastructure | 9.12 | Store - Kitchen | 4 | Ancillary Area Space Group | 419 | Ancillary Area - Store Room - Generic |  | Excellent | 2,000.67 | NO
North Adelaide_NA13-Graduates Clubrooms_Ground Floor_G.05A _ Store | NA-NA13-GN-G.05A | NA13-GN-G.05A-Store | North Adelaide | NA | NA13 | Graduates Clubrooms | GN | Ground Floor | G.05A | 99995 | Uni of Adelaide Sports Association | 859 | Infrastructure | 11.76 | Store | 4 | Ancillary Area Space Group | 419 | Ancillary Area - Store Room - Generic |  | Excellent | 2,579.81 | NO
North Adelaide_NA13-Graduates Clubrooms_Ground Floor_G.06 _ Cabinet Room | NA-NA13-GN-G.06 | NA13-GN-G.06-Cabinet Room | North Adelaide | NA | NA13 | Graduates Clubrooms | GN | Ground Floor | G.06 | 99995 | Uni of Adelaide Sports Association | 859 | Infrastructure | 34.75 | Cabinet Room | 4 | Ancillary Area Space Group | 406 | Ancillary Area - Display Area/ Museum/ Research Collection |  | Excellent | 7,623.16 | NO
North Adelaide_NA13-Graduates Clubrooms_Ground Floor_G.07 _ A/L | NA-NA13-GN-G.07 | NA13-GN-G.07-A/L | North Adelaide | NA | NA13 | Graduates Clubrooms | GN | Ground Floor | G.07 | 99995 | Uni of Adelaide Sports Association | 859 | Infrastructure | 9.02 | A/L | 8 | Non Useable Floor Area Space Group | 805 | Non-usable - Circulation space |  | Excellent | 0.00 | NO
North Adelaide_NA13-Graduates Clubrooms_Ground Floor_G.08 _ WC - F | NA-NA13-GN-G.08 | NA13-GN-G.08-WC - F | North Adelaide | NA | NA13 | Graduates Clubrooms | GN | Ground Floor | G.08 | 99995 | Uni of Adelaide Sports Association | 859 | Infrastructure | 10.26 | WC - F | 8 | Non Useable Floor Area Space Group | 820 | Non-usable - Toilets/Amenities - Female |  | Excellent | 0.00 | NO
North Adelaide_NA13-Graduates Clubrooms_Ground Floor_G.09 _ WC - M | NA-NA13-GN-G.09 | NA13-GN-G.09-WC - M | North Adelaide | NA | NA13 | Graduates Clubrooms | GN | Ground Floor | G.09 | 99995 | Uni of Adelaide Sports Association | 859 | Infrastructure | 10.01 | WC - M | 8 | Non Useable Floor Area Space Group | 821 | Non-usable - Toilets/Amenities - Male |  | Excellent | 0.00 | NO
North Adelaide_NA13-Graduates Clubrooms_Ground Floor_G.10 _ WC - Access | NA-NA13-GN-G.10 | NA13-GN-G.10-WC - Access | North Adelaide | NA | NA13 | Graduates Clubrooms | GN | Ground Floor | G.10 | 99995 | Uni of Adelaide Sports Association | 859 | Infrastructure | 6.9 | WC - Access | 8 | Non Useable Floor Area Space Group | 818 | Non-usable - Toilets/Amenities - Unisex Accessible |  | Excellent | 0.00 | NO
North Adelaide_NA13-Graduates Clubrooms_Ground Floor_G.11 _ WC | NA-NA13-GN-G.11 | NA13-GN-G.11-WC | North Adelaide | NA | NA13 | Graduates Clubrooms | GN | Ground Floor | G.11 | 99995 | Uni of Adelaide Sports Association | 859 | Infrastructure | 1.71 | WC | 8 | Non Useable Floor Area Space Group | 835 | Non-usable - Toilets/Amenities - Other |  | Excellent | 0.00 | NO
North Adelaide_NA13-Graduates Clubrooms_Ground Floor_G.12 _ VSR | NA-NA13-GN-G.12 | NA13-GN-G.12-VSR | North Adelaide | NA | NA13 | Graduates Clubrooms | GN | Ground Floor | G.12 | 99995 | Uni of Adelaide Sports Association | 859 | Infrastructure | 4.41 | VSR | 8 | Non Useable Floor Area Space Group | 815 | Non-usable - Switch room |  | Excellent | 0.00 | NO
North Adelaide_NA13-Graduates Clubrooms_Ground Floor_G.12A _ VSR | NA-NA13-GN-G.12A | NA13-GN-G.12A-VSR | North Adelaide | NA | NA13 | Graduates Clubrooms | GN | Ground Floor | G.12A | 99995 | Uni of Adelaide Sports Association | 859 | Infrastructure | 0.98 | VSR | 8 | Non Useable Floor Area Space Group | 840 | Non-usable - Service riser |  | Excellent | 0.00 | NO
North Adelaide_NA13-Graduates Clubrooms_Ground Floor_G.13 _ Store | NA-NA13-GN-G.13 | NA13-GN-G.13-Store | North Adelaide | NA | NA13 | Graduates Clubrooms | GN | Ground Floor | G.13 | 99995 | Uni of Adelaide Sports Association | 859 | Infrastructure | 8.78 | Store | 4 | Ancillary Area Space Group | 419 | Ancillary Area - Store Room - Generic |  | Excellent | 1,926.08 | NO
North Adelaide_NA13-Graduates Clubrooms_Ground Floor_G.14 _ Balcony (UCA) | NA-NA13-GN-G.14 | NA13-GN-G.14-Balcony (UCA) | North Adelaide | NA | NA13 | Graduates Clubrooms | GN | Ground Floor | G.14 | 99995 | Uni of Adelaide Sports Association | 859 | Infrastructure | 104.75 | Balcony (UCA) | 8 | Non Useable Floor Area Space Group | 839 | Non-usable - Verandah/Balcony |  | Excellent | 0.00 | NO
North Adelaide_NA13-Graduates Clubrooms_Ground Floor_G.15 _ Entry | NA-NA13-GN-G.15 | NA13-GN-G.15-Entry | North Adelaide | NA | NA13 | Graduates Clubrooms | GN | Ground Floor | G.15 | 99995 | Uni of Adelaide Sports Association | 859 | Infrastructure | 11.41 | Entry | 8 | Non Useable Floor Area Space Group | 805 | Non-usable - Circulation space |  | Excellent | 0.00 | NO
North Adelaide_NA13-Graduates Clubrooms_Lower Ground_LG.01 _ Lobby | NA-NA13-LG-LG.01 | NA13-LG-LG.01-Lobby | North Adelaide | NA | NA13 | Graduates Clubrooms | LG | Lower Ground | LG.01 | 99995 | Uni of Adelaide Sports Association | 859 | Infrastructure | 39.99 | Lobby | 8 | Non Useable Floor Area Space Group | 805 | Non-usable - Circulation space |  | Excellent | 0.00 | NO
North Adelaide_NA13-Graduates Clubrooms_Lower Ground_LG.02 _ Changeroom | NA-NA13-LG-LG.02 | NA13-LG-LG.02-Changeroom | North Adelaide | NA | NA13 | Graduates Clubrooms | LG | Lower Ground | LG.02 | 99995 | Uni of Adelaide Sports Association | 859 | Infrastructure | 36.75 | Changeroom | 8 | Non Useable Floor Area Space Group | 835 | Non-usable - Toilets/Amenities - Other |  | Excellent | 0.00 | NO
North Adelaide_NA13-Graduates Clubrooms_Lower Ground_LG.03 _ Shower | NA-NA13-LG-LG.03 | NA13-LG-LG.03-Shower | North Adelaide | NA | NA13 | Graduates Clubrooms | LG | Lower Ground | LG.03 | 99995 | Uni of Adelaide Sports Association | 859 | Infrastructure | 14.2 | Shower | 8 | Non Useable Floor Area Space Group | 835 | Non-usable - Toilets/Amenities - Other |  | Excellent | 0.00 | NO
North Adelaide_NA13-Graduates Clubrooms_Lower Ground_LG.04 _ Changeroom | NA-NA13-LG-LG.04 | NA13-LG-LG.04-Changeroom | North Adelaide | NA | NA13 | Graduates Clubrooms | LG | Lower Ground | LG.04 | 99995 | Uni of Adelaide Sports Association | 859 | Infrastructure | 6.55 | Changeroom | 8 | Non Useable Floor Area Space Group | 835 | Non-usable - Toilets/Amenities - Other |  | Excellent | 0.00 | NO
North Adelaide_NA13-Graduates Clubrooms_Lower Ground_LG.05 _ Shower | NA-NA13-LG-LG.05 | NA13-LG-LG.05-Shower | North Adelaide | NA | NA13 | Graduates Clubrooms | LG | Lower Ground | LG.05 | 99995 | Uni of Adelaide Sports Association | 859 | Infrastructure | 14.2 | Shower | 8 | Non Useable Floor Area Space Group | 835 | Non-usable - Toilets/Amenities - Other |  | Excellent | 0.00 | NO
North Adelaide_NA13-Graduates Clubrooms_Lower Ground_LG.06 _ Changeroom | NA-NA13-LG-LG.06 | NA13-LG-LG.06-Changeroom | North Adelaide | NA | NA13 | Graduates Clubrooms | LG | Lower Ground | LG.06 | 99995 | Uni of Adelaide Sports Association | 859 | Infrastructure | 40.17 | Changeroom | 8 | Non Useable Floor Area Space Group | 835 | Non-usable - Toilets/Amenities - Other |  | Excellent | 0.00 | NO
North Adelaide_NA13-Graduates Clubrooms_Lower Ground_LG.07 _ Store | NA-NA13-LG-LG.07 | NA13-LG-LG.07-Store | North Adelaide | NA | NA13 | Graduates Clubrooms | LG | Lower Ground | LG.07 | 99995 | Uni of Adelaide Sports Association | 859 | Infrastructure | 19.21 | Store | 4 | Ancillary Area Space Group | 416 | Ancillary Area - Locker Storage/Room |  | Excellent | 4,214.13 | NO
North Adelaide_NA13-Graduates Clubrooms_Lower Ground_LG.08 _ Store | NA-NA13-LG-LG.08 | NA13-LG-LG.08-Store | North Adelaide | NA | NA13 | Graduates Clubrooms | LG | Lower Ground | LG.08 | 99995 | Uni of Adelaide Sports Association | 859 | Infrastructure | 14.97 | Store | 4 | Ancillary Area Space Group | 416 | Ancillary Area - Locker Storage/Room |  | Excellent | 3,283.99 | NO
North Adelaide_NA13-Graduates Clubrooms_Lower Ground_LG.09 _ Changeroom | NA-NA13-LG-LG.09 | NA13-LG-LG.09-Changeroom | North Adelaide | NA | NA13 | Graduates Clubrooms | LG | Lower Ground | LG.09 | 99995 | Uni of Adelaide Sports Association | 859 | Infrastructure | 40.17 | Changeroom | 8 | Non Useable Floor Area Space Group | 835 | Non-usable - Toilets/Amenities - Other |  | Excellent | 0.00 | NO
North Adelaide_NA13-Graduates Clubrooms_Lower Ground_LG.10 _ Shower | NA-NA13-LG-LG.10 | NA13-LG-LG.10-Shower | North Adelaide | NA | NA13 | Graduates Clubrooms | LG | Lower Ground | LG.10 | 99995 | Uni of Adelaide Sports Association | 859 | Infrastructure | 14.2 | Shower | 8 | Non Useable Floor Area Space Group | 835 | Non-usable - Toilets/Amenities - Other |  | Excellent | 0.00 | NO
North Adelaide_NA13-Graduates Clubrooms_Lower Ground_LG.11 _ Changeroom | NA-NA13-LG-LG.11 | NA13-LG-LG.11-Changeroom | North Adelaide | NA | NA13 | Graduates Clubrooms | LG | Lower Ground | LG.11 | 99995 | Uni of Adelaide Sports Association | 859 | Infrastructure | 6.55 | Changeroom | 8 | Non Useable Floor Area Space Group | 835 | Non-usable - Toilets/Amenities - Other |  | Excellent | 0.00 | NO
North Adelaide_NA13-Graduates Clubrooms_Lower Ground_LG.12 _ Shower | NA-NA13-LG-LG.12 | NA13-LG-LG.12-Shower | North Adelaide | NA | NA13 | Graduates Clubrooms | LG | Lower Ground | LG.12 | 99995 | Uni of Adelaide Sports Association | 859 | Infrastructure | 14.2 | Shower | 8 | Non Useable Floor Area Space Group | 835 | Non-usable - Toilets/Amenities - Other |  | Excellent | 0.00 | NO
North Adelaide_NA13-Graduates Clubrooms_Lower Ground_LG.13 _ Changeroom | NA-NA13-LG-LG.13 | NA13-LG-LG.13-Changeroom | North Adelaide | NA | NA13 | Graduates Clubrooms | LG | Lower Ground | LG.13 | 99995 | Uni of Adelaide Sports Association | 859 | Infrastructure | 36.75 | Changeroom | 8 | Non Useable Floor Area Space Group | 835 | Non-usable - Toilets/Amenities - Other |  | Excellent | 0.00 | NO
North Adelaide_NA13-Graduates Clubrooms_Lower Ground_LG.14 _ VSR | NA-NA13-LG-LG.14 | NA13-LG-LG.14-VSR | North Adelaide | NA | NA13 | Graduates Clubrooms | LG | Lower Ground | LG.14 | 99995 | Uni of Adelaide Sports Association | 859 | Infrastructure | 11.13 | VSR | 8 | Non Useable Floor Area Space Group | 815 | Non-usable - Switch room |  | Excellent | 0.00 | NO
North Adelaide_NA13-Graduates Clubrooms_Lower Ground_LG.15 _ Stair | NA-NA13-LG-LG.15 | NA13-LG-LG.15-Stair | North Adelaide | NA | NA13 | Graduates Clubrooms | LG | Lower Ground | LG.15 | 99995 | Uni of Adelaide Sports Association | 859 | Infrastructure | 14.79 | Stair | 8 | Non Useable Floor Area Space Group | 805 | Non-usable - Circulation space |  | Excellent | 0.00 | NO
North Adelaide_NA15-Torrens River Boat House (1)_First Floor_1.00 _ Stair | NA-NA15-01-1.00 | NA15-01-1.00-Stair | North Adelaide | NA | NA15 | Torrens River Boat House (1) | 01 | First Floor | 1.00 | 99995 | Uni of Adelaide Sports Association | 859 | Infrastructure | 4.13 | Stair | 8 | Non Useable Floor Area Space Group | 805 | Non-usable - Circulation space |  | Unknown | 0.00 | NO
North Adelaide_NA15-Torrens River Boat House (1)_First Floor_1.01 _ Bar | NA-NA15-01-1.01 | NA15-01-1.01-Bar | North Adelaide | NA | NA15 | Torrens River Boat House (1) | 01 | First Floor | 1.01 | 99995 | Uni of Adelaide Sports Association | 859 | Infrastructure | 86.68 | Bar | 6 | General Facility Space Group | 609 | General Facility - Recreation Room/Lounge/Bar/Social space |  | Unknown | 0.00 | NO
North Adelaide_NA15-Torrens River Boat House (1)_First Floor_1.02 _ Club Room / Exercise Area | NA-NA15-01-1.02 | NA15-01-1.02-Club Room / Exercise Area | North Adelaide | NA | NA15 | Torrens River Boat House (1) | 01 | First Floor | 1.02 | 99995 | Uni of Adelaide Sports Association | 859 | Infrastructure | 131.63 | Club Room / Exercise Area | 6 | General Facility Space Group | 610 | General Facility - Indoor Sporting Facilities including Swimming Pool |  | Unknown | 0.00 | NO
North Adelaide_NA15-Torrens River Boat House (1)_First Floor_1.03 _ Kitchen | NA-NA15-01-1.03 | NA15-01-1.03-Kitchen | North Adelaide | NA | NA15 | Torrens River Boat House (1) | 01 | First Floor | 1.03 | 99995 | Uni of Adelaide Sports Association | 859 | Infrastructure | 12.12 | Kitchen | 4 | Ancillary Area Space Group | 419 | Ancillary Area - Store Room - Generic |  | Unknown | 0.00 | NO
North Adelaide_NA15-Torrens River Boat House (1)_First Floor_1.04 _ Changeroom - M | NA-NA15-01-1.04 | NA15-01-1.04-Changeroom - M | North Adelaide | NA | NA15 | Torrens River Boat House (1) | 01 | First Floor | 1.04 | 99995 | Uni of Adelaide Sports Association | 859 | Infrastructure | 10.8 | Changeroom - M | 8 | Non Useable Floor Area Space Group | 821 | Non-usable - Toilets/Amenities - Male |  | Unknown | 0.00 | NO
North Adelaide_NA15-Torrens River Boat House (1)_First Floor_1.05 _ WC / Shower - M | NA-NA15-01-1.05 | NA15-01-1.05-WC / Shower - M | North Adelaide | NA | NA15 | Torrens River Boat House (1) | 01 | First Floor | 1.05 | 99995 | Uni of Adelaide Sports Association | 859 | Infrastructure | 10.81 | WC / Shower - M | 8 | Non Useable Floor Area Space Group | 821 | Non-usable - Toilets/Amenities - Male |  | Unknown | 0.00 | NO
North Adelaide_NA15-Torrens River Boat House (1)_First Floor_1.06 _ Change Room - F | NA-NA15-01-1.06 | NA15-01-1.06-Change Room - F | North Adelaide | NA | NA15 | Torrens River Boat House (1) | 01 | First Floor | 1.06 | 99995 | Uni of Adelaide Sports Association | 859 | Infrastructure | 9.36 | Change Room - F | 8 | Non Useable Floor Area Space Group | 820 | Non-usable - Toilets/Amenities - Female |  | Unknown | 0.00 | NO
North Adelaide_NA15-Torrens River Boat House (1)_First Floor_1.07 _ WC / Shower - F | NA-NA15-01-1.07 | NA15-01-1.07-WC / Shower - F | North Adelaide | NA | NA15 | Torrens River Boat House (1) | 01 | First Floor | 1.07 | 99995 | Uni of Adelaide Sports Association | 859 | Infrastructure | 9.54 | WC / Shower - F | 8 | Non Useable Floor Area Space Group | 820 | Non-usable - Toilets/Amenities - Female |  | Unknown | 0.00 | NO
North Adelaide_NA15-Torrens River Boat House (1)_Ground Floor_G0 _ Stair | NA-NA15-GN-G0 | NA15-GN-G0-Stair | North Adelaide | NA | NA15 | Torrens River Boat House (1) | GN | Ground Floor | G0 | 99995 | Uni of Adelaide Sports Association | 859 | Infrastructure | 4.77 | Stair | 8 | Non Useable Floor Area Space Group | 805 | Non-usable - Circulation space |  | Unknown | 0.00 | NO
North Adelaide_NA15-Torrens River Boat House (1)_Ground Floor_G1 _ Boat Storage | NA-NA15-GN-G1 | NA15-GN-G1-Boat Storage | North Adelaide | NA | NA15 | Torrens River Boat House (1) | GN | Ground Floor | G1 | 99995 | Uni of Adelaide Sports Association | 859 | Infrastructure | 239.64 | Boat Storage | 4 | Ancillary Area Space Group | 414 | Ancillary Area - Store Room - Bulk Storage/Warehouse |  | Unknown | 0.00 | NO
North Adelaide_NA15-Torrens River Boat House (1)_Ground Floor_G2 _ Workshop | NA-NA15-GN-G2 | NA15-GN-G2-Workshop | North Adelaide | NA | NA15 | Torrens River Boat House (1) | GN | Ground Floor | G2 | 99995 | Uni of Adelaide Sports Association | 859 | Infrastructure | 9.56 | Workshop | 4 | Ancillary Area Space Group | 403 | Ancillary Area - Workshop |  | Unknown | 0.00 | NO
North Adelaide_NA16-16a Finnis Street (Front)_Ground Floor_G1 _ Lounge | NA-NA16-GN-G1 | NA16-GN-G1-Lounge | North Adelaide | NA | NA16 | 16a Finnis Street (Front) | GN | Ground Floor | G1 | 99963 | Student Accommodation | 99939 | Unusable Spaces | 22.88 | Lounge | 7 | Residential Accommodation Space Group | 700 | Residential - Specific type not defined |  | Unknown | 0.00 | NO
North Adelaide_NA16-16a Finnis Street (Front)_Ground Floor_G10 _ Bedroom | NA-NA16-GN-G10 | NA16-GN-G10-Bedroom | North Adelaide | NA | NA16 | 16a Finnis Street (Front) | GN | Ground Floor | G10 | 99963 | Student Accommodation | 99939 | Unusable Spaces | 9.75 | Bedroom | 7 | Residential Accommodation Space Group | 700 | Residential - Specific type not defined |  | Unknown | 0.00 | NO
North Adelaide_NA16-16a Finnis Street (Front)_Ground Floor_G11 _ Bathroom | NA-NA16-GN-G11 | NA16-GN-G11-Bathroom | North Adelaide | NA | NA16 | 16a Finnis Street (Front) | GN | Ground Floor | G11 | 99963 | Student Accommodation | 99939 | Unusable Spaces | 4.44 | Bathroom | 7 | Residential Accommodation Space Group | 700 | Residential - Specific type not defined |  | Unknown | 0.00 | NO
North Adelaide_NA16-16a Finnis Street (Front)_Ground Floor_G11A _ WC | NA-NA16-GN-G11A | NA16-GN-G11A-WC | North Adelaide | NA | NA16 | 16a Finnis Street (Front) | GN | Ground Floor | G11A | 99963 | Student Accommodation | 99939 | Unusable Spaces | 1.58 | WC | 8 | Non Useable Floor Area Space Group | 835 | Non-usable - Toilets/Amenities - Other |  | Unknown | 0.00 | NO
North Adelaide_NA16-16a Finnis Street (Front)_Ground Floor_G12 _ Ldry | NA-NA16-GN-G12 | NA16-GN-G12-Ldry | North Adelaide | NA | NA16 | 16a Finnis Street (Front) | GN | Ground Floor | G12 | 99963 | Student Accommodation | 99939 | Unusable Spaces | 4.1 | Ldry | 7 | Residential Accommodation Space Group | 700 | Residential - Specific type not defined |  | Unknown | 0.00 | NO
North Adelaide_NA16-16a Finnis Street (Front)_Ground Floor_G13 _ Bedroom | NA-NA16-GN-G13 | NA16-GN-G13-Bedroom | North Adelaide | NA | NA16 | 16a Finnis Street (Front) | GN | Ground Floor | G13 | 99963 | Student Accommodation | 99939 | Unusable Spaces | 9.09 | Bedroom | 7 | Residential Accommodation Space Group | 700 | Residential - Specific type not defined |  | Unknown | 0.00 | NO
North Adelaide_NA16-16a Finnis Street (Front)_Ground Floor_G14 _ Living | NA-NA16-GN-G14 | NA16-GN-G14-Living | North Adelaide | NA | NA16 | 16a Finnis Street (Front) | GN | Ground Floor | G14 | 99963 | Student Accommodation | 99939 | Unusable Spaces | 22.88 | Living | 7 | Residential Accommodation Space Group | 700 | Residential - Specific type not defined |  | Unknown | 0.00 | NO
North Adelaide_NA16-16a Finnis Street (Front)_Ground Floor_G14A _ Kitchen | NA-NA16-GN-G14A | NA16-GN-G14A-Kitchen | North Adelaide | NA | NA16 | 16a Finnis Street (Front) | GN | Ground Floor | G14A | 99963 | Student Accommodation | 99939 | Unusable Spaces | 11.53 | Kitchen | 6 | General Facility Space Group | 608 | General Facility - Kitchen/Servery/Food Storage |  | Unknown | 0.00 | NO
North Adelaide_NA16-16a Finnis Street (Front)_Ground Floor_G15 _ WC | NA-NA16-GN-G15 | NA16-GN-G15-WC | North Adelaide | NA | NA16 | 16a Finnis Street (Front) | GN | Ground Floor | G15 | 99963 | Student Accommodation | 99939 | Unusable Spaces | 2.14 | WC | 8 | Non Useable Floor Area Space Group | 835 | Non-usable - Toilets/Amenities - Other |  | Unknown | 0.00 | NO
North Adelaide_NA16-16a Finnis Street (Front)_Ground Floor_G16 _ Bathroom | NA-NA16-GN-G16 | NA16-GN-G16-Bathroom | North Adelaide | NA | NA16 | 16a Finnis Street (Front) | GN | Ground Floor | G16 | 99963 | Student Accommodation | 99939 | Unusable Spaces | 5.33 | Bathroom | 7 | Residential Accommodation Space Group | 700 | Residential - Specific type not defined |  | Unknown | 0.00 | NO
North Adelaide_NA16-16a Finnis Street (Front)_Ground Floor_G17 _ Bedroom | NA-NA16-GN-G17 | NA16-GN-G17-Bedroom | North Adelaide | NA | NA16 | 16a Finnis Street (Front) | GN | Ground Floor | G17 | 99963 | Student Accommodation | 99939 | Unusable Spaces | 11.54 | Bedroom | 7 | Residential Accommodation Space Group | 700 | Residential - Specific type not defined |  | Unknown | 0.00 | NO
North Adelaide_NA16-16a Finnis Street (Front)_Ground Floor_G18 _ Bedroom | NA-NA16-GN-G18 | NA16-GN-G18-Bedroom | North Adelaide | NA | NA16 | 16a Finnis Street (Front) | GN | Ground Floor | G18 | 99963 | Student Accommodation | 99939 | Unusable Spaces | 11.54 | Bedroom | 7 | Residential Accommodation Space Group | 700 | Residential - Specific type not defined |  | Unknown | 0.00 | NO
North Adelaide_NA16-16a Finnis Street (Front)_Ground Floor_G19 _ Bathroom | NA-NA16-GN-G19 | NA16-GN-G19-Bathroom | North Adelaide | NA | NA16 | 16a Finnis Street (Front) | GN | Ground Floor | G19 | 99963 | Student Accommodation | 99939 | Unusable Spaces | 5.33 | Bathroom | 7 | Residential Accommodation Space Group | 700 | Residential - Specific type not defined |  | Unknown | 0.00 | NO
North Adelaide_NA16-16a Finnis Street (Front)_Ground Floor_G1A _ Kitchen | NA-NA16-GN-G1A | NA16-GN-G1A-Kitchen | North Adelaide | NA | NA16 | 16a Finnis Street (Front) | GN | Ground Floor | G1A | 99963 | Student Accommodation | 99939 | Unusable Spaces | 11.53 | Kitchen | 6 | General Facility Space Group | 608 | General Facility - Kitchen/Servery/Food Storage |  | Unknown | 0.00 | NO
North Adelaide_NA16-16a Finnis Street (Front)_Ground Floor_G2 _ Bedroom | NA-NA16-GN-G2 | NA16-GN-G2-Bedroom | North Adelaide | NA | NA16 | 16a Finnis Street (Front) | GN | Ground Floor | G2 | 99963 | Student Accommodation | 99939 | Unusable Spaces | 9.09 | Bedroom | 7 | Residential Accommodation Space Group | 700 | Residential - Specific type not defined |  | Unknown | 0.00 | NO
North Adelaide_NA16-16a Finnis Street (Front)_Ground Floor_G20 _ WC | NA-NA16-GN-G20 | NA16-GN-G20-WC | North Adelaide | NA | NA16 | 16a Finnis Street (Front) | GN | Ground Floor | G20 | 99963 | Student Accommodation | 99939 | Unusable Spaces | 2.14 | WC | 8 | Non Useable Floor Area Space Group | 835 | Non-usable - Toilets/Amenities - Other |  | Unknown | 0.00 | NO
North Adelaide_NA16-16a Finnis Street (Front)_Ground Floor_G21 _ Light Court | NA-NA16-GN-G21 | NA16-GN-G21-Light Court | North Adelaide | NA | NA16 | 16a Finnis Street (Front) | GN | Ground Floor | G21 | 99963 | Student Accommodation | 99939 | Unusable Spaces | 8.27 | Light Court | 4 | Ancillary Area Space Group | 400 | Ancillary Area - Specific Type Not Defined |  | Unknown | 0.00 | NO
North Adelaide_NA16-16a Finnis Street (Front)_Ground Floor_G3 _ Ldry | NA-NA16-GN-G3 | NA16-GN-G3-Ldry | North Adelaide | NA | NA16 | 16a Finnis Street (Front) | GN | Ground Floor | G3 | 99963 | Student Accommodation | 99939 | Unusable Spaces | 4.1 | Ldry | 7 | Residential Accommodation Space Group | 700 | Residential - Specific type not defined |  | Unknown | 0.00 | NO
North Adelaide_NA16-16a Finnis Street (Front)_Ground Floor_G4 _ Bathroom | NA-NA16-GN-G4 | NA16-GN-G4-Bathroom | North Adelaide | NA | NA16 | 16a Finnis Street (Front) | GN | Ground Floor | G4 | 99963 | Student Accommodation | 99939 | Unusable Spaces | 4.44 | Bathroom | 7 | Residential Accommodation Space Group | 700 | Residential - Specific type not defined |  | Unknown | 0.00 | NO
North Adelaide_NA16-16a Finnis Street (Front)_Ground Floor_G4A _ WC | NA-NA16-GN-G4A | NA16-GN-G4A-WC | North Adelaide | NA | NA16 | 16a Finnis Street (Front) | GN | Ground Floor | G4A | 99963 | Student Accommodation | 99939 | Unusable Spaces | 1.58 | WC | 8 | Non Useable Floor Area Space Group | 835 | Non-usable - Toilets/Amenities - Other |  | Unknown | 0.00 | NO
North Adelaide_NA16-16a Finnis Street (Front)_Ground Floor_G5 _ Bedroom | NA-NA16-GN-G5 | NA16-GN-G5-Bedroom | North Adelaide | NA | NA16 | 16a Finnis Street (Front) | GN | Ground Floor | G5 | 99963 | Student Accommodation | 99939 | Unusable Spaces | 9.75 | Bedroom | 7 | Residential Accommodation Space Group | 700 | Residential - Specific type not defined |  | Unknown | 0.00 | NO
North Adelaide_NA16-16a Finnis Street (Front)_Ground Floor_G6 _ Corr. | NA-NA16-GN-G6 | NA16-GN-G6-Corr. | North Adelaide | NA | NA16 | 16a Finnis Street (Front) | GN | Ground Floor | G6 | 99963 | Student Accommodation | 99939 | Unusable Spaces | 12.82 | Corr. | 8 | Non Useable Floor Area Space Group | 805 | Non-usable - Circulation space |  | Unknown | 0.00 | NO
North Adelaide_NA16-16a Finnis Street (Front)_Ground Floor_G7 _ Bedroom | NA-NA16-GN-G7 | NA16-GN-G7-Bedroom | North Adelaide | NA | NA16 | 16a Finnis Street (Front) | GN | Ground Floor | G7 | 99963 | Student Accommodation | 99939 | Unusable Spaces | 13.08 | Bedroom | 7 | Residential Accommodation Space Group | 700 | Residential - Specific type not defined |  | Unknown | 0.00 | NO
North Adelaide_NA16-16a Finnis Street (Front)_Ground Floor_G8 _ Bedroom | NA-NA16-GN-G8 | NA16-GN-G8-Bedroom | North Adelaide | NA | NA16 | 16a Finnis Street (Front) | GN | Ground Floor | G8 | 99963 | Student Accommodation | 99939 | Unusable Spaces | 13.08 | Bedroom | 7 | Residential Accommodation Space Group | 700 | Residential - Specific type not defined |  | Unknown | 0.00 | NO
North Adelaide_NA16-16a Finnis Street (Front)_Ground Floor_G9 _ Corr. | NA-NA16-GN-G9 | NA16-GN-G9-Corr. | North Adelaide | NA | NA16 | 16a Finnis Street (Front) | GN | Ground Floor | G9 | 99963 | Student Accommodation | 99939 | Unusable Spaces | 12.82 | Corr. | 8 | Non Useable Floor Area Space Group | 805 | Non-usable - Circulation space |  | Unknown | 0.00 | NO
North Adelaide_NA17-16b Finnis Street (Rear)_First Floor_1.00 _ Stair | NA-NA17-01-1.00 | NA17-01-1.00-Stair | North Adelaide | NA | NA17 | 16b Finnis Street (Rear) | 01 | First Floor | 1.00 | 99963 | Student Accommodation | 99939 | Unusable Spaces | 6.82 | Stair | 8 | Non Useable Floor Area Space Group | 805 | Non-usable - Circulation space |  | Unknown | 0.00 | NO
North Adelaide_NA17-16b Finnis Street (Rear)_First Floor_1.01 _ Bedroom | NA-NA17-01-1.01 | NA17-01-1.01-Bedroom | North Adelaide | NA | NA17 | 16b Finnis Street (Rear) | 01 | First Floor | 1.01 | 99963 | Student Accommodation | 99939 | Unusable Spaces | 17.64 | Bedroom | 7 | Residential Accommodation Space Group | 700 | Residential - Specific type not defined |  | Unknown | 0.00 | NO
North Adelaide_NA17-16b Finnis Street (Rear)_First Floor_1.02 _ Corr. | NA-NA17-01-1.02 | NA17-01-1.02-Corr. | North Adelaide | NA | NA17 | 16b Finnis Street (Rear) | 01 | First Floor | 1.02 | 99963 | Student Accommodation | 99939 | Unusable Spaces | 7.81 | Corr. | 8 | Non Useable Floor Area Space Group | 805 | Non-usable - Circulation space |  | Unknown | 0.00 | NO
North Adelaide_NA17-16b Finnis Street (Rear)_First Floor_1.03 _ WC | NA-NA17-01-1.03 | NA17-01-1.03-WC | North Adelaide | NA | NA17 | 16b Finnis Street (Rear) | 01 | First Floor | 1.03 | 99963 | Student Accommodation | 99939 | Unusable Spaces | 4.09 | WC | 8 | Non Useable Floor Area Space Group | 835 | Non-usable - Toilets/Amenities - Other |  | Unknown | 0.00 | NO
North Adelaide_NA17-16b Finnis Street (Rear)_First Floor_1.04 _ Shower | NA-NA17-01-1.04 | NA17-01-1.04-Shower | North Adelaide | NA | NA17 | 16b Finnis Street (Rear) | 01 | First Floor | 1.04 | 99963 | Student Accommodation | 99939 | Unusable Spaces | 3.01 | Shower | 8 | Non Useable Floor Area Space Group | 835 | Non-usable - Toilets/Amenities - Other |  | Unknown | 0.00 | NO
North Adelaide_NA17-16b Finnis Street (Rear)_First Floor_1.05 _ WC | NA-NA17-01-1.05 | NA17-01-1.05-WC | North Adelaide | NA | NA17 | 16b Finnis Street (Rear) | 01 | First Floor | 1.05 | 99963 | Student Accommodation | 99939 | Unusable Spaces | 1.48 | WC | 8 | Non Useable Floor Area Space Group | 835 | Non-usable - Toilets/Amenities - Other |  | Unknown | 0.00 | NO
North Adelaide_NA17-16b Finnis Street (Rear)_First Floor_1.06 _ Bedroom | NA-NA17-01-1.06 | NA17-01-1.06-Bedroom | North Adelaide | NA | NA17 | 16b Finnis Street (Rear) | 01 | First Floor | 1.06 | 99963 | Student Accommodation | 99939 | Unusable Spaces | 11.88 | Bedroom | 7 | Residential Accommodation Space Group | 700 | Residential - Specific type not defined |  | Unknown | 0.00 | NO
North Adelaide_NA17-16b Finnis Street (Rear)_First Floor_1.07 _ Bedroom | NA-NA17-01-1.07 | NA17-01-1.07-Bedroom | North Adelaide | NA | NA17 | 16b Finnis Street (Rear) | 01 | First Floor | 1.07 | 99963 | Student Accommodation | 99939 | Unusable Spaces | 11.88 | Bedroom | 7 | Residential Accommodation Space Group | 700 | Residential - Specific type not defined |  | Unknown | 0.00 | NO
North Adelaide_NA17-16b Finnis Street (Rear)_Ground Floor_G1 _ Living | NA-NA17-GN-G1 | NA17-GN-G1-Living | North Adelaide | NA | NA17 | 16b Finnis Street (Rear) | GN | Ground Floor | G1 | 99963 | Student Accommodation | 99939 | Unusable Spaces | 17.64 | Living | 7 | Residential Accommodation Space Group | 700 | Residential - Specific type not defined |  | Unknown | 0.00 | NO
North Adelaide_NA17-16b Finnis Street (Rear)_Ground Floor_G2 _ Kitchen | NA-NA17-GN-G2 | NA17-GN-G2-Kitchen | North Adelaide | NA | NA17 | 16b Finnis Street (Rear) | GN | Ground Floor | G2 | 99963 | Student Accommodation | 99939 | Unusable Spaces | 6.3 | Kitchen | 6 | General Facility Space Group | 608 | General Facility - Kitchen/Servery/Food Storage |  | Unknown | 0.00 | NO
North Adelaide_NA17-16b Finnis Street (Rear)_Ground Floor_G3 _ Living | NA-NA17-GN-G3 | NA17-GN-G3-Living | North Adelaide | NA | NA17 | 16b Finnis Street (Rear) | GN | Ground Floor | G3 | 99963 | Student Accommodation | 99939 | Unusable Spaces | 24.98 | Living | 7 | Residential Accommodation Space Group | 700 | Residential - Specific type not defined |  | Unknown | 0.00 | NO
North Adelaide_NA17-16b Finnis Street (Rear)_Ground Floor_G3A _ Stair | NA-NA17-GN-G3A | NA17-GN-G3A-Stair | North Adelaide | NA | NA17 | 16b Finnis Street (Rear) | GN | Ground Floor | G3A | 99963 | Student Accommodation | 99939 | Unusable Spaces | 2.19 | Stair | 8 | Non Useable Floor Area Space Group | 805 | Non-usable - Circulation space |  | Unknown | 0.00 | NO
North Adelaide_NA17-16b Finnis Street (Rear)_Ground Floor_G4 _ Study | NA-NA17-GN-G4 | NA17-GN-G4-Study | North Adelaide | NA | NA17 | 16b Finnis Street (Rear) | GN | Ground Floor | G4 | 99963 | Student Accommodation | 99939 | Unusable Spaces | 7.1 | Study | 2 | Teaching Space Group | 200 | Teaching - Specific Type Not Defined |  | Unknown | 0.00 | NO
North Adelaide_NA17-16b Finnis Street (Rear)_Ground Floor_G5 _ Ldry | NA-NA17-GN-G5 | NA17-GN-G5-Ldry | North Adelaide | NA | NA17 | 16b Finnis Street (Rear) | GN | Ground Floor | G5 | 99963 | Student Accommodation | 99939 | Unusable Spaces | 3.23 | Ldry | 7 | Residential Accommodation Space Group | 700 | Residential - Specific type not defined |  | Unknown | 0.00 | NO
North Adelaide_NA17-16b Finnis Street (Rear)_Ground Floor_G6 _ Corr. | NA-NA17-GN-G6 | NA17-GN-G6-Corr. | North Adelaide | NA | NA17 | 16b Finnis Street (Rear) | GN | Ground Floor | G6 | 99963 | Student Accommodation | 99939 | Unusable Spaces | 4.61 | Corr. | 8 | Non Useable Floor Area Space Group | 805 | Non-usable - Circulation space |  | Unknown | 0.00 | NO
North Adelaide_NA18-26a Finnis Street (Front)_First Floor_1.00 _ Stair | NA-NA18-01-1.00 | NA18-01-1.00-Stair | North Adelaide | NA | NA18 | 26a Finnis Street (Front) | 01 | First Floor | 1.00 | 99963 | Student Accommodation | 99939 | Unusable Spaces | 3.96 | Stair | 8 | Non Useable Floor Area Space Group | 805 | Non-usable - Circulation space |  | Unknown | 0.00 | NO
North Adelaide_NA18-26a Finnis Street (Front)_First Floor_1.01 _ Corr. | NA-NA18-01-1.01 | NA18-01-1.01-Corr. | North Adelaide | NA | NA18 | 26a Finnis Street (Front) | 01 | First Floor | 1.01 | 99963 | Student Accommodation | 99939 | Unusable Spaces | 4.25 | Corr. | 8 | Non Useable Floor Area Space Group | 805 | Non-usable - Circulation space |  | Unknown | 0.00 | NO
North Adelaide_NA18-26a Finnis Street (Front)_First Floor_1.02 _ Bathroom | NA-NA18-01-1.02 | NA18-01-1.02-Bathroom | North Adelaide | NA | NA18 | 26a Finnis Street (Front) | 01 | First Floor | 1.02 | 99963 | Student Accommodation | 99939 | Unusable Spaces | 4.72 | Bathroom | 7 | Residential Accommodation Space Group | 700 | Residential - Specific type not defined |  | Unknown | 0.00 | NO
North Adelaide_NA18-26a Finnis Street (Front)_First Floor_1.03 _ Bedroom | NA-NA18-01-1.03 | NA18-01-1.03-Bedroom | North Adelaide | NA | NA18 | 26a Finnis Street (Front) | 01 | First Floor | 1.03 | 99963 | Student Accommodation | 99939 | Unusable Spaces | 12.08 | Bedroom | 7 | Residential Accommodation Space Group | 700 | Residential - Specific type not defined |  | Unknown | 0.00 | NO
North Adelaide_NA18-26a Finnis Street (Front)_First Floor_1.04 _ WC | NA-NA18-01-1.04 | NA18-01-1.04-WC | North Adelaide | NA | NA18 | 26a Finnis Street (Front) | 01 | First Floor | 1.04 | 99963 | Student Accommodation | 99939 | Unusable Spaces | 1.8 | WC | 8 | Non Useable Floor Area Space Group | 835 | Non-usable - Toilets/Amenities - Other |  | Unknown | 0.00 | NO
North Adelaide_NA18-26a Finnis Street (Front)_First Floor_1.05 _ Bedroom | NA-NA18-01-1.05 | NA18-01-1.05-Bedroom | North Adelaide | NA | NA18 | 26a Finnis Street (Front) | 01 | First Floor | 1.05 | 99963 | Student Accommodation | 99939 | Unusable Spaces | 11.51 | Bedroom | 7 | Residential Accommodation Space Group | 700 | Residential - Specific type not defined |  | Unknown | 0.00 | NO
North Adelaide_NA18-26a Finnis Street (Front)_First Floor_1.06 _ Bedroom | NA-NA18-01-1.06 | NA18-01-1.06-Bedroom | North Adelaide | NA | NA18 | 26a Finnis Street (Front) | 01 | First Floor | 1.06 | 99963 | Student Accommodation | 99939 | Unusable Spaces | 11.48 | Bedroom | 7 | Residential Accommodation Space Group | 700 | Residential - Specific type not defined |  | Unknown | 0.00 | NO
North Adelaide_NA18-26a Finnis Street (Front)_First Floor_1.07 _ Bedroom | NA-NA18-01-1.07 | NA18-01-1.07-Bedroom | North Adelaide | NA | NA18 | 26a Finnis Street (Front) | 01 | First Floor | 1.07 | 99963 | Student Accommodation | 99939 | Unusable Spaces | 11.48 | Bedroom | 7 | Residential Accommodation Space Group | 700 | Residential - Specific type not defined |  | Unknown | 0.00 | NO
North Adelaide_NA18-26a Finnis Street (Front)_First Floor_1.08 _ Bedroom | NA-NA18-01-1.08 | NA18-01-1.08-Bedroom | North Adelaide | NA | NA18 | 26a Finnis Street (Front) | 01 | First Floor | 1.08 | 99963 | Student Accommodation | 99939 | Unusable Spaces | 11.48 | Bedroom | 7 | Residential Accommodation Space Group | 700 | Residential - Specific type not defined |  | Unknown | 0.00 | NO
North Adelaide_NA18-26a Finnis Street (Front)_First Floor_1.09 _ WC | NA-NA18-01-1.09 | NA18-01-1.09-WC | North Adelaide | NA | NA18 | 26a Finnis Street (Front) | 01 | First Floor | 1.09 | 99963 | Student Accommodation | 99939 | Unusable Spaces | 1.8 | WC | 8 | Non Useable Floor Area Space Group | 835 | Non-usable - Toilets/Amenities - Other |  | Unknown | 0.00 | NO
North Adelaide_NA18-26a Finnis Street (Front)_First Floor_1.10 _ Corr. | NA-NA18-01-1.10 | NA18-01-1.10-Corr. | North Adelaide | NA | NA18 | 26a Finnis Street (Front) | 01 | First Floor | 1.10 | 99963 | Student Accommodation | 99939 | Unusable Spaces | 4.24 | Corr. | 8 | Non Useable Floor Area Space Group | 805 | Non-usable - Circulation space |  | Unknown | 0.00 | NO
North Adelaide_NA18-26a Finnis Street (Front)_First Floor_1.10A _ Stair | NA-NA18-01-1.10A | NA18-01-1.10A-Stair | North Adelaide | NA | NA18 | 26a Finnis Street (Front) | 01 | First Floor | 1.10A | 99963 | Student Accommodation | 99939 | Unusable Spaces | 3.96 | Stair | 8 | Non Useable Floor Area Space Group | 805 | Non-usable - Circulation space |  | Unknown | 0.00 | NO
North Adelaide_NA18-26a Finnis Street (Front)_First Floor_1.11 _ Bedroom | NA-NA18-01-1.11 | NA18-01-1.11-Bedroom | North Adelaide | NA | NA18 | 26a Finnis Street (Front) | 01 | First Floor | 1.11 | 99963 | Student Accommodation | 99939 | Unusable Spaces | 12.04 | Bedroom | 7 | Residential Accommodation Space Group | 700 | Residential - Specific type not defined |  | Unknown | 0.00 | NO
North Adelaide_NA18-26a Finnis Street (Front)_First Floor_1.12 _ Bedroom | NA-NA18-01-1.12 | NA18-01-1.12-Bedroom | North Adelaide | NA | NA18 | 26a Finnis Street (Front) | 01 | First Floor | 1.12 | 99963 | Student Accommodation | 99939 | Unusable Spaces | 4.72 | Bedroom | 7 | Residential Accommodation Space Group | 700 | Residential - Specific type not defined |  | Unknown | 0.00 | NO
North Adelaide_NA18-26a Finnis Street (Front)_Ground Floor_G1 _ Ldry | NA-NA18-GN-G1 | NA18-GN-G1-Ldry | North Adelaide | NA | NA18 | 26a Finnis Street (Front) | GN | Ground Floor | G1 | 99963 | Student Accommodation | 99939 | Unusable Spaces | 5.04 | Ldry | 7 | Residential Accommodation Space Group | 700 | Residential - Specific type not defined |  | Unknown | 0.00 | NO
North Adelaide_NA18-26a Finnis Street (Front)_Ground Floor_G10 _ Bedroom | NA-NA18-GN-G10 | NA18-GN-G10-Bedroom | North Adelaide | NA | NA18 | 26a Finnis Street (Front) | GN | Ground Floor | G10 | 99963 | Student Accommodation | 99939 | Unusable Spaces | 10.76 | Bedroom | 7 | Residential Accommodation Space Group | 700 | Residential - Specific type not defined |  | Unknown | 0.00 | NO
North Adelaide_NA18-26a Finnis Street (Front)_Ground Floor_G11 _ Bedroom | NA-NA18-GN-G11 | NA18-GN-G11-Bedroom | North Adelaide | NA | NA18 | 26a Finnis Street (Front) | GN | Ground Floor | G11 | 99963 | Student Accommodation | 99939 | Unusable Spaces | 12.42 | Bedroom | 7 | Residential Accommodation Space Group | 700 | Residential - Specific type not defined |  | Unknown | 0.00 | NO
North Adelaide_NA18-26a Finnis Street (Front)_Ground Floor_G12 _ Kitchen | NA-NA18-GN-G12 | NA18-GN-G12-Kitchen | North Adelaide | NA | NA18 | 26a Finnis Street (Front) | GN | Ground Floor | G12 | 99963 | Student Accommodation | 99939 | Unusable Spaces | 15.43 | Kitchen | 6 | General Facility Space Group | 608 | General Facility - Kitchen/Servery/Food Storage |  | Unknown | 0.00 | NO
North Adelaide_NA18-26a Finnis Street (Front)_Ground Floor_G13 _ Living | NA-NA18-GN-G13 | NA18-GN-G13-Living | North Adelaide | NA | NA18 | 26a Finnis Street (Front) | GN | Ground Floor | G13 | 99963 | Student Accommodation | 99939 | Unusable Spaces | 15.55 | Living | 7 | Residential Accommodation Space Group | 700 | Residential - Specific type not defined |  | Unknown | 0.00 | NO
North Adelaide_NA18-26a Finnis Street (Front)_Ground Floor_G14 _ Ldry | NA-NA18-GN-G14 | NA18-GN-G14-Ldry | North Adelaide | NA | NA18 | 26a Finnis Street (Front) | GN | Ground Floor | G14 | 99963 | Student Accommodation | 99939 | Unusable Spaces | 5.04 | Ldry | 7 | Residential Accommodation Space Group | 700 | Residential - Specific type not defined |  | Unknown | 0.00 | NO
North Adelaide_NA18-26a Finnis Street (Front)_Ground Floor_G14A _ WC | NA-NA18-GN-G14A | NA18-GN-G14A-WC | North Adelaide | NA | NA18 | 26a Finnis Street (Front) | GN | Ground Floor | G14A | 99963 | Student Accommodation | 99939 | Unusable Spaces | 1.6 | WC | 8 | Non Useable Floor Area Space Group | 835 | Non-usable - Toilets/Amenities - Other |  | Unknown | 0.00 | NO
North Adelaide_NA18-26a Finnis Street (Front)_Ground Floor_G1A _ WC | NA-NA18-GN-G1A | NA18-GN-G1A-WC | North Adelaide | NA | NA18 | 26a Finnis Street (Front) | GN | Ground Floor | G1A | 99963 | Student Accommodation | 99939 | Unusable Spaces | 1.6 | WC | 8 | Non Useable Floor Area Space Group | 835 | Non-usable - Toilets/Amenities - Other |  | Unknown | 0.00 | NO
North Adelaide_NA18-26a Finnis Street (Front)_Ground Floor_G2 _ Living 3 | NA-NA18-GN-G2 | NA18-GN-G2-Living 3 | North Adelaide | NA | NA18 | 26a Finnis Street (Front) | GN | Ground Floor | G2 | 99963 | Student Accommodation | 99939 | Unusable Spaces | 15.55 | Living 3 | 7 | Residential Accommodation Space Group | 700 | Residential - Specific type not defined |  | Unknown | 0.00 | NO
North Adelaide_NA18-26a Finnis Street (Front)_Ground Floor_G3 _ Kitchen 3 | NA-NA18-GN-G3 | NA18-GN-G3-Kitchen 3 | North Adelaide | NA | NA18 | 26a Finnis Street (Front) | GN | Ground Floor | G3 | 99963 | Student Accommodation | 99939 | Unusable Spaces | 14.45 | Kitchen 3 | 6 | General Facility Space Group | 608 | General Facility - Kitchen/Servery/Food Storage |  | Unknown | 0.00 | NO
North Adelaide_NA18-26a Finnis Street (Front)_Ground Floor_G4 _ WC | NA-NA18-GN-G4 | NA18-GN-G4-WC | North Adelaide | NA | NA18 | 26a Finnis Street (Front) | GN | Ground Floor | G4 | 99963 | Student Accommodation | 99939 | Unusable Spaces | 4.56 | WC | 8 | Non Useable Floor Area Space Group | 835 | Non-usable - Toilets/Amenities - Other |  | Unknown | 0.00 | NO
North Adelaide_NA18-26a Finnis Street (Front)_Ground Floor_G5 _ Bedroom | NA-NA18-GN-G5 | NA18-GN-G5-Bedroom | North Adelaide | NA | NA18 | 26a Finnis Street (Front) | GN | Ground Floor | G5 | 99963 | Student Accommodation | 99939 | Unusable Spaces | 16.78 | Bedroom | 7 | Residential Accommodation Space Group | 700 | Residential - Specific type not defined |  | Unknown | 0.00 | NO
North Adelaide_NA18-26a Finnis Street (Front)_Ground Floor_G6 _ Bedroom | NA-NA18-GN-G6 | NA18-GN-G6-Bedroom | North Adelaide | NA | NA18 | 26a Finnis Street (Front) | GN | Ground Floor | G6 | 99963 | Student Accommodation | 99939 | Unusable Spaces | 15.92 | Bedroom | 7 | Residential Accommodation Space Group | 700 | Residential - Specific type not defined |  | Unknown | 0.00 | NO
North Adelaide_NA18-26a Finnis Street (Front)_Ground Floor_G7 _ Corr. | NA-NA18-GN-G7 | NA18-GN-G7-Corr. | North Adelaide | NA | NA18 | 26a Finnis Street (Front) | GN | Ground Floor | G7 | 99963 | Student Accommodation | 99939 | Unusable Spaces | 12.5 | Corr. | 8 | Non Useable Floor Area Space Group | 805 | Non-usable - Circulation space |  | Unknown | 0.00 | NO
North Adelaide_NA18-26a Finnis Street (Front)_Ground Floor_G7A _ Stair | NA-NA18-GN-G7A | NA18-GN-G7A-Stair | North Adelaide | NA | NA18 | 26a Finnis Street (Front) | GN | Ground Floor | G7A | 99963 | Student Accommodation | 99939 | Unusable Spaces | 3.57 | Stair | 8 | Non Useable Floor Area Space Group | 805 | Non-usable - Circulation space |  | Unknown | 0.00 | NO
North Adelaide_NA18-26a Finnis Street (Front)_Ground Floor_G8 _ WC | NA-NA18-GN-G8 | NA18-GN-G8-WC | North Adelaide | NA | NA18 | 26a Finnis Street (Front) | GN | Ground Floor | G8 | 99963 | Student Accommodation | 99939 | Unusable Spaces | 3.5 | WC | 8 | Non Useable Floor Area Space Group | 835 | Non-usable - Toilets/Amenities - Other |  | Unknown | 0.00 | NO
North Adelaide_NA18-26a Finnis Street (Front)_Ground Floor_G9 _ Passage | NA-NA18-GN-G9 | NA18-GN-G9-Passage | North Adelaide | NA | NA18 | 26a Finnis Street (Front) | GN | Ground Floor | G9 | 99963 | Student Accommodation | 99939 | Unusable Spaces | 6.25 | Passage | 8 | Non Useable Floor Area Space Group | 805 | Non-usable - Circulation space |  | Unknown | 0.00 | NO
North Adelaide_NA18-26a Finnis Street (Front)_Ground Floor_G9A _ Corr. | NA-NA18-GN-G9A | NA18-GN-G9A-Corr. | North Adelaide | NA | NA18 | 26a Finnis Street (Front) | GN | Ground Floor | G9A | 99963 | Student Accommodation | 99939 | Unusable Spaces | 6.13 | Corr. | 8 | Non Useable Floor Area Space Group | 805 | Non-usable - Circulation space |  | Unknown | 0.00 | NO
North Adelaide_NA18-26a Finnis Street (Front)_Ground Floor_G9B _ Stair | NA-NA18-GN-G9B | NA18-GN-G9B-Stair | North Adelaide | NA | NA18 | 26a Finnis Street (Front) | GN | Ground Floor | G9B | 99963 | Student Accommodation | 99939 | Unusable Spaces | 3.57 | Stair | 8 | Non Useable Floor Area Space Group | 805 | Non-usable - Circulation space |  | Unknown | 0.00 | NO
North Adelaide_NA19-26b Finnis Street (Rear)_First Floor_1.01 _ Living | NA-NA19-01-1.01 | NA19-01-1.01-Living | North Adelaide | NA | NA19 | 26b Finnis Street (Rear) | 01 | First Floor | 1.01 | 99963 | Student Accommodation | 99939 | Unusable Spaces | 23.54 | Living | 7 | Residential Accommodation Space Group | 700 | Residential - Specific type not defined |  | Unknown | 0.00 | NO
North Adelaide_NA19-26b Finnis Street (Rear)_First Floor_1.02 _ Bedroom | NA-NA19-01-1.02 | NA19-01-1.02-Bedroom | North Adelaide | NA | NA19 | 26b Finnis Street (Rear) | 01 | First Floor | 1.02 | 99963 | Student Accommodation | 99939 | Unusable Spaces | 10.5 | Bedroom | 7 | Residential Accommodation Space Group | 700 | Residential - Specific type not defined |  | Unknown | 0.00 | NO
North Adelaide_NA19-26b Finnis Street (Rear)_First Floor_1.03 _ WC | NA-NA19-01-1.03 | NA19-01-1.03-WC | North Adelaide | NA | NA19 | 26b Finnis Street (Rear) | 01 | First Floor | 1.03 | 99963 | Student Accommodation | 99939 | Unusable Spaces | 3.61 | WC | 8 | Non Useable Floor Area Space Group | 835 | Non-usable - Toilets/Amenities - Other |  | Unknown | 0.00 | NO
North Adelaide_NA19-26b Finnis Street (Rear)_Ground Floor_G1 _ Living | NA-NA19-GN-G1 | NA19-GN-G1-Living | North Adelaide | NA | NA19 | 26b Finnis Street (Rear) | GN | Ground Floor | G1 | 99963 | Student Accommodation | 99939 | Unusable Spaces | 36.98 | Living | 7 | Residential Accommodation Space Group | 700 | Residential - Specific type not defined |  | Unknown | 0.00 | NO
North Adelaide_NA19-26b Finnis Street (Rear)_Ground Floor_G2 _ WC | NA-NA19-GN-G2 | NA19-GN-G2-WC | North Adelaide | NA | NA19 | 26b Finnis Street (Rear) | GN | Ground Floor | G2 | 99963 | Student Accommodation | 99939 | Unusable Spaces | 2.2 | WC | 8 | Non Useable Floor Area Space Group | 835 | Non-usable - Toilets/Amenities - Other |  | Unknown | 0.00 | NO
North Haven_NH01-44 Osborne Road - North Haven_Ground Floor_G01 _ Reception | NH-NH01-GN-G01 | NH01-GN-G01-Reception | North Haven | NH | NH01 | 44 Osborne Road - North Haven | GN | Ground Floor | G01 | 99985 | Commercial - Adelaide Unicare Pty Ltd | 859 | Infrastructure | 16.93 | Reception | 1 | Office Space Group | 118 | Open Plan - Reception Area |  | Unknown | 0.00 | NO
North Haven_NH01-44 Osborne Road - North Haven_Ground Floor_G02 _ Corr. | NH-NH01-GN-G02 | NH01-GN-G02-Corr. | North Haven | NH | NH01 | 44 Osborne Road - North Haven | GN | Ground Floor | G02 | 99985 | Commercial - Adelaide Unicare Pty Ltd | 859 | Infrastructure | 8.98 | Corr. | 8 | Non Useable Floor Area Space Group | 805 | Non-usable - Circulation space |  | Unknown | 0.00 | NO
North Haven_NH01-44 Osborne Road - North Haven_Ground Floor_G03 _ Consulting Room | NH-NH01-GN-G03 | NH01-GN-G03-Consulting Room | North Haven | NH | NH01 | 44 Osborne Road - North Haven | GN | Ground Floor | G03 | 99985 | Commercial - Adelaide Unicare Pty Ltd | 859 | Infrastructure | 12.08 | Consulting Room | 6 | General Facility Space Group | 615 | General Facility - Medical Centre |  | Unknown | 0.00 | NO
North Haven_NH01-44 Osborne Road - North Haven_Ground Floor_G04 _ Consulting Room | NH-NH01-GN-G04 | NH01-GN-G04-Consulting Room | North Haven | NH | NH01 | 44 Osborne Road - North Haven | GN | Ground Floor | G04 | 99985 | Commercial - Adelaide Unicare Pty Ltd | 859 | Infrastructure | 11.9 | Consulting Room | 6 | General Facility Space Group | 615 | General Facility - Medical Centre |  | Unknown | 0.00 | NO
North Haven_NH01-44 Osborne Road - North Haven_Ground Floor_G05 _ Consulting Room | NH-NH01-GN-G05 | NH01-GN-G05-Consulting Room | North Haven | NH | NH01 | 44 Osborne Road - North Haven | GN | Ground Floor | G05 | 99985 | Commercial - Adelaide Unicare Pty Ltd | 859 | Infrastructure | 10.17 | Consulting Room | 6 | General Facility Space Group | 615 | General Facility - Medical Centre |  | Unknown | 0.00 | NO
North Haven_NH01-44 Osborne Road - North Haven_Ground Floor_G06 _ Tea Room | NH-NH01-GN-G06 | NH01-GN-G06-Tea Room | North Haven | NH | NH01 | 44 Osborne Road - North Haven | GN | Ground Floor | G06 | 99985 | Commercial - Adelaide Unicare Pty Ltd | 859 | Infrastructure | 11.75 | Tea Room | 6 | General Facility Space Group | 608 | General Facility - Kitchen/Servery/Food Storage |  | Unknown | 0.00 | NO
North Haven_NH01-44 Osborne Road - North Haven_Ground Floor_G07 _ WC | NH-NH01-GN-G07 | NH01-GN-G07-WC | North Haven | NH | NH01 | 44 Osborne Road - North Haven | GN | Ground Floor | G07 | 99985 | Commercial - Adelaide Unicare Pty Ltd | 859 | Infrastructure | 1.69 | WC | 8 | Non Useable Floor Area Space Group | 835 | Non-usable - Toilets/Amenities - Other |  | Unknown | 0.00 | NO
North Haven_NH01-44 Osborne Road - North Haven_Ground Floor_G08 _ Treatment Room | NH-NH01-GN-G08 | NH01-GN-G08-Treatment Room | North Haven | NH | NH01 | 44 Osborne Road - North Haven | GN | Ground Floor | G08 | 99985 | Commercial - Adelaide Unicare Pty Ltd | 859 | Infrastructure | 8.74 | Treatment Room | 6 | General Facility Space Group | 615 | General Facility - Medical Centre |  | Unknown | 0.00 | NO
North Haven_NH01-44 Osborne Road - North Haven_Ground Floor_G09 _ Treatment Room | NH-NH01-GN-G09 | NH01-GN-G09-Treatment Room | North Haven | NH | NH01 | 44 Osborne Road - North Haven | GN | Ground Floor | G09 | 99985 | Commercial - Adelaide Unicare Pty Ltd | 859 | Infrastructure | 9.7 | Treatment Room | 6 | General Facility Space Group | 615 | General Facility - Medical Centre |  | Unknown | 0.00 | NO
North Haven_NH01-44 Osborne Road - North Haven_Ground Floor_G10 _ Store | NH-NH01-GN-G10 | NH01-GN-G10-Store | North Haven | NH | NH01 | 44 Osborne Road - North Haven | GN | Ground Floor | G10 | 99985 | Commercial - Adelaide Unicare Pty Ltd | 859 | Infrastructure | 9.51 | Store | 4 | Ancillary Area Space Group | 419 | Ancillary Area - Store Room - Generic |  | Unknown | 0.00 | NO
North Haven_NH01-44 Osborne Road - North Haven_Ground Floor_G11 _ WC | NH-NH01-GN-G11 | NH01-GN-G11-WC | North Haven | NH | NH01 | 44 Osborne Road - North Haven | GN | Ground Floor | G11 | 99985 | Commercial - Adelaide Unicare Pty Ltd | 859 | Infrastructure | 5.68 | WC | 8 | Non Useable Floor Area Space Group | 835 | Non-usable - Toilets/Amenities - Other |  | Unknown | 0.00 | NO
North Haven_NH01-44 Osborne Road - North Haven_Ground Floor_G12 _ Office | NH-NH01-GN-G12 | NH01-GN-G12-Office | North Haven | NH | NH01 | 44 Osborne Road - North Haven | GN | Ground Floor | G12 | 99985 | Commercial - Adelaide Unicare Pty Ltd | 859 | Infrastructure | 5.87 | Office | 1 | Office Space Group | 100 | Office - Specific type not defined |  | Unknown | 0.00 | NO
North Haven_NH01-44 Osborne Road - North Haven_Ground Floor_G13 _ Office | NH-NH01-GN-G13 | NH01-GN-G13-Office | North Haven | NH | NH01 | 44 Osborne Road - North Haven | GN | Ground Floor | G13 | 99985 | Commercial - Adelaide Unicare Pty Ltd | 859 | Infrastructure | 11.51 | Office | 1 | Office Space Group | 100 | Office - Specific type not defined |  | Unknown | 0.00 | NO
North Terrace_NT02-Benham_Basement_B00 _ Corr. | NT-NT02-01-B00 | NT02-01-B00-Corr. | North Terrace | NT | NT02 | Benham | 01 | Basement | B00 | 99939 | Unusable Spaces | 99939 | Unusable Spaces | 34.69 | Corr. | 8 | Non Useable Floor Area Space Group | 805 | Non-usable - Circulation space |  | Unknown | 0.00 | NO
North Terrace_NT02-Benham_Basement_B00B _ Access - Entry | NT-NT02-01-B00B | NT02-01-B00B-Access - Entry | North Terrace | NT | NT02 | Benham | 01 | Basement | B00B | 99939 | Unusable Spaces | 99939 | Unusable Spaces | 31.98 | Access - Entry | 8 | Non Useable Floor Area Space Group | 805 | Non-usable - Circulation space |  | Unknown | 0.00 | NO
North Terrace_NT02-Benham_Basement_B00C _ Corr. | NT-NT02-01-B00C | NT02-01-B00C-Corr. | North Terrace | NT | NT02 | Benham | 01 | Basement | B00C | 99939 | Unusable Spaces | 99939 | Unusable Spaces | 56.64 | Corr. | 8 | Non Useable Floor Area Space Group | 805 | Non-usable - Circulation space |  | Unknown | 0.00 | NO
North Terrace_NT02-Benham_Basement_B00D _ Corr. | NT-NT02-01-B00D | NT02-01-B00D-Corr. | North Terrace | NT | NT02 | Benham | 01 | Basement | B00D | 99939 | Unusable Spaces | 99939 | Unusable Spaces | 6.34 | Corr. | 8 | Non Useable Floor Area Space Group | 805 | Non-usable - Circulation space |  | Unknown | 0.00 | NO
North Terrace_NT02-Benham_Basement_B00E _ Vending Machine - Cold Drink | NT-NT02-01-B00E | NT02-01-B00E-Vending Machine - Cold Drink | North Terrace | NT | NT02 | Benham | 01 | Basement | B00E | 99994 | Uni of Adelaide Student Union Association | 859 | Infrastructure | 1.5 | Vending Machine - Cold Drink | 6 | General Facility Space Group | 611 | General Facility - Commercial/Business/Retail Facilities |  | Good | 356.12 | NO
North Terrace_NT02-Benham_Basement_B00F _ Corr. | NT-NT02-01-B00F | NT02-01-B00F-Corr. | North Terrace | NT | NT02 | Benham | 01 | Basement | B00F | 99939 | Unusable Spaces | 99939 | Unusable Spaces | 27.84 | Corr. | 8 | Non Useable Floor Area Space Group | 805 | Non-usable - Circulation space |  | Unknown | 0.00 | NO
North Terrace_NT02-Benham_Basement_B00G _ BD | NT-NT02-01-B00G | NT02-01-B00G-BD | North Terrace | NT | NT02 | Benham | 01 | Basement | B00G | 99939 | Unusable Spaces | 99939 | Unusable Spaces | 0.8 | BD | 8 | Non Useable Floor Area Space Group | 815 | Non-usable - Switch room |  | Unknown | 0.00 | NO
North Terrace_NT02-Benham_Basement_B00H _ BMS | NT-NT02-01-B00H | NT02-01-B00H-BMS | North Terrace | NT | NT02 | Benham | 01 | Basement | B00H | 99939 | Unusable Spaces | 99939 | Unusable Spaces | 0.72 | BMS | 8 | Non Useable Floor Area Space Group | 815 | Non-usable - Switch room |  | Unknown | 0.00 | NO
North Terrace_NT02-Benham_Basement_B01 _ Store | NT-NT02-01-B01 | NT02-01-B01-Store | North Terrace | NT | NT02 | Benham | 01 | Basement | B01 | 285 | School of Biological Sciences | 285 | School of Biological Sciences | 9.65 | Store | 4 | Ancillary Area Space Group | 419 | Ancillary Area - Store Room - Generic |  | Adequate | 1,440.09 | NO
North Terrace_NT02-Benham_Basement_B01A _ Corr. | NT-NT02-01-B01A | NT02-01-B01A-Corr. | North Terrace | NT | NT02 | Benham | 01 | Basement | B01A | 99939 | Unusable Spaces | 99939 | Unusable Spaces | 10.77 | Corr. | 8 | Non Useable Floor Area Space Group | 805 | Non-usable - Circulation space |  | Unknown | 0.00 | NO
North Terrace_NT02-Benham_Basement_B01B _ Stair | NT-NT02-01-B01B | NT02-01-B01B-Stair | North Terrace | NT | NT02 | Benham | 01 | Basement | B01B | 99939 | Unusable Spaces | 99939 | Unusable Spaces | 5 | Stair | 8 | Non Useable Floor Area Space Group | 805 | Non-usable - Circulation space |  | Unknown | 0.00 | NO
North Terrace_NT02-Benham_Basement_B02 _ Chemical Store | NT-NT02-01-B02 | NT02-01-B02-Chemical Store | North Terrace | NT | NT02 | Benham | 01 | Basement | B02 | 285 | School of Biological Sciences | 285 | School of Biological Sciences | 14.14 | Chemical Store | 4 | Ancillary Area Space Group | 418 | Ancillary Area - Dangerous goods storage |  | Adequate | 2,110.14 | NO
North Terrace_NT02-Benham_Basement_B02A _ Hoist | NT-NT02-01-B02A | NT02-01-B02A-Hoist | North Terrace | NT | NT02 | Benham | 01 | Basement | B02A | 99939 | Unusable Spaces | 99939 | Unusable Spaces | 1.05 | Hoist | 8 | Non Useable Floor Area Space Group | 838 | Non-usable - Lift |  | Unknown | 0.00 | NO
North Terrace_NT02-Benham_Basement_B03 _ Store | NT-NT02-01-B03 | NT02-01-B03-Store | North Terrace | NT | NT02 | Benham | 01 | Basement | B03 | 285 | School of Biological Sciences | 285 | School of Biological Sciences | 21.6 | Store | 4 | Ancillary Area Space Group | 419 | Ancillary Area - Store Room - Generic |  | Adequate | 3,223.42 | NO
North Terrace_NT02-Benham_Basement_B04 _ Chemical Store | NT-NT02-01-B04 | NT02-01-B04-Chemical Store | North Terrace | NT | NT02 | Benham | 01 | Basement | B04 | 285 | School of Biological Sciences | 285 | School of Biological Sciences | 17.18 | Chemical Store | 4 | Ancillary Area Space Group | 418 | Ancillary Area - Dangerous goods storage |  | Adequate | 2,563.81 | NO
North Terrace_NT02-Benham_Basement_B05 _ Aquarium Room | NT-NT02-01-B05 | NT02-01-B05-Aquarium Room | North Terrace | NT | NT02 | Benham | 01 | Basement | B05 | 285 | School of Biological Sciences | 285 | School of Biological Sciences | 49.93 | Aquarium Room | 3 | Specialist Teaching or Research Space Group | 312 | Laboratory - Research Only |  | Adequate | 11,261.42 | NO
North Terrace_NT02-Benham_Basement_B06 _ Store | NT-NT02-01-B06 | NT02-01-B06-Store | North Terrace | NT | NT02 | Benham | 01 | Basement | B06 | 285 | School of Biological Sciences | 285 | School of Biological Sciences | 24.25 | Store | 4 | Ancillary Area Space Group | 419 | Ancillary Area - Store Room - Generic |  | Adequate | 3,618.88 | NO
North Terrace_NT02-Benham_Basement_B06A _ Hoist | NT-NT02-01-B06A | NT02-01-B06A-Hoist | North Terrace | NT | NT02 | Benham | 01 | Basement | B06A | 99939 | Unusable Spaces | 99939 | Unusable Spaces | 1.05 | Hoist | 8 | Non Useable Floor Area Space Group | 800 | Non-usable - Specific type not defined |  | Unknown | 0.00 | NO
North Terrace_NT02-Benham_Basement_B07 _ Store | NT-NT02-01-B07 | NT02-01-B07-Store | North Terrace | NT | NT02 | Benham | 01 | Basement | B07 | 99946 | Vacant not occupiable | 99939 | Unusable Spaces | 4.27 | Store | 4 | Ancillary Area Space Group | 419 | Ancillary Area - Store Room - Generic |  | Unknown | 0.00 | NO
North Terrace_NT02-Benham_Basement_B07A _ SW Board | NT-NT02-01-B07A | NT02-01-B07A-SW Board | North Terrace | NT | NT02 | Benham | 01 | Basement | B07A | 99939 | Unusable Spaces | 99939 | Unusable Spaces | 6.5 | SW Board | 8 | Non Useable Floor Area Space Group | 815 | Non-usable - Switch room |  | Unknown | 0.00 | NO
North Terrace_NT02-Benham_Basement_B07B _ Stair | NT-NT02-01-B07B | NT02-01-B07B-Stair | North Terrace | NT | NT02 | Benham | 01 | Basement | B07B | 99939 | Unusable Spaces | 99939 | Unusable Spaces | 5 | Stair | 8 | Non Useable Floor Area Space Group | 805 | Non-usable - Circulation space |  | Unknown | 0.00 | NO
North Terrace_NT02-Benham_Basement_B08 _ Sprinkler Valve Room | NT-NT02-01-B08 | NT02-01-B08-Sprinkler Valve Room | North Terrace | NT | NT02 | Benham | 01 | Basement | B08 | 99939 | Unusable Spaces | 99939 | Unusable Spaces | 5.75 | Sprinkler Valve Room | 8 | Non Useable Floor Area Space Group | 811 | Non-usable - Plant room other |  | Unknown | 0.00 | NO
North Terrace_NT02-Benham_Basement_B08A _ Switchboard | NT-NT02-01-B08A | NT02-01-B08A-Switchboard | North Terrace | NT | NT02 | Benham | 01 | Basement | B08A | 99939 | Unusable Spaces | 99939 | Unusable Spaces | 6.71 | Switchboard | 8 | Non Useable Floor Area Space Group | 815 | Non-usable - Switch room |  | Unknown | 0.00 | NO
North Terrace_NT02-Benham_Basement_B09 _ Store | NT-NT02-01-B09 | NT02-01-B09-Store | North Terrace | NT | NT02 | Benham | 01 | Basement | B09 | 285 | School of Biological Sciences | 285 | School of Biological Sciences | 9.55 | Store | 4 | Ancillary Area Space Group | 419 | Ancillary Area - Store Room - Generic |  | Adequate | 1,425.17 | NO
North Terrace_NT02-Benham_Basement_B10 _ Research Facility | NT-NT02-01-B10 | NT02-01-B10-Research Facility | North Terrace | NT | NT02 | Benham | 01 | Basement | B10 | 285 | School of Biological Sciences | 285 | School of Biological Sciences | 40.14 | Research Facility | 3 | Specialist Teaching or Research Space Group | 312 | Laboratory - Research Only |  | Adequate | 9,053.35 | NO
North Terrace_NT02-Benham_Basement_B11 _ Office | NT-NT02-01-B11 | NT02-01-B11-Office | North Terrace | NT | NT02 | Benham | 01 | Basement | B11 | 285 | School of Biological Sciences | 285 | School of Biological Sciences | 15.58 | Office | 1 | Office Space Group | 101 | Office - Academic Staff |  | Adequate | 2,642.09 | NO
North Terrace_NT02-Benham_Basement_B12 _ Corr. | NT-NT02-01-B12 | NT02-01-B12-Corr. | North Terrace | NT | NT02 | Benham | 01 | Basement | B12 | 99939 | Unusable Spaces | 99939 | Unusable Spaces | 12.79 | Corr. | 8 | Non Useable Floor Area Space Group | 805 | Non-usable - Circulation space |  | Unknown | 0.00 | NO
North Terrace_NT02-Benham_Basement_B12A _ Office | NT-NT02-01-B12A | NT02-01-B12A-Office | North Terrace | NT | NT02 | Benham | 01 | Basement | B12A | 285 | School of Biological Sciences | 285 | School of Biological Sciences | 14.99 | Office | 1 | Office Space Group | 101 | Office - Academic Staff |  | Adequate | 2,542.04 | NO
North Terrace_NT02-Benham_Basement_B12B _ Office | NT-NT02-01-B12B | NT02-01-B12B-Office | North Terrace | NT | NT02 | Benham | 01 | Basement | B12B | 285 | School of Biological Sciences | 285 | School of Biological Sciences | 15.55 | Office | 1 | Office Space Group | 101 | Office - Academic Staff |  | Adequate | 2,637.00 | NO
North Terrace_NT02-Benham_Basement_B12C _ Office | NT-NT02-01-B12C | NT02-01-B12C-Office | North Terrace | NT | NT02 | Benham | 01 | Basement | B12C | 285 | School of Biological Sciences | 285 | School of Biological Sciences | 8.82 | Office | 1 | Office Space Group | 101 | Office - Academic Staff |  | Adequate | 1,495.71 | NO
North Terrace_NT02-Benham_Basement_B12D _ Office | NT-NT02-01-B12D | NT02-01-B12D-Office | North Terrace | NT | NT02 | Benham | 01 | Basement | B12D | 285 | School of Biological Sciences | 285 | School of Biological Sciences | 8.25 | Office | 1 | Office Space Group | 101 | Office - Academic Staff |  | Adequate | 1,399.05 | NO
North Terrace_NT02-Benham_Basement_B13 _ Office | NT-NT02-01-B13 | NT02-01-B13-Office | North Terrace | NT | NT02 | Benham | 01 | Basement | B13 | 285 | School of Biological Sciences | 285 | School of Biological Sciences | 20.13 | Office | 1 | Office Space Group | 101 | Office - Academic Staff |  | Adequate | 3,413.69 | NO
North Terrace_NT02-Benham_Basement_B14 _ Laboratory | NT-NT02-01-B14 | NT02-01-B14-Laboratory | North Terrace | NT | NT02 | Benham | 01 | Basement | B14 | 285 | School of Biological Sciences | 285 | School of Biological Sciences | 54.88 | Laboratory | 3 | Specialist Teaching or Research Space Group | 300 | Laboratory - Specialist teaching and research - type not defined |  | Adequate | 12,377.87 | NO
North Terrace_NT02-Benham_Basement_B14A _ Sample Prep | NT-NT02-01-B14A | NT02-01-B14A-Sample Prep | North Terrace | NT | NT02 | Benham | 01 | Basement | B14A | 285 | School of Biological Sciences | 285 | School of Biological Sciences | 7.88 | Sample Prep | 4 | Ancillary Area Space Group | 401 | Ancillary Area - Laboratory Service and Preparation |  | Adequate | 1,175.95 | NO
North Terrace_NT02-Benham_Basement_B14B _ Freezer | NT-NT02-01-B14B | NT02-01-B14B-Freezer | North Terrace | NT | NT02 | Benham | 01 | Basement | B14B | 285 | School of Biological Sciences | 285 | School of Biological Sciences | 5.94 | Freezer | 4 | Ancillary Area Space Group | 405 | Ancillary Area - Constant Temperature/ Freezer/Cold/Warm Rooms |  | Adequate | 886.44 | NO
North Terrace_NT02-Benham_Basement_B14C _ Cold Room | NT-NT02-01-B14C | NT02-01-B14C-Cold Room | North Terrace | NT | NT02 | Benham | 01 | Basement | B14C | 285 | School of Biological Sciences | 285 | School of Biological Sciences | 14.86 | Cold Room | 4 | Ancillary Area Space Group | 405 | Ancillary Area - Constant Temperature/ Freezer/Cold/Warm Rooms |  | Adequate | 2,217.59 | NO
North Terrace_NT02-Benham_Basement_B15 _ Const.Temp. Room | NT-NT02-01-B15 | NT02-01-B15-Const.Temp. Room | North Terrace | NT | NT02 | Benham | 01 | Basement | B15 | 285 | School of Biological Sciences | 285 | School of Biological Sciences | 20.17 | Const.Temp. Room | 4 | Ancillary Area Space Group | 405 | Ancillary Area - Constant Temperature/ Freezer/Cold/Warm Rooms |  | Adequate | 3,010.02 | NO
North Terrace_NT02-Benham_Basement_B15A _ Const.Temp. Room | NT-NT02-01-B15A | NT02-01-B15A-Const.Temp. Room | North Terrace | NT | NT02 | Benham | 01 | Basement | B15A | 285 | School of Biological Sciences | 285 | School of Biological Sciences | 4.72 | Const.Temp. Room | 4 | Ancillary Area Space Group | 405 | Ancillary Area - Constant Temperature/ Freezer/Cold/Warm Rooms |  | Adequate | 704.38 | NO
North Terrace_NT02-Benham_Basement_B15B _ Const.Temp. Room | NT-NT02-01-B15B | NT02-01-B15B-Const.Temp. Room | North Terrace | NT | NT02 | Benham | 01 | Basement | B15B | 285 | School of Biological Sciences | 285 | School of Biological Sciences | 4.86 | Const.Temp. Room | 4 | Ancillary Area Space Group | 405 | Ancillary Area - Constant Temperature/ Freezer/Cold/Warm Rooms |  | Adequate | 725.27 | NO
North Terrace_NT02-Benham_Basement_B15C _ Const.Temp. Room | NT-NT02-01-B15C | NT02-01-B15C-Const.Temp. Room | North Terrace | NT | NT02 | Benham | 01 | Basement | B15C | 285 | School of Biological Sciences | 285 | School of Biological Sciences | 4.72 | Const.Temp. Room | 4 | Ancillary Area Space Group | 405 | Ancillary Area - Constant Temperature/ Freezer/Cold/Warm Rooms |  | Adequate | 704.38 | NO
North Terrace_NT02-Benham_Basement_B15D _ Const.Temp. Room | NT-NT02-01-B15D | NT02-01-B15D-Const.Temp. Room | North Terrace | NT | NT02 | Benham | 01 | Basement | B15D | 285 | School of Biological Sciences | 285 | School of Biological Sciences | 4.72 | Const.Temp. Room | 4 | Ancillary Area Space Group | 405 | Ancillary Area - Constant Temperature/ Freezer/Cold/Warm Rooms |  | Adequate | 704.38 | NO
North Terrace_NT02-Benham_Basement_B15E _ Const.Temp. Room | NT-NT02-01-B15E | NT02-01-B15E-Const.Temp. Room | North Terrace | NT | NT02 | Benham | 01 | Basement | B15E | 285 | School of Biological Sciences | 285 | School of Biological Sciences | 4.86 | Const.Temp. Room | 4 | Ancillary Area Space Group | 405 | Ancillary Area - Constant Temperature/ Freezer/Cold/Warm Rooms |  | Adequate | 725.27 | NO
North Terrace_NT02-Benham_Basement_B15F _ Const.Temp. Room | NT-NT02-01-B15F | NT02-01-B15F-Const.Temp. Room | North Terrace | NT | NT02 | Benham | 01 | Basement | B15F | 285 | School of Biological Sciences | 285 | School of Biological Sciences | 4.72 | Const.Temp. Room | 4 | Ancillary Area Space Group | 405 | Ancillary Area - Constant Temperature/ Freezer/Cold/Warm Rooms |  | Adequate | 704.38 | NO
North Terrace_NT02-Benham_Basement_B16 _ Office | NT-NT02-01-B16 | NT02-01-B16-Office | North Terrace | NT | NT02 | Benham | 01 | Basement | B16 | 285 | School of Biological Sciences | 285 | School of Biological Sciences | 32.58 | Office | 1 | Office Space Group | 101 | Office - Academic Staff |  | Adequate | 5,524.99 | NO
North Terrace_NT02-Benham_Basement_B17 _ Store [PC2-Cert] | NT-NT02-01-B17 | NT02-01-B17-Store [PC2-Cert] | North Terrace | NT | NT02 | Benham | 01 | Basement | B17 | 718 | BioBank | 714 | Adelaide Microscopy | 82.9 | Store [PC2-Cert] | 4 | Ancillary Area Space Group | 401 | Ancillary Area - Laboratory Service and Preparation | RATED - PC2 | Excellent | 18,185.89 | NO
North Terrace_NT02-Benham_Basement_B17A _ Store | NT-NT02-01-B17A | NT02-01-B17A-Store | North Terrace | NT | NT02 | Benham | 01 | Basement | B17A | 718 | BioBank | 714 | Adelaide Microscopy | 14.34 | Store | 4 | Ancillary Area Space Group | 419 | Ancillary Area - Store Room - Generic |  | Good | 2,674.99 | NO
North Terrace_NT02-Benham_Basement_B17B _ Plantroom | NT-NT02-01-B17B | NT02-01-B17B-Plantroom | North Terrace | NT | NT02 | Benham | 01 | Basement | B17B | 99939 | Unusable Spaces | 99939 | Unusable Spaces | 11.17 | Plantroom | 8 | Non Useable Floor Area Space Group | 810 | Non-usable - Mechanical plant room |  | Unknown | 0.00 | NO
North Terrace_NT02-Benham_Basement_B17C _ Plenum/riser | NT-NT02-01-B17C | NT02-01-B17C-Plenum/riser | North Terrace | NT | NT02 | Benham | 01 | Basement | B17C | 99939 | Unusable Spaces | 99939 | Unusable Spaces | 2.67 | Plenum/riser | 8 | Non Useable Floor Area Space Group | 811 | Non-usable - Plant room other |  | Unknown | 0.00 | NO
North Terrace_NT02-Benham_Basement_B19 _ A/L | NT-NT02-01-B19 | NT02-01-B19-A/L | North Terrace | NT | NT02 | Benham | 01 | Basement | B19 | 99939 | Unusable Spaces | 99939 | Unusable Spaces | 4 | A/L | 8 | Non Useable Floor Area Space Group | 822 | Non-usable - Toilets/Amenities - Unisex |  | Unknown | 0.00 | NO
North Terrace_NT02-Benham_Basement_B19A _ Lift Motor Room | NT-NT02-01-B19A | NT02-01-B19A-Lift Motor Room | North Terrace | NT | NT02 | Benham | 01 | Basement | B19A | 99939 | Unusable Spaces | 99939 | Unusable Spaces | 3.14 | Lift Motor Room | 8 | Non Useable Floor Area Space Group | 809 | Non-usable - Lift motor room |  | Unknown | 0.00 | NO
North Terrace_NT02-Benham_Basement_B19B _ Lift | NT-NT02-01-B19B | NT02-01-B19B-Lift | North Terrace | NT | NT02 | Benham | 01 | Basement | B19B | 99939 | Unusable Spaces | 99939 | Unusable Spaces | 3.52 | Lift | 8 | Non Useable Floor Area Space Group | 838 | Non-usable - Lift |  | Unknown | 0.00 | NO
North Terrace_NT02-Benham_Basement_B19C _ Distilled Water | NT-NT02-01-B19C | NT02-01-B19C-Distilled Water | North Terrace | NT | NT02 | Benham | 01 | Basement | B19C | 285 | School of Biological Sciences | 285 | School of Biological Sciences | 7.59 | Distilled Water | 4 | Ancillary Area Space Group | 401 | Ancillary Area - Laboratory Service and Preparation |  | Adequate | 1,132.67 | NO
North Terrace_NT02-Benham_Basement_B20 _ Culture Room | NT-NT02-01-B20 | NT02-01-B20-Culture Room | North Terrace | NT | NT02 | Benham | 01 | Basement | B20 | 285 | School of Biological Sciences | 285 | School of Biological Sciences | 11.97 | Culture Room | 4 | Ancillary Area Space Group | 401 | Ancillary Area - Laboratory Service and Preparation |  | Adequate | 1,786.31 | NO
North Terrace_NT02-Benham_Basement_B20A _ Culture Room | NT-NT02-01-B20A | NT02-01-B20A-Culture Room | North Terrace | NT | NT02 | Benham | 01 | Basement | B20A | 285 | School of Biological Sciences | 285 | School of Biological Sciences | 2.58 | Culture Room | 4 | Ancillary Area Space Group | 401 | Ancillary Area - Laboratory Service and Preparation |  | Adequate | 385.02 | NO
North Terrace_NT02-Benham_Basement_B20B _ Culture Room | NT-NT02-01-B20B | NT02-01-B20B-Culture Room | North Terrace | NT | NT02 | Benham | 01 | Basement | B20B | 285 | School of Biological Sciences | 285 | School of Biological Sciences | 2.58 | Culture Room | 4 | Ancillary Area Space Group | 401 | Ancillary Area - Laboratory Service and Preparation |  | Adequate | 385.02 | NO
North Terrace_NT02-Benham_Basement_B20C _ Culture Room | NT-NT02-01-B20C | NT02-01-B20C-Culture Room | North Terrace | NT | NT02 | Benham | 01 | Basement | B20C | 285 | School of Biological Sciences | 285 | School of Biological Sciences | 2.58 | Culture Room | 4 | Ancillary Area Space Group | 401 | Ancillary Area - Laboratory Service and Preparation |  | Adequate | 385.02 | NO
North Terrace_NT02-Benham_Basement_B21 _ Research Facility | NT-NT02-01-B21 | NT02-01-B21-Research Facility | North Terrace | NT | NT02 | Benham | 01 | Basement | B21 | 285 | School of Biological Sciences | 285 | School of Biological Sciences | 70.12 | Research Facility | 3 | Specialist Teaching or Research Space Group | 312 | Laboratory - Research Only |  | Adequate | 15,815.16 | NO
North Terrace_NT02-Benham_Basement_B21A _ Prep Room | NT-NT02-01-B21A | NT02-01-B21A-Prep Room | North Terrace | NT | NT02 | Benham | 01 | Basement | B21A | 285 | School of Biological Sciences | 285 | School of Biological Sciences | 5.57 | Prep Room | 4 | Ancillary Area Space Group | 401 | Ancillary Area - Laboratory Service and Preparation |  | Adequate | 831.22 | NO
North Terrace_NT02-Benham_Basement_B21B _ Store Room | NT-NT02-01-B21B | NT02-01-B21B-Store Room | North Terrace | NT | NT02 | Benham | 01 | Basement | B21B | 285 | School of Biological Sciences | 285 | School of Biological Sciences | 5.57 | Store Room | 4 | Ancillary Area Space Group | 419 | Ancillary Area - Store Room - Generic |  | Adequate | 831.22 | NO
North Terrace_NT02-Benham_Basement_B21C _ Instrument Room | NT-NT02-01-B21C | NT02-01-B21C-Instrument Room | North Terrace | NT | NT02 | Benham | 01 | Basement | B21C | 285 | School of Biological Sciences | 285 | School of Biological Sciences | 8.25 | Instrument Room | 4 | Ancillary Area Space Group | 402 | Ancillary Area - Instrument Room |  | Adequate | 1,231.17 | NO
North Terrace_NT02-Benham_Basement_B22 _ Water Environment Biotechnology | NT-NT02-01-B22 | NT02-01-B22-Water Environment Biotechnology | North Terrace | NT | NT02 | Benham | 01 | Basement | B22 | 285 | School of Biological Sciences | 285 | School of Biological Sciences | 26.49 | Water Environment Biotechnology | 3 | Specialist Teaching or Research Space Group | 300 | Laboratory - Specialist teaching and research - type not defined |  | Adequate | 5,974.67 | NO
North Terrace_NT02-Benham_Basement_B22A _ Laboratory / Prep Area | NT-NT02-01-B22A | NT02-01-B22A-Laboratory / Prep Area | North Terrace | NT | NT02 | Benham | 01 | Basement | B22A | 285 | School of Biological Sciences | 285 | School of Biological Sciences | 13.02 | Laboratory / Prep Area | 4 | Ancillary Area Space Group | 401 | Ancillary Area - Laboratory Service and Preparation |  | Adequate | 1,943.00 | NO
North Terrace_NT02-Benham_Basement_B23 _ Instrument Room | NT-NT02-01-B23 | NT02-01-B23-Instrument Room | North Terrace | NT | NT02 | Benham | 01 | Basement | B23 | 285 | School of Biological Sciences | 285 | School of Biological Sciences | 16.26 | Instrument Room | 4 | Ancillary Area Space Group | 402 | Ancillary Area - Instrument Room |  | Adequate | 2,426.52 | NO
North Terrace_NT02-Benham_Basement_B24 _ A/L | NT-NT02-01-B24 | NT02-01-B24-A/L | North Terrace | NT | NT02 | Benham | 01 | Basement | B24 | 99939 | Unusable Spaces | 99939 | Unusable Spaces | 2.5 | A/L | 8 | Non Useable Floor Area Space Group | 822 | Non-usable - Toilets/Amenities - Unisex |  | Unknown | 0.00 | NO
North Terrace_NT02-Benham_Basement_B24A _ Potting Area | NT-NT02-01-B24A | NT02-01-B24A-Potting Area | North Terrace | NT | NT02 | Benham | 01 | Basement | B24A | 285 | School of Biological Sciences | 285 | School of Biological Sciences | 10.88 | Potting Area | 4 | Ancillary Area Space Group | 401 | Ancillary Area - Laboratory Service and Preparation |  | Adequate | 1,623.65 | NO
North Terrace_NT02-Benham_Basement_B24B _ Potting Area Store | NT-NT02-01-B24B | NT02-01-B24B-Potting Area Store | North Terrace | NT | NT02 | Benham | 01 | Basement | B24B | 285 | School of Biological Sciences | 285 | School of Biological Sciences | 2.3 | Potting Area Store | 4 | Ancillary Area Space Group | 401 | Ancillary Area - Laboratory Service and Preparation |  | Adequate | 343.23 | NO
North Terrace_NT02-Benham_Basement_B24C _ Pot Storage | NT-NT02-01-B24C | NT02-01-B24C-Pot Storage | North Terrace | NT | NT02 | Benham | 01 | Basement | B24C | 285 | School of Biological Sciences | 285 | School of Biological Sciences | 13.61 | Pot Storage | 4 | Ancillary Area Space Group | 401 | Ancillary Area - Laboratory Service and Preparation |  | Adequate | 2,031.05 | NO
North Terrace_NT02-Benham_Basement_B24D _ Entrance | NT-NT02-01-B24D | NT02-01-B24D-Entrance | North Terrace | NT | NT02 | Benham | 01 | Basement | B24D | 99939 | Unusable Spaces | 99939 | Unusable Spaces | 2.24 | Entrance | 8 | Non Useable Floor Area Space Group | 805 | Non-usable - Circulation space |  | Unknown | 0.00 | NO
North Terrace_NT02-Benham_Basement_B25 _ Glasshouse | NT-NT02-01-B25 | NT02-01-B25-Glasshouse | North Terrace | NT | NT02 | Benham | 01 | Basement | B25 | 285 | School of Biological Sciences | 285 | School of Biological Sciences | 11.54 | Glasshouse | 4 | Ancillary Area Space Group | 407 | Ancillary Area - Glasshouse/Greenhouse |  | Adequate | 1,722.14 | NO
North Terrace_NT02-Benham_Basement_B26 _ Glasshouse | NT-NT02-01-B26 | NT02-01-B26-Glasshouse | North Terrace | NT | NT02 | Benham | 01 | Basement | B26 | 285 | School of Biological Sciences | 285 | School of Biological Sciences | 23.82 | Glasshouse | 4 | Ancillary Area Space Group | 407 | Ancillary Area - Glasshouse/Greenhouse |  | Adequate | 3,554.71 | NO
North Terrace_NT02-Benham_Basement_B27 _ Glasshouse | NT-NT02-01-B27 | NT02-01-B27-Glasshouse | North Terrace | NT | NT02 | Benham | 01 | Basement | B27 | 285 | School of Biological Sciences | 285 | School of Biological Sciences | 23.82 | Glasshouse | 4 | Ancillary Area Space Group | 407 | Ancillary Area - Glasshouse/Greenhouse |  | Adequate | 3,554.71 | NO
North Terrace_NT02-Benham_Basement_B28 _ Glasshouse | NT-NT02-01-B28 | NT02-01-B28-Glasshouse | North Terrace | NT | NT02 | Benham | 01 | Basement | B28 | 285 | School of Biological Sciences | 285 | School of Biological Sciences | 11.55 | Glasshouse | 4 | Ancillary Area Space Group | 407 | Ancillary Area - Glasshouse/Greenhouse |  | Adequate | 1,723.63 | NO
North Terrace_NT02-Benham_Basement_B29 _ Corr. | NT-NT02-01-B29 | NT02-01-B29-Corr. | North Terrace | NT | NT02 | Benham | 01 | Basement | B29 | 99939 | Unusable Spaces | 99939 | Unusable Spaces | 25.99 | Corr. | 8 | Non Useable Floor Area Space Group | 805 | Non-usable - Circulation space |  | Unknown | 0.00 | NO
North Terrace_NT02-Benham_Ground Floor_G00 _ Hall | NT-NT02-02-G00 | NT02-02-G00-Hall | North Terrace | NT | NT02 | Benham | 02 | Ground Floor | G00 | 99939 | Unusable Spaces | 99939 | Unusable Spaces | 28.09 | Hall | 8 | Non Useable Floor Area Space Group | 805 | Non-usable - Circulation space |  | Unknown | 0.00 | NO
North Terrace_NT02-Benham_Ground Floor_G00A _ Corr. | NT-NT02-02-G00A | NT02-02-G00A-Corr. | North Terrace | NT | NT02 | Benham | 02 | Ground Floor | G00A | 99939 | Unusable Spaces | 99939 | Unusable Spaces | 34.69 | Corr. | 8 | Non Useable Floor Area Space Group | 805 | Non-usable - Circulation space |  | Unknown | 0.00 | NO
North Terrace_NT02-Benham_Ground Floor_G00C _ Hall | NT-NT02-02-G00C | NT02-02-G00C-Hall | North Terrace | NT | NT02 | Benham | 02 | Ground Floor | G00C | 99939 | Unusable Spaces | 99939 | Unusable Spaces | 10.03 | Hall | 8 | Non Useable Floor Area Space Group | 805 | Non-usable - Circulation space |  | Unknown | 0.00 | NO
North Terrace_NT02-Benham_Ground Floor_G00D _ Hall | NT-NT02-02-G00D | NT02-02-G00D-Hall | North Terrace | NT | NT02 | Benham | 02 | Ground Floor | G00D | 99939 | Unusable Spaces | 99939 | Unusable Spaces | 9.02 | Hall | 8 | Non Useable Floor Area Space Group | 805 | Non-usable - Circulation space |  | Unknown | 0.00 | NO
North Terrace_NT02-Benham_Ground Floor_G00E _ Entry | NT-NT02-02-G00E | NT02-02-G00E-Entry | North Terrace | NT | NT02 | Benham | 02 | Ground Floor | G00E | 99939 | Unusable Spaces | 99939 | Unusable Spaces | 5.68 | Entry | 8 | Non Useable Floor Area Space Group | 805 | Non-usable - Circulation space |  | Unknown | 0.00 | NO
North Terrace_NT02-Benham_Ground Floor_G00F _ Entry | NT-NT02-02-G00F | NT02-02-G00F-Entry | North Terrace | NT | NT02 | Benham | 02 | Ground Floor | G00F | 99939 | Unusable Spaces | 99939 | Unusable Spaces | 5.68 | Entry | 8 | Non Useable Floor Area Space Group | 805 | Non-usable - Circulation space |  | Unknown | 0.00 | NO
North Terrace_NT02-Benham_Ground Floor_G00G _ Entry | NT-NT02-02-G00G | NT02-02-G00G-Entry | North Terrace | NT | NT02 | Benham | 02 | Ground Floor | G00G | 99939 | Unusable Spaces | 99939 | Unusable Spaces | 5.76 | Entry | 8 | Non Useable Floor Area Space Group | 805 | Non-usable - Circulation space |  | Unknown | 0.00 | NO
North Terrace_NT02-Benham_Ground Floor_G01C _ Hall | NT-NT02-02-G01C | NT02-02-G01C-Hall | North Terrace | NT | NT02 | Benham | 02 | Ground Floor | G01C | 99939 | Unusable Spaces | 99939 | Unusable Spaces | 15.9 | Hall | 8 | Non Useable Floor Area Space Group | 805 | Non-usable - Circulation space |  | Unknown | 0.00 | NO
North Terrace_NT02-Benham_Ground Floor_G01I _ VSR | NT-NT02-02-G01I | NT02-02-G01I-VSR | North Terrace | NT | NT02 | Benham | 02 | Ground Floor | G01I | 99939 | Unusable Spaces | 99939 | Unusable Spaces | 1.36 | VSR | 8 | Non Useable Floor Area Space Group | 840 | Non-usable - Service riser |  | Unknown | 0.00 | NO
North Terrace_NT02-Benham_Ground Floor_G01J _ Lift | NT-NT02-02-G01J | NT02-02-G01J-Lift | North Terrace | NT | NT02 | Benham | 02 | Ground Floor | G01J | 99939 | Unusable Spaces | 99939 | Unusable Spaces | 3.7 | Lift | 8 | Non Useable Floor Area Space Group | 838 | Non-usable - Lift |  | Unknown | 0.00 | NO
North Terrace_NT02-Benham_Ground Floor_G02 _ Office | NT-NT02-02-G02 | NT02-02-G02-Office | North Terrace | NT | NT02 | Benham | 02 | Ground Floor | G02 | 285 | School of Biological Sciences | 285 | School of Biological Sciences | 27.4 | Office | 1 | Office Space Group | 101 | Office - Academic Staff |  | Adequate | 4,646.55 | NO
North Terrace_NT02-Benham_Ground Floor_G02B _ Office | NT-NT02-02-G02B | NT02-02-G02B-Office | North Terrace | NT | NT02 | Benham | 02 | Ground Floor | G02B | 285 | School of Biological Sciences | 285 | School of Biological Sciences | 14.56 | Office | 1 | Office Space Group | 101 | Office - Academic Staff |  | Adequate | 2,469.12 | NO
North Terrace_NT02-Benham_Ground Floor_G03 _ Kitchen | NT-NT02-02-G03 | NT02-02-G03-Kitchen | North Terrace | NT | NT02 | Benham | 02 | Ground Floor | G03 | 285 | School of Biological Sciences | 285 | School of Biological Sciences | 13.72 | Kitchen | 6 | General Facility Space Group | 608 | General Facility - Kitchen/Servery/Food Storage |  | Adequate | 2,605.87 | NO
North Terrace_NT02-Benham_Ground Floor_G04 _ Meeting | NT-NT02-02-G04 | NT02-02-G04-Meeting | North Terrace | NT | NT02 | Benham | 02 | Ground Floor | G04 | 285 | School of Biological Sciences | 285 | School of Biological Sciences | 54.38 | Meeting | 6 | General Facility Space Group | 601 | General Facility - Committee/Conference/Meeting room |  | Adequate | 10,328.50 | NO
North Terrace_NT02-Benham_Ground Floor_G04A _ Corr. | NT-NT02-02-G04A | NT02-02-G04A-Corr. | North Terrace | NT | NT02 | Benham | 02 | Ground Floor | G04A | 99939 | Unusable Spaces | 99939 | Unusable Spaces | 2.97 | Corr. | 8 | Non Useable Floor Area Space Group | 805 | Non-usable - Circulation space |  | Unknown | 0.00 | NO
North Terrace_NT02-Benham_Ground Floor_G04B _ Office | NT-NT02-02-G04B | NT02-02-G04B-Office | North Terrace | NT | NT02 | Benham | 02 | Ground Floor | G04B | 285 | School of Biological Sciences | 285 | School of Biological Sciences | 11.43 | Office | 1 | Office Space Group | 101 | Office - Academic Staff |  | Adequate | 1,938.32 | NO
North Terrace_NT02-Benham_Ground Floor_G05 _ Office | NT-NT02-02-G05 | NT02-02-G05-Office | North Terrace | NT | NT02 | Benham | 02 | Ground Floor | G05 | 119 | Environment Institute | 119 | Environment Institute | 12.4 | Office | 1 | Office Space Group | 101 | Office - Academic Staff |  | Good | 2,628.52 | NO
North Terrace_NT02-Benham_Ground Floor_G05A _ Office | NT-NT02-02-G05A | NT02-02-G05A-Office | North Terrace | NT | NT02 | Benham | 02 | Ground Floor | G05A | 119 | Environment Institute | 119 | Environment Institute | 27.21 | Office | 1 | Office Space Group | 101 | Office - Academic Staff |  | Good | 5,767.91 | NO
North Terrace_NT02-Benham_Ground Floor_G06 _ Reception | NT-NT02-02-G06 | NT02-02-G06-Reception | North Terrace | NT | NT02 | Benham | 02 | Ground Floor | G06 | 285 | School of Biological Sciences | 285 | School of Biological Sciences | 16.26 | Reception | 6 | General Facility Space Group | 623 | General Facility - Waiting Area/Foyer/Reception Area |  | Adequate | 3,088.29 | NO
North Terrace_NT02-Benham_Ground Floor_G07 _ Stair | NT-NT02-02-G07 | NT02-02-G07-Stair | North Terrace | NT | NT02 | Benham | 02 | Ground Floor | G07 | 99939 | Unusable Spaces | 99939 | Unusable Spaces | 16.33 | Stair | 8 | Non Useable Floor Area Space Group | 805 | Non-usable - Circulation space |  | Unknown | 0.00 | NO
North Terrace_NT02-Benham_Ground Floor_G08 _ Plantroom | NT-NT02-02-G08 | NT02-02-G08-Plantroom | North Terrace | NT | NT02 | Benham | 02 | Ground Floor | G08 | 99939 | Unusable Spaces | 99939 | Unusable Spaces | 4.02 | Plantroom | 8 | Non Useable Floor Area Space Group | 811 | Non-usable - Plant room other |  | Unknown | 0.00 | NO
North Terrace_NT02-Benham_Ground Floor_G09 _ Corr. | NT-NT02-02-G09 | NT02-02-G09-Corr. | North Terrace | NT | NT02 | Benham | 02 | Ground Floor | G09 | 99939 | Unusable Spaces | 99939 | Unusable Spaces | 0.6 | Corr. | 8 | Non Useable Floor Area Space Group | 805 | Non-usable - Circulation space |  | Unknown | 0.00 | NO
North Terrace_NT02-Benham_Ground Floor_G09A _ Plantroom | NT-NT02-02-G09A | NT02-02-G09A-Plantroom | North Terrace | NT | NT02 | Benham | 02 | Ground Floor | G09A | 99939 | Unusable Spaces | 99939 | Unusable Spaces | 1.05 | Plantroom | 8 | Non Useable Floor Area Space Group | 811 | Non-usable - Plant room other |  | Unknown | 0.00 | NO
North Terrace_NT02-Benham_Ground Floor_G10 _ "Benham Lecture Theatre" | NT-NT02-02-G10 | NT02-02-G10-"Benham Lecture Theatre" | North Terrace | NT | NT02 | Benham | 02 | Ground Floor | G10 | 99998 | Central Common Teaching Areas (In Use) | 952 | Corporate Services Division Admin | 129.19 | "Benham Lecture Theatre" | 2 | Teaching Space Group | 203 | Lecture Theatre (< 100 seats) |  | Adequate | 26,728.15 | NO
North Terrace_NT02-Benham_Ground Floor_G11 _ Corr. | NT-NT02-02-G11 | NT02-02-G11-Corr. | North Terrace | NT | NT02 | Benham | 02 | Ground Floor | G11 | 99939 | Unusable Spaces | 99939 | Unusable Spaces | 13.32 | Corr. | 8 | Non Useable Floor Area Space Group | 805 | Non-usable - Circulation space |  | Unknown | 0.00 | NO
North Terrace_NT02-Benham_Ground Floor_G11A _ Corr. | NT-NT02-02-G11A | NT02-02-G11A-Corr. | North Terrace | NT | NT02 | Benham | 02 | Ground Floor | G11A | 99939 | Unusable Spaces | 99939 | Unusable Spaces | 4.24 | Corr. | 8 | Non Useable Floor Area Space Group | 805 | Non-usable - Circulation space |  | Unknown | 0.00 | NO
North Terrace_NT02-Benham_Ground Floor_G11B _ Comms | NT-NT02-02-G11B | NT02-02-G11B-Comms | North Terrace | NT | NT02 | Benham | 02 | Ground Floor | G11B | 850 | ITDS Branch Central Costs | 869 | Information Technology and Digital Services | 8.32 | Comms | 8 | Non Useable Floor Area Space Group | 812 | Non-usable - Comms/network system/Telephone/PABX |  | Good | 0.00 | NO
North Terrace_NT02-Benham_Ground Floor_G11C _ Cleaner | NT-NT02-02-G11C | NT02-02-G11C-Cleaner | North Terrace | NT | NT02 | Benham | 02 | Ground Floor | G11C | 99939 | Unusable Spaces | 99939 | Unusable Spaces | 3.31 | Cleaner | 8 | Non Useable Floor Area Space Group | 806 | Non-usable - Cleaners room |  | Unknown | 0.00 | NO
North Terrace_NT02-Benham_Ground Floor_G11D _ WC / Shower | NT-NT02-02-G11D | NT02-02-G11D-WC / Shower | North Terrace | NT | NT02 | Benham | 02 | Ground Floor | G11D | 99939 | Unusable Spaces | 99939 | Unusable Spaces | 8.92 | WC / Shower | 8 | Non Useable Floor Area Space Group | 822 | Non-usable - Toilets/Amenities - Unisex |  | Unknown | 0.00 | NO
North Terrace_NT02-Benham_Ground Floor_G12 _ Corr. | NT-NT02-02-G12 | NT02-02-G12-Corr. | North Terrace | NT | NT02 | Benham | 02 | Ground Floor | G12 | 99939 | Unusable Spaces | 99939 | Unusable Spaces | 12.5 | Corr. | 8 | Non Useable Floor Area Space Group | 805 | Non-usable - Circulation space |  | Unknown | 0.00 | NO
North Terrace_NT02-Benham_Ground Floor_G12A _ WC | NT-NT02-02-G12A | NT02-02-G12A-WC | North Terrace | NT | NT02 | Benham | 02 | Ground Floor | G12A | 99939 | Unusable Spaces | 99939 | Unusable Spaces | 7.94 | WC | 8 | Non Useable Floor Area Space Group | 822 | Non-usable - Toilets/Amenities - Unisex |  | Unknown | 0.00 | NO
North Terrace_NT02-Benham_Ground Floor_G12B _ Cleaner | NT-NT02-02-G12B | NT02-02-G12B-Cleaner | North Terrace | NT | NT02 | Benham | 02 | Ground Floor | G12B | 99939 | Unusable Spaces | 99939 | Unusable Spaces | 3.31 | Cleaner | 8 | Non Useable Floor Area Space Group | 806 | Non-usable - Cleaners room |  | Unknown | 0.00 | NO
North Terrace_NT02-Benham_Ground Floor_G12C _ WC | NT-NT02-02-G12C | NT02-02-G12C-WC | North Terrace | NT | NT02 | Benham | 02 | Ground Floor | G12C | 99939 | Unusable Spaces | 99939 | Unusable Spaces | 8.32 | WC | 8 | Non Useable Floor Area Space Group | 822 | Non-usable - Toilets/Amenities - Unisex |  | Unknown | 0.00 | NO
North Terrace_NT02-Benham_Ground Floor_G12D _ Corr. | NT-NT02-02-G12D | NT02-02-G12D-Corr. | North Terrace | NT | NT02 | Benham | 02 | Ground Floor | G12D | 99939 | Unusable Spaces | 99939 | Unusable Spaces | 4.24 | Corr. | 8 | Non Useable Floor Area Space Group | 805 | Non-usable - Circulation space |  | Unknown | 0.00 | NO
North Terrace_NT02-Benham_Ground Floor_G13 _ Corr. | NT-NT02-02-G13 | NT02-02-G13-Corr. | North Terrace | NT | NT02 | Benham | 02 | Ground Floor | G13 | 99939 | Unusable Spaces | 99939 | Unusable Spaces | 22.31 | Corr. | 8 | Non Useable Floor Area Space Group | 805 | Non-usable - Circulation space |  | Unknown | 0.00 | NO
North Terrace_NT02-Benham_Ground Floor_G13B _ Corr. | NT-NT02-02-G13B | NT02-02-G13B-Corr. | North Terrace | NT | NT02 | Benham | 02 | Ground Floor | G13B | 99939 | Unusable Spaces | 99939 | Unusable Spaces | 9.44 | Corr. | 8 | Non Useable Floor Area Space Group | 805 | Non-usable - Circulation space |  | Unknown | 0.00 | NO
North Terrace_NT02-Benham_Ground Floor_G13C _ Corr. | NT-NT02-02-G13C | NT02-02-G13C-Corr. | North Terrace | NT | NT02 | Benham | 02 | Ground Floor | G13C | 99939 | Unusable Spaces | 99939 | Unusable Spaces | 10.03 | Corr. | 8 | Non Useable Floor Area Space Group | 805 | Non-usable - Circulation space |  | Unknown | 0.00 | NO
North Terrace_NT02-Benham_Ground Floor_G13D _ Corr. | NT-NT02-02-G13D | NT02-02-G13D-Corr. | North Terrace | NT | NT02 | Benham | 02 | Ground Floor | G13D | 99939 | Unusable Spaces | 99939 | Unusable Spaces | 5.75 | Corr. | 8 | Non Useable Floor Area Space Group | 805 | Non-usable - Circulation space |  | Unknown | 0.00 | NO
North Terrace_NT02-Benham_Ground Floor_G13E _ Corr. | NT-NT02-02-G13E | NT02-02-G13E-Corr. | North Terrace | NT | NT02 | Benham | 02 | Ground Floor | G13E | 99939 | Unusable Spaces | 99939 | Unusable Spaces | 10.41 | Corr. | 8 | Non Useable Floor Area Space Group | 805 | Non-usable - Circulation space |  | Unknown | 0.00 | NO
North Terrace_NT02-Benham_Ground Floor_G14 _ Corr. | NT-NT02-02-G14 | NT02-02-G14-Corr. | North Terrace | NT | NT02 | Benham | 02 | Ground Floor | G14 | 99939 | Unusable Spaces | 99939 | Unusable Spaces | 0.6 | Corr. | 8 | Non Useable Floor Area Space Group | 805 | Non-usable - Circulation space |  | Unknown | 0.00 | NO
North Terrace_NT02-Benham_Ground Floor_G14A _ Plantroom | NT-NT02-02-G14A | NT02-02-G14A-Plantroom | North Terrace | NT | NT02 | Benham | 02 | Ground Floor | G14A | 99939 | Unusable Spaces | 99939 | Unusable Spaces | 1.05 | Plantroom | 8 | Non Useable Floor Area Space Group | 811 | Non-usable - Plant room other |  | Unknown | 0.00 | NO
North Terrace_NT02-Benham_Ground Floor_G15 _ Plantroom | NT-NT02-02-G15 | NT02-02-G15-Plantroom | North Terrace | NT | NT02 | Benham | 02 | Ground Floor | G15 | 99939 | Unusable Spaces | 99939 | Unusable Spaces | 4.02 | Plantroom | 8 | Non Useable Floor Area Space Group | 811 | Non-usable - Plant room other |  | Unknown | 0.00 | NO
North Terrace_NT02-Benham_Ground Floor_G16 _ Stair | NT-NT02-02-G16 | NT02-02-G16-Stair | North Terrace | NT | NT02 | Benham | 02 | Ground Floor | G16 | 99939 | Unusable Spaces | 99939 | Unusable Spaces | 16.33 | Stair | 8 | Non Useable Floor Area Space Group | 805 | Non-usable - Circulation space |  | Unknown | 0.00 | NO
North Terrace_NT02-Benham_Ground Floor_G17 _ Office - Staff | NT-NT02-02-G17 | NT02-02-G17-Office - Staff | North Terrace | NT | NT02 | Benham | 02 | Ground Floor | G17 | 285 | School of Biological Sciences | 285 | School of Biological Sciences | 16.26 | Office - Staff | 1 | Office Space Group | 101 | Office - Academic Staff |  | Adequate | 2,757.41 | NO
North Terrace_NT02-Benham_Ground Floor_G18 _ Office - Open Plan - shared | NT-NT02-02-G18 | NT02-02-G18-Office - Open Plan - shared | North Terrace | NT | NT02 | Benham | 02 | Ground Floor | G18 | 285 | School of Biological Sciences | 285 | School of Biological Sciences | 39.48 | Office - Open Plan - shared | 1 | Office Space Group | 112 | Open Plan - Academic Staff |  | Adequate | 6,695.10 | NO
North Terrace_NT02-Benham_Ground Floor_G19 _ Office - Open Plan - shared | NT-NT02-02-G19 | NT02-02-G19-Office - Open Plan - shared | North Terrace | NT | NT02 | Benham | 02 | Ground Floor | G19 | 285 | School of Biological Sciences | 285 | School of Biological Sciences | 34.12 | Office - Open Plan - shared | 1 | Office Space Group | 112 | Open Plan - Academic Staff |  | Adequate | 5,786.14 | NO
North Terrace_NT02-Benham_Ground Floor_G19A _ Store | NT-NT02-02-G19A | NT02-02-G19A-Store | North Terrace | NT | NT02 | Benham | 02 | Ground Floor | G19A | 285 | School of Biological Sciences | 285 | School of Biological Sciences | 4.22 | Store | 4 | Ancillary Area Space Group | 419 | Ancillary Area - Store Room - Generic |  | Adequate | 629.76 | NO
North Terrace_NT02-Benham_Ground Floor_G20 _ Research Laboratory | NT-NT02-02-G20 | NT02-02-G20-Research Laboratory | North Terrace | NT | NT02 | Benham | 02 | Ground Floor | G20 | 285 | School of Biological Sciences | 285 | School of Biological Sciences | 30.6 | Research Laboratory | 3 | Specialist Teaching or Research Space Group | 312 | Laboratory - Research Only |  | Adequate | 6,901.65 | NO
North Terrace_NT02-Benham_Ground Floor_G20C _ Corr. | NT-NT02-02-G20C | NT02-02-G20C-Corr. | North Terrace | NT | NT02 | Benham | 02 | Ground Floor | G20C | 99939 | Unusable Spaces | 99939 | Unusable Spaces | 23.82 | Corr. | 8 | Non Useable Floor Area Space Group | 805 | Non-usable - Circulation space |  | Unknown | 0.00 | NO
North Terrace_NT02-Benham_Ground Floor_G21 _ Limnology Research Laboratory | NT-NT02-02-G21 | NT02-02-G21-Limnology Research Laboratory | North Terrace | NT | NT02 | Benham | 02 | Ground Floor | G21 | 285 | School of Biological Sciences | 285 | School of Biological Sciences | 58.22 | Limnology Research Laboratory | 3 | Specialist Teaching or Research Space Group | 312 | Laboratory - Research Only |  | Adequate | 13,131.19 | NO
North Terrace_NT02-Benham_Ground Floor_G21A _ Office - Post Grad. | NT-NT02-02-G21A | NT02-02-G21A-Office - Post Grad. | North Terrace | NT | NT02 | Benham | 02 | Ground Floor | G21A | 285 | School of Biological Sciences | 285 | School of Biological Sciences | 14.56 | Office - Post Grad. | 1 | Office Space Group | 103 | Office - Research Students |  | Adequate | 2,469.12 | NO
North Terrace_NT02-Benham_Ground Floor_G22 _ Research | NT-NT02-02-G22 | NT02-02-G22-Research | North Terrace | NT | NT02 | Benham | 02 | Ground Floor | G22 | 285 | School of Biological Sciences | 285 | School of Biological Sciences | 11.45 | Research | 4 | Ancillary Area Space Group | 401 | Ancillary Area - Laboratory Service and Preparation |  | Adequate | 1,708.71 | NO
North Terrace_NT02-Benham_Ground Floor_G22A _ Small within G22 | NT-NT02-02-G22A | NT02-02-G22A-Small within G22 | North Terrace | NT | NT02 | Benham | 02 | Ground Floor | G22A | 285 | School of Biological Sciences | 285 | School of Biological Sciences | 1.05 | Small within G22 | 4 | Ancillary Area Space Group | 419 | Ancillary Area - Store Room - Generic |  | Adequate | 156.69 | NO
North Terrace_NT02-Benham_Ground Floor_G24 _ Corr. | NT-NT02-02-G24 | NT02-02-G24-Corr. | North Terrace | NT | NT02 | Benham | 02 | Ground Floor | G24 | 99939 | Unusable Spaces | 99939 | Unusable Spaces | 9.59 | Corr. | 8 | Non Useable Floor Area Space Group | 805 | Non-usable - Circulation space |  | Unknown | 0.00 | NO
North Terrace_NT02-Benham_Ground Floor_G24A _ Office - Post Grad. | NT-NT02-02-G24A | NT02-02-G24A-Office - Post Grad. | North Terrace | NT | NT02 | Benham | 02 | Ground Floor | G24A | 285 | School of Biological Sciences | 285 | School of Biological Sciences | 14.49 | Office - Post Grad. | 1 | Office Space Group | 103 | Office - Research Students |  | Adequate | 2,457.25 | NO
North Terrace_NT02-Benham_Ground Floor_G24B _ Office - Student | NT-NT02-02-G24B | NT02-02-G24B-Office - Student | North Terrace | NT | NT02 | Benham | 02 | Ground Floor | G24B | 285 | School of Biological Sciences | 285 | School of Biological Sciences | 15.18 | Office - Student | 1 | Office Space Group | 103 | Office - Research Students |  | Adequate | 2,574.26 | NO
North Terrace_NT02-Benham_Ground Floor_G24C _ Office - Staff | NT-NT02-02-G24C | NT02-02-G24C-Office - Staff | North Terrace | NT | NT02 | Benham | 02 | Ground Floor | G24C | 285 | School of Biological Sciences | 285 | School of Biological Sciences | 17.35 | Office - Staff | 1 | Office Space Group | 101 | Office - Academic Staff |  | Adequate | 2,942.25 | NO
North Terrace_NT02-Benham_Ground Floor_G25 _ "Peter Martin Room" | NT-NT02-02-G25 | NT02-02-G25-"Peter Martin Room" | North Terrace | NT | NT02 | Benham | 02 | Ground Floor | G25 | 99998 | Central Common Teaching Areas (In Use) | 952 | Corporate Services Division Admin | 62.39 | "Peter Martin Room" | 2 | Teaching Space Group | 205 | Lecture/Seminar/Tutorial/Class Room (31 to 69) Flat Floor |  | Adequate | 12,907.88 | NO
North Terrace_NT02-Benham_First Floor_100 _ Corr. | NT-NT02-03-100 | NT02-03-100-Corr. | North Terrace | NT | NT02 | Benham | 03 | First Floor | 100 | 99939 | Unusable Spaces | 99939 | Unusable Spaces | 29.44 | Corr. | 8 | Non Useable Floor Area Space Group | 805 | Non-usable - Circulation space |  | Unknown | 0.00 | NO
North Terrace_NT02-Benham_First Floor_100A _ Corr. | NT-NT02-03-100A | NT02-03-100A-Corr. | North Terrace | NT | NT02 | Benham | 03 | First Floor | 100A | 99939 | Unusable Spaces | 99939 | Unusable Spaces | 21.49 | Corr. | 8 | Non Useable Floor Area Space Group | 805 | Non-usable - Circulation space |  | Unknown | 0.00 | NO
North Terrace_NT02-Benham_First Floor_100B _ Corr. | NT-NT02-03-100B | NT02-03-100B-Corr. | North Terrace | NT | NT02 | Benham | 03 | First Floor | 100B | 99939 | Unusable Spaces | 99939 | Unusable Spaces | 21.43 | Corr. | 8 | Non Useable Floor Area Space Group | 805 | Non-usable - Circulation space |  | Unknown | 0.00 | NO
North Terrace_NT02-Benham_First Floor_100C _ Corr. | NT-NT02-03-100C | NT02-03-100C-Corr. | North Terrace | NT | NT02 | Benham | 03 | First Floor | 100C | 99939 | Unusable Spaces | 99939 | Unusable Spaces | 29.44 | Corr. | 8 | Non Useable Floor Area Space Group | 805 | Non-usable - Circulation space |  | Unknown | 0.00 | NO
North Terrace_NT02-Benham_First Floor_100D _ Stair | NT-NT02-03-100D | NT02-03-100D-Stair | North Terrace | NT | NT02 | Benham | 03 | First Floor | 100D | 99939 | Unusable Spaces | 99939 | Unusable Spaces | 16.33 | Stair | 8 | Non Useable Floor Area Space Group | 805 | Non-usable - Circulation space |  | Unknown | 0.00 | NO
North Terrace_NT02-Benham_First Floor_101 _ Office - Student | NT-NT02-03-101 | NT02-03-101-Office - Student | North Terrace | NT | NT02 | Benham | 03 | First Floor | 101 | 285 | School of Biological Sciences | 285 | School of Biological Sciences | 9.91 | Office - Student | 1 | Office Space Group | 103 | Office - Research Students |  | Adequate | 1,680.56 | NO
North Terrace_NT02-Benham_First Floor_101B _ Stair | NT-NT02-03-101B | NT02-03-101B-Stair | North Terrace | NT | NT02 | Benham | 03 | First Floor | 101B | 99939 | Unusable Spaces | 99939 | Unusable Spaces | 16.33 | Stair | 8 | Non Useable Floor Area Space Group | 805 | Non-usable - Circulation space |  | Unknown | 0.00 | NO
North Terrace_NT02-Benham_First Floor_101C _ Lift | NT-NT02-03-101C | NT02-03-101C-Lift | North Terrace | NT | NT02 | Benham | 03 | First Floor | 101C | 99939 | Unusable Spaces | 99939 | Unusable Spaces | 3.7 | Lift | 8 | Non Useable Floor Area Space Group | 838 | Non-usable - Lift |  | Unknown | 0.00 | NO
North Terrace_NT02-Benham_First Floor_102 _ Store | NT-NT02-03-102 | NT02-03-102-Store | North Terrace | NT | NT02 | Benham | 03 | First Floor | 102 | 285 | School of Biological Sciences | 285 | School of Biological Sciences | 8.72 | Store | 4 | Ancillary Area Space Group | 419 | Ancillary Area - Store Room - Generic |  | Adequate | 1,301.31 | NO
North Terrace_NT02-Benham_First Floor_102A _ Switch Room - Elect | NT-NT02-03-102A | NT02-03-102A-Switch Room - Elect | North Terrace | NT | NT02 | Benham | 03 | First Floor | 102A | 99939 | Unusable Spaces | 99939 | Unusable Spaces | 5.73 | Switch Room - Elect | 8 | Non Useable Floor Area Space Group | 812 | Non-usable - Comms/network system/Telephone/PABX |  | Good | 0.00 | NO
North Terrace_NT02-Benham_First Floor_102B _ Hoist | NT-NT02-03-102B | NT02-03-102B-Hoist | North Terrace | NT | NT02 | Benham | 03 | First Floor | 102B | 99939 | Unusable Spaces | 99939 | Unusable Spaces | 1.05 | Hoist | 8 | Non Useable Floor Area Space Group | 838 | Non-usable - Lift |  | Unknown | 0.00 | NO
North Terrace_NT02-Benham_First Floor_103 _ Office - Staff | NT-NT02-03-103 | NT02-03-103-Office - Staff | North Terrace | NT | NT02 | Benham | 03 | First Floor | 103 | 285 | School of Biological Sciences | 285 | School of Biological Sciences | 17.09 | Office - Staff | 1 | Office Space Group | 101 | Office - Academic Staff |  | Adequate | 2,898.16 | NO
North Terrace_NT02-Benham_First Floor_104 _ Office - Staff | NT-NT02-03-104 | NT02-03-104-Office - Staff | North Terrace | NT | NT02 | Benham | 03 | First Floor | 104 | 285 | School of Biological Sciences | 285 | School of Biological Sciences | 17.67 | Office - Staff | 1 | Office Space Group | 101 | Office - Academic Staff |  | Adequate | 2,996.52 | NO
North Terrace_NT02-Benham_First Floor_105 _ Office - Staff | NT-NT02-03-105 | NT02-03-105-Office - Staff | North Terrace | NT | NT02 | Benham | 03 | First Floor | 105 | 285 | School of Biological Sciences | 285 | School of Biological Sciences | 18.36 | Office - Staff | 1 | Office Space Group | 101 | Office - Academic Staff |  | Adequate | 3,113.53 | NO
North Terrace_NT02-Benham_First Floor_106 _ Office - Staff | NT-NT02-03-106 | NT02-03-106-Office - Staff | North Terrace | NT | NT02 | Benham | 03 | First Floor | 106 | 285 | School of Biological Sciences | 285 | School of Biological Sciences | 15.54 | Office - Staff | 1 | Office Space Group | 101 | Office - Academic Staff |  | Adequate | 2,635.31 | NO
North Terrace_NT02-Benham_First Floor_107 _ Office - Staff | NT-NT02-03-107 | NT02-03-107-Office - Staff | North Terrace | NT | NT02 | Benham | 03 | First Floor | 107 | 285 | School of Biological Sciences | 285 | School of Biological Sciences | 17.18 | Office - Staff | 1 | Office Space Group | 101 | Office - Academic Staff |  | Adequate | 2,913.42 | NO
North Terrace_NT02-Benham_First Floor_108 _ Office - Staff | NT-NT02-03-108 | NT02-03-108-Office - Staff | North Terrace | NT | NT02 | Benham | 03 | First Floor | 108 | 285 | School of Biological Sciences | 285 | School of Biological Sciences | 17.88 | Office - Staff | 1 | Office Space Group | 101 | Office - Academic Staff |  | Adequate | 3,032.13 | NO
North Terrace_NT02-Benham_First Floor_109 _ Office - Staff | NT-NT02-03-109 | NT02-03-109-Office - Staff | North Terrace | NT | NT02 | Benham | 03 | First Floor | 109 | 285 | School of Biological Sciences | 285 | School of Biological Sciences | 14.02 | Office - Staff | 1 | Office Space Group | 101 | Office - Academic Staff |  | Adequate | 2,377.54 | NO
North Terrace_NT02-Benham_First Floor_109A _ Hoist | NT-NT02-03-109A | NT02-03-109A-Hoist | North Terrace | NT | NT02 | Benham | 03 | First Floor | 109A | 99939 | Unusable Spaces | 99939 | Unusable Spaces | 1.05 | Hoist | 8 | Non Useable Floor Area Space Group | 800 | Non-usable - Specific type not defined |  | Unknown | 0.00 | NO
North Terrace_NT02-Benham_First Floor_110 _ Office - Student | NT-NT02-03-110 | NT02-03-110-Office - Student | North Terrace | NT | NT02 | Benham | 03 | First Floor | 110 | 285 | School of Biological Sciences | 285 | School of Biological Sciences | 9.91 | Office - Student | 1 | Office Space Group | 103 | Office - Research Students |  | Adequate | 1,680.56 | NO
North Terrace_NT02-Benham_First Floor_111 _ WC - M | NT-NT02-03-111 | NT02-03-111-WC - M | North Terrace | NT | NT02 | Benham | 03 | First Floor | 111 | 99939 | Unusable Spaces | 99939 | Unusable Spaces | 12.27 | WC - M | 8 | Non Useable Floor Area Space Group | 821 | Non-usable - Toilets/Amenities - Male |  | Unknown | 0.00 | NO
North Terrace_NT02-Benham_First Floor_111A _ WC - M - Access (LH) | NT-NT02-03-111A | NT02-03-111A-WC - M - Access (LH) | North Terrace | NT | NT02 | Benham | 03 | First Floor | 111A | 99939 | Unusable Spaces | 99939 | Unusable Spaces | 4.58 | WC - M - Access (LH) | 8 | Non Useable Floor Area Space Group | 824 | Non-usable - Toilets/Amenities - Male Accessible |  | Unknown | 0.00 | NO
North Terrace_NT02-Benham_First Floor_112 _ A/L | NT-NT02-03-112 | NT02-03-112-A/L | North Terrace | NT | NT02 | Benham | 03 | First Floor | 112 | 99939 | Unusable Spaces | 99939 | Unusable Spaces | 4.59 | A/L | 8 | Non Useable Floor Area Space Group | 822 | Non-usable - Toilets/Amenities - Unisex |  | Unknown | 0.00 | NO
North Terrace_NT02-Benham_First Floor_112A _ Office - Student | NT-NT02-03-112A | NT02-03-112A-Office - Student | North Terrace | NT | NT02 | Benham | 03 | First Floor | 112A | 285 | School of Biological Sciences | 285 | School of Biological Sciences | 28.11 | Office - Student | 1 | Office Space Group | 103 | Office - Research Students |  | Adequate | 4,766.95 | NO
North Terrace_NT02-Benham_First Floor_112B _ Office - Staff | NT-NT02-03-112B | NT02-03-112B-Office - Staff | North Terrace | NT | NT02 | Benham | 03 | First Floor | 112B | 285 | School of Biological Sciences | 285 | School of Biological Sciences | 18.81 | Office - Staff | 1 | Office Space Group | 101 | Office - Academic Staff |  | Adequate | 3,189.84 | NO
North Terrace_NT02-Benham_First Floor_113 _ Entry | NT-NT02-03-113 | NT02-03-113-Entry | North Terrace | NT | NT02 | Benham | 03 | First Floor | 113 | 99939 | Unusable Spaces | 99939 | Unusable Spaces | 4.59 | Entry | 8 | Non Useable Floor Area Space Group | 805 | Non-usable - Circulation space |  | Unknown | 0.00 | NO
North Terrace_NT02-Benham_First Floor_113A _ Cool Room | NT-NT02-03-113A | NT02-03-113A-Cool Room | North Terrace | NT | NT02 | Benham | 03 | First Floor | 113A | 285 | School of Biological Sciences | 285 | School of Biological Sciences | 5.61 | Cool Room | 4 | Ancillary Area Space Group | 405 | Ancillary Area - Constant Temperature/ Freezer/Cold/Warm Rooms |  | Adequate | 837.19 | NO
North Terrace_NT02-Benham_First Floor_114 _ Research Laboratory 7 | NT-NT02-03-114 | NT02-03-114-Research Laboratory 7 | North Terrace | NT | NT02 | Benham | 03 | First Floor | 114 | 285 | School of Biological Sciences | 285 | School of Biological Sciences | 62.06 | Research Laboratory 7 | 3 | Specialist Teaching or Research Space Group | 312 | Laboratory - Research Only |  | Adequate | 13,997.28 | NO
North Terrace_NT02-Benham_First Floor_114A _ Research Prep | NT-NT02-03-114A | NT02-03-114A-Research Prep | North Terrace | NT | NT02 | Benham | 03 | First Floor | 114A | 285 | School of Biological Sciences | 285 | School of Biological Sciences | 5.67 | Research Prep | 4 | Ancillary Area Space Group | 401 | Ancillary Area - Laboratory Service and Preparation |  | Adequate | 846.15 | NO
North Terrace_NT02-Benham_First Floor_115 _ Research Laboratory 6 | NT-NT02-03-115 | NT02-03-115-Research Laboratory 6 | North Terrace | NT | NT02 | Benham | 03 | First Floor | 115 | 285 | School of Biological Sciences | 285 | School of Biological Sciences | 60.09 | Research Laboratory 6 | 3 | Specialist Teaching or Research Space Group | 312 | Laboratory - Research Only |  | Adequate | 13,552.95 | NO
North Terrace_NT02-Benham_First Floor_115A _ Office - Student | NT-NT02-03-115A | NT02-03-115A-Office - Student | North Terrace | NT | NT02 | Benham | 03 | First Floor | 115A | 285 | School of Biological Sciences | 285 | School of Biological Sciences | 11.92 | Office - Student | 1 | Office Space Group | 103 | Office - Research Students |  | Adequate | 2,021.42 | NO
North Terrace_NT02-Benham_First Floor_116 _ Office - Open Plan - Post Grad | NT-NT02-03-116 | NT02-03-116-Office - Open Plan - Post Grad | North Terrace | NT | NT02 | Benham | 03 | First Floor | 116 | 285 | School of Biological Sciences | 285 | School of Biological Sciences | 60.67 | Office - Open Plan - Post Grad | 1 | Office Space Group | 114 | Open Plan - Research Students |  | Adequate | 10,288.55 | NO
North Terrace_NT02-Benham_First Floor_116A _ Kitchenette | NT-NT02-03-116A | NT02-03-116A-Kitchenette | North Terrace | NT | NT02 | Benham | 03 | First Floor | 116A | 285 | School of Biological Sciences | 285 | School of Biological Sciences | 12.4 | Kitchenette | 6 | General Facility Space Group | 608 | General Facility - Kitchen/Servery/Food Storage |  | Adequate | 2,355.16 | NO
North Terrace_NT02-Benham_First Floor_116B _ Office - Student | NT-NT02-03-116B | NT02-03-116B-Office - Student | North Terrace | NT | NT02 | Benham | 03 | First Floor | 116B | 285 | School of Biological Sciences | 285 | School of Biological Sciences | 10.89 | Office - Student | 1 | Office Space Group | 103 | Office - Research Students |  | Adequate | 1,846.75 | NO
North Terrace_NT02-Benham_First Floor_117 _ Mail Room | NT-NT02-03-117 | NT02-03-117-Mail Room | North Terrace | NT | NT02 | Benham | 03 | First Floor | 117 | 285 | School of Biological Sciences | 285 | School of Biological Sciences | 22.55 | Mail Room | 4 | Ancillary Area Space Group | 408 | Ancillary Area - Mail Room/ Goods Receipt/Despatch |  | Adequate | 3,365.19 | NO
North Terrace_NT02-Benham_First Floor_118 _ Office - Open Plan - Post Grad | NT-NT02-03-118 | NT02-03-118-Office - Open Plan - Post Grad | North Terrace | NT | NT02 | Benham | 03 | First Floor | 118 | 285 | School of Biological Sciences | 285 | School of Biological Sciences | 62.68 | Office - Open Plan - Post Grad | 1 | Office Space Group | 114 | Open Plan - Research Students |  | Adequate | 10,629.41 | NO
North Terrace_NT02-Benham_First Floor_118E _ Office - Student | NT-NT02-03-118E | NT02-03-118E-Office - Student | North Terrace | NT | NT02 | Benham | 03 | First Floor | 118E | 285 | School of Biological Sciences | 285 | School of Biological Sciences | 10.89 | Office - Student | 1 | Office Space Group | 103 | Office - Research Students |  | Adequate | 1,846.75 | NO
North Terrace_NT02-Benham_First Floor_119 _ Research Laboratory 3 | NT-NT02-03-119 | NT02-03-119-Research Laboratory 3 | North Terrace | NT | NT02 | Benham | 03 | First Floor | 119 | 285 | School of Biological Sciences | 285 | School of Biological Sciences | 61.25 | Research Laboratory 3 | 3 | Specialist Teaching or Research Space Group | 312 | Laboratory - Research Only |  | Adequate | 13,814.59 | NO
North Terrace_NT02-Benham_First Floor_119A _ Mircoscope Laboratory | NT-NT02-03-119A | NT02-03-119A-Mircoscope Laboratory | North Terrace | NT | NT02 | Benham | 03 | First Floor | 119A | 285 | School of Biological Sciences | 285 | School of Biological Sciences | 10.9 | Mircoscope Laboratory | 3 | Specialist Teaching or Research Space Group | 312 | Laboratory - Research Only |  | Adequate | 2,458.43 | NO
North Terrace_NT02-Benham_First Floor_121 _ Research Laboratory 2 | NT-NT02-03-121 | NT02-03-121-Research Laboratory 2 | North Terrace | NT | NT02 | Benham | 03 | First Floor | 121 | 285 | School of Biological Sciences | 285 | School of Biological Sciences | 61.3 | Research Laboratory 2 | 3 | Specialist Teaching or Research Space Group | 312 | Laboratory - Research Only |  | Adequate | 13,825.86 | NO
North Terrace_NT02-Benham_First Floor_121A _ Microscpoe Laboratory | NT-NT02-03-121A | NT02-03-121A-Microscpoe Laboratory | North Terrace | NT | NT02 | Benham | 03 | First Floor | 121A | 285 | School of Biological Sciences | 285 | School of Biological Sciences | 10.9 | Microscpoe Laboratory | 3 | Specialist Teaching or Research Space Group | 312 | Laboratory - Research Only |  | Adequate | 2,458.43 | NO
North Terrace_NT02-Benham_First Floor_122 _ Office - Open Plan - Student | NT-NT02-03-122 | NT02-03-122-Office - Open Plan - Student | North Terrace | NT | NT02 | Benham | 03 | First Floor | 122 | 285 | School of Biological Sciences | 285 | School of Biological Sciences | 47.46 | Office - Open Plan - Student | 1 | Office Space Group | 114 | Open Plan - Research Students |  | Adequate | 8,048.37 | NO
North Terrace_NT02-Benham_First Floor_122A _ Office - Staff | NT-NT02-03-122A | NT02-03-122A-Office - Staff | North Terrace | NT | NT02 | Benham | 03 | First Floor | 122A | 285 | School of Biological Sciences | 285 | School of Biological Sciences | 13.86 | Office - Staff | 1 | Office Space Group | 101 | Office - Academic Staff |  | Adequate | 2,350.41 | NO
North Terrace_NT02-Benham_First Floor_123 _ Corr. | NT-NT02-03-123 | NT02-03-123-Corr. | North Terrace | NT | NT02 | Benham | 03 | First Floor | 123 | 99939 | Unusable Spaces | 99939 | Unusable Spaces | 6.63 | Corr. | 8 | Non Useable Floor Area Space Group | 805 | Non-usable - Circulation space |  | Unknown | 0.00 | NO
North Terrace_NT02-Benham_First Floor_123A _ Office - Student | NT-NT02-03-123A | NT02-03-123A-Office - Student | North Terrace | NT | NT02 | Benham | 03 | First Floor | 123A | 285 | School of Biological Sciences | 285 | School of Biological Sciences | 13.81 | Office - Student | 1 | Office Space Group | 103 | Office - Research Students |  | Adequate | 2,341.93 | NO
North Terrace_NT02-Benham_First Floor_123B _ Office - Open Plan - Student | NT-NT02-03-123B | NT02-03-123B-Office - Open Plan - Student | North Terrace | NT | NT02 | Benham | 03 | First Floor | 123B | 285 | School of Biological Sciences | 285 | School of Biological Sciences | 30.12 | Office - Open Plan - Student | 1 | Office Space Group | 114 | Open Plan - Research Students |  | Adequate | 5,107.81 | NO
North Terrace_NT02-Benham_First Floor_124 _ WC - F | NT-NT02-03-124 | NT02-03-124-WC - F | North Terrace | NT | NT02 | Benham | 03 | First Floor | 124 | 99939 | Unusable Spaces | 99939 | Unusable Spaces | 12.27 | WC - F | 8 | Non Useable Floor Area Space Group | 820 | Non-usable - Toilets/Amenities - Female |  | Unknown | 0.00 | NO
North Terrace_NT02-Benham_First Floor_124A _ WC - F - Access (RH) | NT-NT02-03-124A | NT02-03-124A-WC - F - Access (RH) | North Terrace | NT | NT02 | Benham | 03 | First Floor | 124A | 99939 | Unusable Spaces | 99939 | Unusable Spaces | 4.58 | WC - F - Access (RH) | 8 | Non Useable Floor Area Space Group | 823 | Non-usable - Toilets/Amenities - Female Accessible |  | Unknown | 0.00 | NO
North Terrace_NT02-Benham_Roof Level_R1 _ Roof Space - walkway | NT-NT02-04-R1 | NT02-04-R1-Roof Space - walkway | North Terrace | NT | NT02 | Benham | 04 | Roof Level | R1 | 99939 | Unusable Spaces | 99939 | Unusable Spaces | 119.98 | Roof Space - walkway | 8 | Non Useable Floor Area Space Group | 805 | Non-usable - Circulation space |  | Unknown | 0.00 | NO
North Terrace_NT03-Darling West_Basement_B.01 _ Stair 2 | NT-NT03-01-B.01 | NT03-01-B.01-Stair 2 | North Terrace | NT | NT03 | Darling West | 01 | Basement | B.01 | 99939 | Unusable Spaces | 99939 | Unusable Spaces | 11.57 | Stair 2 | 8 | Non Useable Floor Area Space Group | 805 | Non-usable - Circulation space |  | Unknown | 0.00 | NO
North Terrace_NT03-Darling West_Basement_B.02 _ Darkroom | NT-NT03-01-B.02 | NT03-01-B.02-Darkroom | North Terrace | NT | NT03 | Darling West | 01 | Basement | B.02 | 99937 | University of Adelaide College (Kaplan) | 730 | Office of Academic and Student Engagement | 6.87 | Darkroom | 8 | Non Useable Floor Area Space Group | 814 | Non-usable - Unusable space |  | Unknown | 0.00 | NO
North Terrace_NT03-Darling West_Basement_B.03 _ Laboratory 1 | NT-NT03-01-B.03 | NT03-01-B.03-Laboratory 1 | North Terrace | NT | NT03 | Darling West | 01 | Basement | B.03 | 99937 | University of Adelaide College (Kaplan) | 730 | Office of Academic and Student Engagement | 78.59 | Laboratory 1 | 3 | Specialist Teaching or Research Space Group | 302 | Laboratory - Scientific/Medical/Engineering - DRY - Undergraduate |  | Barely Adequate | 17,016.50 | NO
North Terrace_NT03-Darling West_Basement_B.04 _ Study Space | NT-NT03-01-B.04 | NT03-01-B.04-Study Space | North Terrace | NT | NT03 | Darling West | 01 | Basement | B.04 | 99937 | University of Adelaide College (Kaplan) | 730 | Office of Academic and Student Engagement | 78.59 | Study Space | 2 | Teaching Space Group | 206 | Lecture/Seminar/Tutorial/Class Room (<30) Flat Floor |  | Barely Adequate | 15,609.12 | NO
North Terrace_NT03-Darling West_Basement_B.05 _ Switch Room | NT-NT03-01-B.05 | NT03-01-B.05-Switch Room | North Terrace | NT | NT03 | Darling West | 01 | Basement | B.05 | 99939 | Unusable Spaces | 99939 | Unusable Spaces | 6.87 | Switch Room | 8 | Non Useable Floor Area Space Group | 815 | Non-usable - Switch room |  | Unknown | 0.00 | NO
North Terrace_NT03-Darling West_Basement_B.06 _ Stair 3 | NT-NT03-01-B.06 | NT03-01-B.06-Stair 3 | North Terrace | NT | NT03 | Darling West | 01 | Basement | B.06 | 99939 | Unusable Spaces | 99939 | Unusable Spaces | 8.81 | Stair 3 | 8 | Non Useable Floor Area Space Group | 805 | Non-usable - Circulation space |  | Unknown | 0.00 | NO
North Terrace_NT03-Darling West_Basement_B.06A _ Corr. | NT-NT03-01-B.06A | NT03-01-B.06A-Corr. | North Terrace | NT | NT03 | Darling West | 01 | Basement | B.06A | 99939 | Unusable Spaces | 99939 | Unusable Spaces | 4.37 | Corr. | 8 | Non Useable Floor Area Space Group | 805 | Non-usable - Circulation space |  | Unknown | 0.00 | NO
North Terrace_NT03-Darling West_Basement_B.06D _ Hoist Shaft | NT-NT03-01-B.06D | NT03-01-B.06D-Hoist Shaft | North Terrace | NT | NT03 | Darling West | 01 | Basement | B.06D | 99939 | Unusable Spaces | 99939 | Unusable Spaces | 1.51 | Hoist Shaft | 8 | Non Useable Floor Area Space Group | 838 | Non-usable - Lift |  | Unknown | 0.00 | NO
North Terrace_NT03-Darling West_Ground Floor_G01 _ Entry | NT-NT03-02-G01 | NT03-02-G01-Entry | North Terrace | NT | NT03 | Darling West | 02 | Ground Floor | G01 | 99939 | Unusable Spaces | 99939 | Unusable Spaces | 12.94 | Entry | 8 | Non Useable Floor Area Space Group | 805 | Non-usable - Circulation space |  | Unknown | 0.00 | NO
North Terrace_NT03-Darling West_Ground Floor_G02 _ Stair No.1 | NT-NT03-02-G02 | NT03-02-G02-Stair No.1 | North Terrace | NT | NT03 | Darling West | 02 | Ground Floor | G02 | 99939 | Unusable Spaces | 99939 | Unusable Spaces | 14.35 | Stair No.1 | 8 | Non Useable Floor Area Space Group | 805 | Non-usable - Circulation space |  | Unknown | 0.00 | NO
North Terrace_NT03-Darling West_Ground Floor_G03 _ Corr. | NT-NT03-02-G03 | NT03-02-G03-Corr. | North Terrace | NT | NT03 | Darling West | 02 | Ground Floor | G03 | 99939 | Unusable Spaces | 99939 | Unusable Spaces | 49.13 | Corr. | 8 | Non Useable Floor Area Space Group | 805 | Non-usable - Circulation space |  | Unknown | 0.00 | NO
North Terrace_NT03-Darling West_Ground Floor_G03A _ Corr. | NT-NT03-02-G03A | NT03-02-G03A-Corr. | North Terrace | NT | NT03 | Darling West | 02 | Ground Floor | G03A | 99939 | Unusable Spaces | 99939 | Unusable Spaces | 14.46 | Corr. | 8 | Non Useable Floor Area Space Group | 805 | Non-usable - Circulation space |  | Unknown | 0.00 | NO
North Terrace_NT03-Darling West_Ground Floor_G03B _ Corr. | NT-NT03-02-G03B | NT03-02-G03B-Corr. | North Terrace | NT | NT03 | Darling West | 02 | Ground Floor | G03B | 99939 | Unusable Spaces | 99939 | Unusable Spaces | 32.59 | Corr. | 8 | Non Useable Floor Area Space Group | 805 | Non-usable - Circulation space |  | Unknown | 0.00 | NO
North Terrace_NT03-Darling West_Ground Floor_G03C _ Lobby | NT-NT03-02-G03C | NT03-02-G03C-Lobby | North Terrace | NT | NT03 | Darling West | 02 | Ground Floor | G03C | 99939 | Unusable Spaces | 99939 | Unusable Spaces | 6.09 | Lobby | 8 | Non Useable Floor Area Space Group | 805 | Non-usable - Circulation space |  | Unknown | 0.00 | NO
North Terrace_NT03-Darling West_Ground Floor_G04 _ Stair No.2 | NT-NT03-02-G04 | NT03-02-G04-Stair No.2 | North Terrace | NT | NT03 | Darling West | 02 | Ground Floor | G04 | 99939 | Unusable Spaces | 99939 | Unusable Spaces | 11.29 | Stair No.2 | 8 | Non Useable Floor Area Space Group | 805 | Non-usable - Circulation space |  | Unknown | 0.00 | NO
North Terrace_NT03-Darling West_Ground Floor_G05 _ Office | NT-NT03-02-G05 | NT03-02-G05-Office | North Terrace | NT | NT03 | Darling West | 02 | Ground Floor | G05 | 99937 | University of Adelaide College (Kaplan) | 730 | Office of Academic and Student Engagement | 6.65 | Office | 1 | Office Space Group | 101 | Office - Academic Staff |  | Barely Adequate | 1,082.61 | NO
North Terrace_NT03-Darling West_Ground Floor_G06 _ Laboratory 3 | NT-NT03-02-G06 | NT03-02-G06-Laboratory 3 | North Terrace | NT | NT03 | Darling West | 02 | Ground Floor | G06 | 99937 | University of Adelaide College (Kaplan) | 730 | Office of Academic and Student Engagement | 79.68 | Laboratory 3 | 2 | Teaching Space Group | 206 | Lecture/Seminar/Tutorial/Class Room (<30) Flat Floor |  | Barely Adequate | 15,825.61 | NO
North Terrace_NT03-Darling West_Ground Floor_G07 _ Laboratory 4 | NT-NT03-02-G07 | NT03-02-G07-Laboratory 4 | North Terrace | NT | NT03 | Darling West | 02 | Ground Floor | G07 | 99937 | University of Adelaide College (Kaplan) | 730 | Office of Academic and Student Engagement | 79.82 | Laboratory 4 | 2 | Teaching Space Group | 206 | Lecture/Seminar/Tutorial/Class Room (<30) Flat Floor |  | Barely Adequate | 15,853.42 | NO
North Terrace_NT03-Darling West_Ground Floor_G08 _ Stair No.3 | NT-NT03-02-G08 | NT03-02-G08-Stair No.3 | North Terrace | NT | NT03 | Darling West | 02 | Ground Floor | G08 | 99939 | Unusable Spaces | 99939 | Unusable Spaces | 8.69 | Stair No.3 | 8 | Non Useable Floor Area Space Group | 805 | Non-usable - Circulation space |  | Unknown | 0.00 | NO
North Terrace_NT03-Darling West_Ground Floor_G08A _ Corr. | NT-NT03-02-G08A | NT03-02-G08A-Corr. | North Terrace | NT | NT03 | Darling West | 02 | Ground Floor | G08A | 99939 | Unusable Spaces | 99939 | Unusable Spaces | 4.7 | Corr. | 8 | Non Useable Floor Area Space Group | 805 | Non-usable - Circulation space |  | Unknown | 0.00 | NO
North Terrace_NT03-Darling West_Ground Floor_G08B _ Lobby | NT-NT03-02-G08B | NT03-02-G08B-Lobby | North Terrace | NT | NT03 | Darling West | 02 | Ground Floor | G08B | 99939 | Unusable Spaces | 99939 | Unusable Spaces | 2.78 | Lobby | 8 | Non Useable Floor Area Space Group | 805 | Non-usable - Circulation space |  | Unknown | 0.00 | NO
North Terrace_NT03-Darling West_Ground Floor_G08D _ Hoist | NT-NT03-02-G08D | NT03-02-G08D-Hoist | North Terrace | NT | NT03 | Darling West | 02 | Ground Floor | G08D | 99939 | Unusable Spaces | 99939 | Unusable Spaces | 1.5 | Hoist | 8 | Non Useable Floor Area Space Group | 838 | Non-usable - Lift |  | Unknown | 0.00 | NO
North Terrace_NT03-Darling West_Ground Floor_G09 _ Dark Room | NT-NT03-02-G09 | NT03-02-G09-Dark Room | North Terrace | NT | NT03 | Darling West | 02 | Ground Floor | G09 | 99946 | Vacant not occupiable | 99939 | Unusable Spaces | 6.73 | Dark Room | 4 | Ancillary Area Space Group | 411 | Ancillary Area - Darkroom |  | Unknown | 0.00 | NO
North Terrace_NT03-Darling West_Ground Floor_G10 _ Cleaner | NT-NT03-02-G10 | NT03-02-G10-Cleaner | North Terrace | NT | NT03 | Darling West | 02 | Ground Floor | G10 | 99939 | Unusable Spaces | 99939 | Unusable Spaces | 6.86 | Cleaner | 8 | Non Useable Floor Area Space Group | 806 | Non-usable - Cleaners room |  | Unknown | 0.00 | NO
North Terrace_NT03-Darling West_Ground Floor_G10A _ Plant Store | NT-NT03-02-G10A | NT03-02-G10A-Plant Store | North Terrace | NT | NT03 | Darling West | 02 | Ground Floor | G10A | 99939 | Unusable Spaces | 99939 | Unusable Spaces | 10.99 | Plant Store | 4 | Ancillary Area Space Group | 419 | Ancillary Area - Store Room - Generic |  | Unknown | 0.00 | NO
North Terrace_NT03-Darling West_Ground Floor_G11 _ Store | NT-NT03-02-G11 | NT03-02-G11-Store | North Terrace | NT | NT03 | Darling West | 02 | Ground Floor | G11 | 284 | School of Physical Sciences | 284 | School of Physical Sciences | 9.33 | Store | 4 | Ancillary Area Space Group | 419 | Ancillary Area - Store Room - Generic |  | Barely Adequate | 1,336.64 | NO
North Terrace_NT03-Darling West_Ground Floor_G12 _ Physics Prep | NT-NT03-02-G12 | NT03-02-G12-Physics Prep | North Terrace | NT | NT03 | Darling West | 02 | Ground Floor | G12 | 284 | School of Physical Sciences | 284 | School of Physical Sciences | 13.95 | Physics Prep | 4 | Ancillary Area Space Group | 401 | Ancillary Area - Laboratory Service and Preparation |  | Barely Adequate | 1,998.52 | NO
North Terrace_NT03-Darling West_Ground Floor_G13 _ Chemistry Prep | NT-NT03-02-G13 | NT03-02-G13-Chemistry Prep | North Terrace | NT | NT03 | Darling West | 02 | Ground Floor | G13 | 284 | School of Physical Sciences | 284 | School of Physical Sciences | 9.89 | Chemistry Prep | 4 | Ancillary Area Space Group | 401 | Ancillary Area - Laboratory Service and Preparation |  | Barely Adequate | 1,416.87 | NO
North Terrace_NT03-Darling West_Ground Floor_G14 _ "Darling West Lecture Theatre" | NT-NT03-02-G14 | NT03-02-G14-"Darling West Lecture Theatre" | North Terrace | NT | NT03 | Darling West | 02 | Ground Floor | G14 | 99998 | Central Common Teaching Areas (In Use) | 952 | Corporate Services Division Admin | 85.15 | "Darling West Lecture Theatre" | 2 | Teaching Space Group | 202 | Lecture Theatre (> 100 seats) |  | Barely Adequate | 16,912.03 | NO
North Terrace_NT03-Darling West_Ground Floor_G14A _ Lobby | NT-NT03-02-G14A | NT03-02-G14A-Lobby | North Terrace | NT | NT03 | Darling West | 02 | Ground Floor | G14A | 99939 | Unusable Spaces | 99939 | Unusable Spaces | 4.71 | Lobby | 8 | Non Useable Floor Area Space Group | 805 | Non-usable - Circulation space |  | Unknown | 0.00 | NO
North Terrace_NT03-Darling West_Ground Floor_G14B _ Lobby | NT-NT03-02-G14B | NT03-02-G14B-Lobby | North Terrace | NT | NT03 | Darling West | 02 | Ground Floor | G14B | 99939 | Unusable Spaces | 99939 | Unusable Spaces | 4.71 | Lobby | 8 | Non Useable Floor Area Space Group | 805 | Non-usable - Circulation space |  | Unknown | 0.00 | NO
North Terrace_NT03-Darling West_Ground Floor_G14C _ void | NT-NT03-02-G14C | NT03-02-G14C-void | North Terrace | NT | NT03 | Darling West | 02 | Ground Floor | G14C | 99939 | Unusable Spaces | 99939 | Unusable Spaces | 1.16 | void | 8 | Non Useable Floor Area Space Group | 800 | Non-usable - Specific type not defined |  | Unknown | 0.00 | NO
North Terrace_NT03-Darling West_Ground Floor_G14D _ void | NT-NT03-02-G14D | NT03-02-G14D-void | North Terrace | NT | NT03 | Darling West | 02 | Ground Floor | G14D | 99939 | Unusable Spaces | 99939 | Unusable Spaces | 0.28 | void | 8 | Non Useable Floor Area Space Group | 800 | Non-usable - Specific type not defined |  | Unknown | 0.00 | NO
North Terrace_NT03-Darling West_Ground Floor_G14E _ void | NT-NT03-02-G14E | NT03-02-G14E-void | North Terrace | NT | NT03 | Darling West | 02 | Ground Floor | G14E | 99939 | Unusable Spaces | 99939 | Unusable Spaces | 0.28 | void | 8 | Non Useable Floor Area Space Group | 800 | Non-usable - Specific type not defined |  | Unknown | 0.00 | NO
North Terrace_NT03-Darling West_Ground Floor_G14F _ void | NT-NT03-02-G14F | NT03-02-G14F-void | North Terrace | NT | NT03 | Darling West | 02 | Ground Floor | G14F | 99939 | Unusable Spaces | 99939 | Unusable Spaces | 1.41 | void | 8 | Non Useable Floor Area Space Group | 800 | Non-usable - Specific type not defined |  | Unknown | 0.00 | NO
North Terrace_NT03-Darling West_Ground Floor_G14G _ Auditorium | NT-NT03-02-G14G | NT03-02-G14G-Auditorium | North Terrace | NT | NT03 | Darling West | 02 | Ground Floor | G14G | 99998 | Central Common Teaching Areas (In Use) | 952 | Corporate Services Division Admin | 22.54 | Auditorium | 2 | Teaching Space Group | 206 | Lecture/Seminar/Tutorial/Class Room (<30) Flat Floor |  | Barely Adequate | 4,476.77 | NO
North Terrace_NT03-Darling West_Ground Floor_G14H _ Auditorium | NT-NT03-02-G14H | NT03-02-G14H-Auditorium | North Terrace | NT | NT03 | Darling West | 02 | Ground Floor | G14H | 99998 | Central Common Teaching Areas (In Use) | 952 | Corporate Services Division Admin | 53.83 | Auditorium | 2 | Teaching Space Group | 206 | Lecture/Seminar/Tutorial/Class Room (<30) Flat Floor |  | Barely Adequate | 10,691.42 | NO
North Terrace_NT03-Darling West_Ground Floor_G14I _ Auditorium | NT-NT03-02-G14I | NT03-02-G14I-Auditorium | North Terrace | NT | NT03 | Darling West | 02 | Ground Floor | G14I | 99998 | Central Common Teaching Areas (In Use) | 952 | Corporate Services Division Admin | 21.87 | Auditorium | 2 | Teaching Space Group | 206 | Lecture/Seminar/Tutorial/Class Room (<30) Flat Floor |  | Barely Adequate | 4,343.70 | NO
North Terrace_NT03-Darling West_First Floor_101 _ Corr. | NT-NT03-03-101 | NT03-03-101-Corr. | North Terrace | NT | NT03 | Darling West | 03 | First Floor | 101 | 99939 | Unusable Spaces | 99939 | Unusable Spaces | 37.32 | Corr. | 8 | Non Useable Floor Area Space Group | 805 | Non-usable - Circulation space |  | Unknown | 0.00 | NO
North Terrace_NT03-Darling West_First Floor_101A _ Corr. | NT-NT03-03-101A | NT03-03-101A-Corr. | North Terrace | NT | NT03 | Darling West | 03 | First Floor | 101A | 99939 | Unusable Spaces | 99939 | Unusable Spaces | 16.28 | Corr. | 8 | Non Useable Floor Area Space Group | 805 | Non-usable - Circulation space |  | Unknown | 0.00 | NO
North Terrace_NT03-Darling West_First Floor_101B _ Corr. | NT-NT03-03-101B | NT03-03-101B-Corr. | North Terrace | NT | NT03 | Darling West | 03 | First Floor | 101B | 99939 | Unusable Spaces | 99939 | Unusable Spaces | 20.9 | Corr. | 8 | Non Useable Floor Area Space Group | 805 | Non-usable - Circulation space |  | Unknown | 0.00 | NO
North Terrace_NT03-Darling West_First Floor_101C _ Plantroom | NT-NT03-03-101C | NT03-03-101C-Plantroom | North Terrace | NT | NT03 | Darling West | 03 | First Floor | 101C | 99939 | Unusable Spaces | 99939 | Unusable Spaces | 26.55 | Plantroom | 8 | Non Useable Floor Area Space Group | 811 | Non-usable - Plant room other |  | Unknown | 0.00 | NO
North Terrace_NT03-Darling West_First Floor_101M _ Stair 1 / Entry | NT-NT03-03-101M | NT03-03-101M-Stair 1 / Entry | North Terrace | NT | NT03 | Darling West | 03 | First Floor | 101M | 99939 | Unusable Spaces | 99939 | Unusable Spaces | 36.36 | Stair 1 / Entry | 8 | Non Useable Floor Area Space Group | 805 | Non-usable - Circulation space |  | Unknown | 0.00 | NO
North Terrace_NT03-Darling West_First Floor_102 _ Stair 2 | NT-NT03-03-102 | NT03-03-102-Stair 2 | North Terrace | NT | NT03 | Darling West | 03 | First Floor | 102 | 99939 | Unusable Spaces | 99939 | Unusable Spaces | 10 | Stair 2 | 8 | Non Useable Floor Area Space Group | 805 | Non-usable - Circulation space |  | Unknown | 0.00 | NO
North Terrace_NT03-Darling West_First Floor_103 _ Workshop | NT-NT03-03-103 | NT03-03-103-Workshop | North Terrace | NT | NT03 | Darling West | 03 | First Floor | 103 | 850 | ITDS Branch Central Costs | 869 | Information Technology and Digital Services | 6.67 | Workshop | 8 | Non Useable Floor Area Space Group | 812 | Non-usable - Comms/network system/Telephone/PABX |  | Barely Adequate | 0.00 | NO
North Terrace_NT03-Darling West_First Floor_104 _ Laboratory 5 | NT-NT03-03-104 | NT03-03-104-Laboratory 5 | North Terrace | NT | NT03 | Darling West | 03 | First Floor | 104 | 99937 | University of Adelaide College (Kaplan) | 730 | Office of Academic and Student Engagement | 79.82 | Laboratory 5 | 3 | Specialist Teaching or Research Space Group | 300 | Laboratory - Specialist teaching and research - type not defined |  | Barely Adequate | 17,282.82 | NO
North Terrace_NT03-Darling West_First Floor_105 _ Laboratory 6 | NT-NT03-03-105 | NT03-03-105-Laboratory 6 | North Terrace | NT | NT03 | Darling West | 03 | First Floor | 105 | 99937 | University of Adelaide College (Kaplan) | 730 | Office of Academic and Student Engagement | 79.82 | Laboratory 6 | 2 | Teaching Space Group | 206 | Lecture/Seminar/Tutorial/Class Room (<30) Flat Floor |  | Barely Adequate | 15,853.42 | NO
North Terrace_NT03-Darling West_First Floor_106 _ Stair 3 | NT-NT03-03-106 | NT03-03-106-Stair 3 | North Terrace | NT | NT03 | Darling West | 03 | First Floor | 106 | 99939 | Unusable Spaces | 99939 | Unusable Spaces | 7.27 | Stair 3 | 8 | Non Useable Floor Area Space Group | 805 | Non-usable - Circulation space |  | Unknown | 0.00 | NO
North Terrace_NT03-Darling West_First Floor_106A _ Entry | NT-NT03-03-106A | NT03-03-106A-Entry | North Terrace | NT | NT03 | Darling West | 03 | First Floor | 106A | 99939 | Unusable Spaces | 99939 | Unusable Spaces | 4.37 | Entry | 8 | Non Useable Floor Area Space Group | 805 | Non-usable - Circulation space |  | Unknown | 0.00 | NO
North Terrace_NT03-Darling West_First Floor_106D _ Hoist | NT-NT03-03-106D | NT03-03-106D-Hoist | North Terrace | NT | NT03 | Darling West | 03 | First Floor | 106D | 99939 | Unusable Spaces | 99939 | Unusable Spaces | 1.64 | Hoist | 8 | Non Useable Floor Area Space Group | 838 | Non-usable - Lift |  | Unknown | 0.00 | NO
North Terrace_NT03-Darling West_First Floor_107 _ Store | NT-NT03-03-107 | NT03-03-107-Store | North Terrace | NT | NT03 | Darling West | 03 | First Floor | 107 | 99937 | University of Adelaide College (Kaplan) | 730 | Office of Academic and Student Engagement | 6.73 | Store | 4 | Ancillary Area Space Group | 419 | Ancillary Area - Store Room - Generic |  | Barely Adequate | 964.16 | NO
North Terrace_NT03-Darling West_First Floor_108 _ Changeroom - M | NT-NT03-03-108 | NT03-03-108-Changeroom - M | North Terrace | NT | NT03 | Darling West | 03 | First Floor | 108 | 99939 | Unusable Spaces | 99939 | Unusable Spaces | 4.41 | Changeroom - M | 8 | Non Useable Floor Area Space Group | 821 | Non-usable - Toilets/Amenities - Male |  | Unknown | 0.00 | NO
North Terrace_NT03-Darling West_First Floor_108A _ WC - M | NT-NT03-03-108A | NT03-03-108A-WC - M | North Terrace | NT | NT03 | Darling West | 03 | First Floor | 108A | 99939 | Unusable Spaces | 99939 | Unusable Spaces | 10.25 | WC - M | 8 | Non Useable Floor Area Space Group | 821 | Non-usable - Toilets/Amenities - Male |  | Unknown | 0.00 | NO
North Terrace_NT03-Darling West_First Floor_109 _ WC - F | NT-NT03-03-109 | NT03-03-109-WC - F | North Terrace | NT | NT03 | Darling West | 03 | First Floor | 109 | 99939 | Unusable Spaces | 99939 | Unusable Spaces | 6.61 | WC - F | 8 | Non Useable Floor Area Space Group | 820 | Non-usable - Toilets/Amenities - Female |  | Unknown | 0.00 | NO
North Terrace_NT03-Darling West_First Floor_109A _ WC - F | NT-NT03-03-109A | NT03-03-109A-WC - F | North Terrace | NT | NT03 | Darling West | 03 | First Floor | 109A | 99939 | Unusable Spaces | 99939 | Unusable Spaces | 10.25 | WC - F | 8 | Non Useable Floor Area Space Group | 820 | Non-usable - Toilets/Amenities - Female |  | Unknown | 0.00 | NO
North Terrace_NT03-Darling West_First Floor_110 _ Cleaner | NT-NT03-03-110 | NT03-03-110-Cleaner | North Terrace | NT | NT03 | Darling West | 03 | First Floor | 110 | 99939 | Unusable Spaces | 99939 | Unusable Spaces | 2.98 | Cleaner | 8 | Non Useable Floor Area Space Group | 806 | Non-usable - Cleaners room |  | Unknown | 0.00 | NO
North Terrace_NT03-Darling West_Second Floor_201 _ Stair 2 | NT-NT03-04-201 | NT03-04-201-Stair 2 | North Terrace | NT | NT03 | Darling West | 04 | Second Floor | 201 | 99939 | Unusable Spaces | 99939 | Unusable Spaces | 11.3 | Stair 2 | 8 | Non Useable Floor Area Space Group | 805 | Non-usable - Circulation space |  | Unknown | 0.00 | NO
North Terrace_NT03-Darling West_Second Floor_202 _ Transmitters | NT-NT03-04-202 | NT03-04-202-Transmitters | North Terrace | NT | NT03 | Darling West | 04 | Second Floor | 202 | 99937 | University of Adelaide College (Kaplan) | 730 | Office of Academic and Student Engagement | 6.67 | Transmitters | 8 | Non Useable Floor Area Space Group | 840 | Non-usable - Service riser |  | Unknown | 0.00 | NO
North Terrace_NT03-Darling West_Second Floor_203 _ Laboratory 7 | NT-NT03-04-203 | NT03-04-203-Laboratory 7 | North Terrace | NT | NT03 | Darling West | 04 | Second Floor | 203 | 99937 | University of Adelaide College (Kaplan) | 730 | Office of Academic and Student Engagement | 79.82 | Laboratory 7 | 3 | Specialist Teaching or Research Space Group | 300 | Laboratory - Specialist teaching and research - type not defined |  | Adequate | 18,002.94 | NO
North Terrace_NT03-Darling West_Second Floor_204 _ Laboratory 8 | NT-NT03-04-204 | NT03-04-204-Laboratory 8 | North Terrace | NT | NT03 | Darling West | 04 | Second Floor | 204 | 99937 | University of Adelaide College (Kaplan) | 730 | Office of Academic and Student Engagement | 79.82 | Laboratory 8 | 3 | Specialist Teaching or Research Space Group | 300 | Laboratory - Specialist teaching and research - type not defined |  | Adequate | 18,002.94 | NO
North Terrace_NT03-Darling West_Second Floor_205 _ Pump Room | NT-NT03-04-205 | NT03-04-205-Pump Room | North Terrace | NT | NT03 | Darling West | 04 | Second Floor | 205 | 99937 | University of Adelaide College (Kaplan) | 730 | Office of Academic and Student Engagement | 6.83 | Pump Room | 8 | Non Useable Floor Area Space Group | 811 | Non-usable - Plant room other |  | Unknown | 0.00 | NO
North Terrace_NT03-Darling West_Second Floor_206 _ Corr. | NT-NT03-04-206 | NT03-04-206-Corr. | North Terrace | NT | NT03 | Darling West | 04 | Second Floor | 206 | 99939 | Unusable Spaces | 99939 | Unusable Spaces | 5.14 | Corr. | 8 | Non Useable Floor Area Space Group | 805 | Non-usable - Circulation space |  | Unknown | 0.00 | NO
North Terrace_NT03-Darling West_Second Floor_206A _ Stair 3 | NT-NT03-04-206A | NT03-04-206A-Stair 3 | North Terrace | NT | NT03 | Darling West | 04 | Second Floor | 206A | 99939 | Unusable Spaces | 99939 | Unusable Spaces | 7.78 | Stair 3 | 8 | Non Useable Floor Area Space Group | 805 | Non-usable - Circulation space |  | Unknown | 0.00 | NO
North Terrace_NT03-Darling West_Second Floor_206D _ Hoist Shaft | NT-NT03-04-206D | NT03-04-206D-Hoist Shaft | North Terrace | NT | NT03 | Darling West | 04 | Second Floor | 206D | 99939 | Unusable Spaces | 99939 | Unusable Spaces | 1.64 | Hoist Shaft | 8 | Non Useable Floor Area Space Group | 838 | Non-usable - Lift |  | Unknown | 0.00 | NO
North Terrace_NT03-Darling West_Roof Plan_R.01 _ Services Zone (NUFA) | NT-NT03-05-R.01 | NT03-05-R.01-Services Zone (NUFA) | North Terrace | NT | NT03 | Darling West | 05 | Roof Plan | R.01 | 99939 | Unusable Spaces | 99939 | Unusable Spaces | 10.25 | Services Zone (NUFA) | 8 | Non Useable Floor Area Space Group | 811 | Non-usable - Plant room other |  | Unknown | 0.00 | NO
North Terrace_NT04-Bonython Hall_Basement_B01 _ Stair | NT-NT04-01-B01 | NT04-01-B01-Stair | North Terrace | NT | NT04 | Bonython Hall | 01 | Basement | B01 | 99939 | Unusable Spaces | 99939 | Unusable Spaces | 9.52 | Stair | 8 | Non Useable Floor Area Space Group | 805 | Non-usable - Circulation space |  | Unknown | 0.00 | NO
North Terrace_NT04-Bonython Hall_Basement_B02 _ WC - M | NT-NT04-01-B02 | NT04-01-B02-WC - M | North Terrace | NT | NT04 | Bonython Hall | 01 | Basement | B02 | 99939 | Unusable Spaces | 99939 | Unusable Spaces | 14.76 | WC - M | 8 | Non Useable Floor Area Space Group | 821 | Non-usable - Toilets/Amenities - Male |  | Unknown | 0.00 | NO
North Terrace_NT04-Bonython Hall_Basement_B03 _ Stair | NT-NT04-01-B03 | NT04-01-B03-Stair | North Terrace | NT | NT04 | Bonython Hall | 01 | Basement | B03 | 99939 | Unusable Spaces | 99939 | Unusable Spaces | 9.27 | Stair | 8 | Non Useable Floor Area Space Group | 805 | Non-usable - Circulation space |  | Unknown | 0.00 | NO
North Terrace_NT04-Bonython Hall_Basement_B04 _ WC - F | NT-NT04-01-B04 | NT04-01-B04-WC - F | North Terrace | NT | NT04 | Bonython Hall | 01 | Basement | B04 | 99939 | Unusable Spaces | 99939 | Unusable Spaces | 14.88 | WC - F | 8 | Non Useable Floor Area Space Group | 820 | Non-usable - Toilets/Amenities - Female |  | Unknown | 0.00 | NO
North Terrace_NT04-Bonython Hall_Basement_B05 _ Stair | NT-NT04-01-B05 | NT04-01-B05-Stair | North Terrace | NT | NT04 | Bonython Hall | 01 | Basement | B05 | 99939 | Unusable Spaces | 99939 | Unusable Spaces | 6.58 | Stair | 8 | Non Useable Floor Area Space Group | 805 | Non-usable - Circulation space |  | Unknown | 0.00 | NO
North Terrace_NT04-Bonython Hall_Basement_B06 _ Corr. | NT-NT04-01-B06 | NT04-01-B06-Corr. | North Terrace | NT | NT04 | Bonython Hall | 01 | Basement | B06 | 99939 | Unusable Spaces | 99939 | Unusable Spaces | 6.48 | Corr. | 8 | Non Useable Floor Area Space Group | 805 | Non-usable - Circulation space |  | Unknown | 0.00 | NO
North Terrace_NT04-Bonython Hall_Basement_B06A _ Corr. | NT-NT04-01-B06A | NT04-01-B06A-Corr. | North Terrace | NT | NT04 | Bonython Hall | 01 | Basement | B06A | 99939 | Unusable Spaces | 99939 | Unusable Spaces | 5.7 | Corr. | 8 | Non Useable Floor Area Space Group | 805 | Non-usable - Circulation space |  | Unknown | 0.00 | NO
North Terrace_NT04-Bonython Hall_Basement_B08 _ Robing Room | NT-NT04-01-B08 | NT04-01-B08-Robing Room | North Terrace | NT | NT04 | Bonython Hall | 01 | Basement | B08 | 676 | Student Administration | 671 | Student Experience | 91.94 | Robing Room | 4 | Ancillary Area Space Group | 419 | Ancillary Area - Store Room - Generic |  | Adequate | 13,720.42 | NO
North Terrace_NT04-Bonython Hall_Basement_B08A _ Store | NT-NT04-01-B08A | NT04-01-B08A-Store | North Terrace | NT | NT04 | Bonython Hall | 01 | Basement | B08A | 676 | Student Administration | 671 | Student Experience | 3.32 | Store | 4 | Ancillary Area Space Group | 419 | Ancillary Area - Store Room - Generic |  | Adequate | 495.45 | NO
North Terrace_NT04-Bonython Hall_Basement_B08B _ Store | NT-NT04-01-B08B | NT04-01-B08B-Store | North Terrace | NT | NT04 | Bonython Hall | 01 | Basement | B08B | 676 | Student Administration | 671 | Student Experience | 3.32 | Store | 4 | Ancillary Area Space Group | 419 | Ancillary Area - Store Room - Generic |  | Adequate | 495.45 | NO
North Terrace_NT04-Bonython Hall_Basement_B08C _ Office | NT-NT04-01-B08C | NT04-01-B08C-Office | North Terrace | NT | NT04 | Bonython Hall | 01 | Basement | B08C | 676 | Student Administration | 671 | Student Experience | 8.5 | Office | 1 | Office Space Group | 108 | Office - Professional/General Staff |  | Adequate | 1,441.45 | NO
North Terrace_NT04-Bonython Hall_Basement_B09 _ WC - M | NT-NT04-01-B09 | NT04-01-B09-WC - M | North Terrace | NT | NT04 | Bonython Hall | 01 | Basement | B09 | 99939 | Unusable Spaces | 99939 | Unusable Spaces | 9.45 | WC - M | 8 | Non Useable Floor Area Space Group | 821 | Non-usable - Toilets/Amenities - Male |  | Unknown | 0.00 | NO
North Terrace_NT04-Bonython Hall_Basement_B10 _ Utility | NT-NT04-01-B10 | NT04-01-B10-Utility | North Terrace | NT | NT04 | Bonython Hall | 01 | Basement | B10 | 676 | Student Administration | 671 | Student Experience | 9.31 | Utility | 6 | General Facility Space Group | 603 | General Facility - Resource room |  | Adequate | 1,768.27 | NO
North Terrace_NT04-Bonython Hall_Basement_B11 _ Circ. | NT-NT04-01-B11 | NT04-01-B11-Circ. | North Terrace | NT | NT04 | Bonython Hall | 01 | Basement | B11 | 99939 | Unusable Spaces | 99939 | Unusable Spaces | 35.12 | Circ. | 8 | Non Useable Floor Area Space Group | 805 | Non-usable - Circulation space |  | Unknown | 0.00 | NO
North Terrace_NT04-Bonython Hall_Basement_B12 _ Vacant Store | NT-NT04-01-B12 | NT04-01-B12-Vacant Store | North Terrace | NT | NT04 | Bonython Hall | 01 | Basement | B12 | 99939 | Unusable Spaces | 99939 | Unusable Spaces | 19.19 | Vacant Store | 8 | Non Useable Floor Area Space Group | 811 | Non-usable - Plant room other |  | Unknown | 0.00 | NO
North Terrace_NT04-Bonython Hall_Basement_B13 _ Plantroom Air Conditioning | NT-NT04-01-B13 | NT04-01-B13-Plantroom Air Conditioning | North Terrace | NT | NT04 | Bonython Hall | 01 | Basement | B13 | 99939 | Unusable Spaces | 99939 | Unusable Spaces | 40.76 | Plantroom Air Conditioning | 8 | Non Useable Floor Area Space Group | 811 | Non-usable - Plant room other |  | Unknown | 0.00 | NO
North Terrace_NT04-Bonython Hall_Basement_B14 _ Plantroom - Mech | NT-NT04-01-B14 | NT04-01-B14-Plantroom - Mech | North Terrace | NT | NT04 | Bonython Hall | 01 | Basement | B14 | 99939 | Unusable Spaces | 99939 | Unusable Spaces | 34.71 | Plantroom - Mech | 8 | Non Useable Floor Area Space Group | 810 | Non-usable - Mechanical plant room |  | Unknown | 0.00 | NO
North Terrace_NT04-Bonython Hall_Ground Floor_G01 _ Vestibule | NT-NT04-02-G01 | NT04-02-G01-Vestibule | North Terrace | NT | NT04 | Bonython Hall | 02 | Ground Floor | G01 | 99939 | Unusable Spaces | 99939 | Unusable Spaces | 69.6 | Vestibule | 8 | Non Useable Floor Area Space Group | 805 | Non-usable - Circulation space |  | Unknown | 0.00 | NO
North Terrace_NT04-Bonython Hall_Ground Floor_G02 _ Main Hall | NT-NT04-02-G02 | NT04-02-G02-Main Hall | North Terrace | NT | NT04 | Bonython Hall | 02 | Ground Floor | G02 | 99998 | Central Common Teaching Areas (In Use) | 952 | Corporate Services Division Admin | 204.29 | Main Hall | 6 | General Facility Space Group | 613 | General Facility - Assembly Hall/Auditorium |  | Adequate | 38,801.21 | NO
North Terrace_NT04-Bonython Hall_Ground Floor_G02A _ Main Hall Dias | NT-NT04-02-G02A | NT04-02-G02A-Main Hall Dias | North Terrace | NT | NT04 | Bonython Hall | 02 | Ground Floor | G02A | 99998 | Central Common Teaching Areas (In Use) | 952 | Corporate Services Division Admin | 106.61 | Main Hall Dias | 6 | General Facility Space Group | 613 | General Facility - Assembly Hall/Auditorium |  | Adequate | 20,248.65 | NO
North Terrace_NT04-Bonython Hall_Ground Floor_G02B _ Access | NT-NT04-02-G02B | NT04-02-G02B-Access | North Terrace | NT | NT04 | Bonython Hall | 02 | Ground Floor | G02B | 99998 | Central Common Teaching Areas (In Use) | 952 | Corporate Services Division Admin | 52.33 | Access | 8 | Non Useable Floor Area Space Group | 805 | Non-usable - Circulation space |  | Adequate | 0.00 | NO
North Terrace_NT04-Bonython Hall_Ground Floor_G02C _ Main Hall | NT-NT04-02-G02C | NT04-02-G02C-Main Hall | North Terrace | NT | NT04 | Bonython Hall | 02 | Ground Floor | G02C | 99998 | Central Common Teaching Areas (In Use) | 952 | Corporate Services Division Admin | 193.61 | Main Hall | 6 | General Facility Space Group | 613 | General Facility - Assembly Hall/Auditorium |  | Adequate | 36,772.73 | NO
North Terrace_NT04-Bonython Hall_Ground Floor_G03 _ Stair | NT-NT04-02-G03 | NT04-02-G03-Stair | North Terrace | NT | NT04 | Bonython Hall | 02 | Ground Floor | G03 | 99939 | Unusable Spaces | 99939 | Unusable Spaces | 4.39 | Stair | 8 | Non Useable Floor Area Space Group | 805 | Non-usable - Circulation space |  | Unknown | 0.00 | NO
North Terrace_NT04-Bonython Hall_Ground Floor_G04 _ Stair | NT-NT04-02-G04 | NT04-02-G04-Stair | North Terrace | NT | NT04 | Bonython Hall | 02 | Ground Floor | G04 | 99939 | Unusable Spaces | 99939 | Unusable Spaces | 4.67 | Stair | 8 | Non Useable Floor Area Space Group | 805 | Non-usable - Circulation space |  | Unknown | 0.00 | NO
North Terrace_NT04-Bonython Hall_Ground Floor_G05 _ Stair | NT-NT04-02-G05 | NT04-02-G05-Stair | North Terrace | NT | NT04 | Bonython Hall | 02 | Ground Floor | G05 | 99939 | Unusable Spaces | 99939 | Unusable Spaces | 4.68 | Stair | 8 | Non Useable Floor Area Space Group | 805 | Non-usable - Circulation space |  | Unknown | 0.00 | NO
North Terrace_NT04-Bonython Hall_Ground Floor_G06 _ Stair | NT-NT04-02-G06 | NT04-02-G06-Stair | North Terrace | NT | NT04 | Bonython Hall | 02 | Ground Floor | G06 | 99939 | Unusable Spaces | 99939 | Unusable Spaces | 4.39 | Stair | 8 | Non Useable Floor Area Space Group | 805 | Non-usable - Circulation space |  | Unknown | 0.00 | NO
North Terrace_NT04-Bonython Hall_Ground Floor_G07 _ Aisle | NT-NT04-02-G07 | NT04-02-G07-Aisle | North Terrace | NT | NT04 | Bonython Hall | 02 | Ground Floor | G07 | 99939 | Unusable Spaces | 99939 | Unusable Spaces | 65.09 | Aisle | 8 | Non Useable Floor Area Space Group | 805 | Non-usable - Circulation space |  | Unknown | 0.00 | NO
North Terrace_NT04-Bonython Hall_Ground Floor_G07A _ Entry - West | NT-NT04-02-G07A | NT04-02-G07A-Entry - West | North Terrace | NT | NT04 | Bonython Hall | 02 | Ground Floor | G07A | 99939 | Unusable Spaces | 99939 | Unusable Spaces | 14.6 | Entry - West | 8 | Non Useable Floor Area Space Group | 805 | Non-usable - Circulation space |  | Unknown | 0.00 | NO
North Terrace_NT04-Bonython Hall_Ground Floor_G07B _ Porch | NT-NT04-02-G07B | NT04-02-G07B-Porch | North Terrace | NT | NT04 | Bonython Hall | 02 | Ground Floor | G07B | 99939 | Unusable Spaces | 99939 | Unusable Spaces | 9.89 | Porch | 8 | Non Useable Floor Area Space Group | 805 | Non-usable - Circulation space |  | Unknown | 0.00 | NO
North Terrace_NT04-Bonython Hall_Ground Floor_G07C _ Corr. | NT-NT04-02-G07C | NT04-02-G07C-Corr. | North Terrace | NT | NT04 | Bonython Hall | 02 | Ground Floor | G07C | 99939 | Unusable Spaces | 99939 | Unusable Spaces | 13.4 | Corr. | 8 | Non Useable Floor Area Space Group | 805 | Non-usable - Circulation space |  | Unknown | 0.00 | NO
North Terrace_NT04-Bonython Hall_Ground Floor_G08 _ Lobby | NT-NT04-02-G08 | NT04-02-G08-Lobby | North Terrace | NT | NT04 | Bonython Hall | 02 | Ground Floor | G08 | 99939 | Unusable Spaces | 99939 | Unusable Spaces | 11.13 | Lobby | 8 | Non Useable Floor Area Space Group | 805 | Non-usable - Circulation space |  | Unknown | 0.00 | NO
North Terrace_NT04-Bonython Hall_Ground Floor_G09 _ Stair | NT-NT04-02-G09 | NT04-02-G09-Stair | North Terrace | NT | NT04 | Bonython Hall | 02 | Ground Floor | G09 | 99939 | Unusable Spaces | 99939 | Unusable Spaces | 8.05 | Stair | 8 | Non Useable Floor Area Space Group | 805 | Non-usable - Circulation space |  | Unknown | 0.00 | NO
North Terrace_NT04-Bonython Hall_Ground Floor_G10 _ Aisle | NT-NT04-02-G10 | NT04-02-G10-Aisle | North Terrace | NT | NT04 | Bonython Hall | 02 | Ground Floor | G10 | 99939 | Unusable Spaces | 99939 | Unusable Spaces | 84.45 | Aisle | 8 | Non Useable Floor Area Space Group | 805 | Non-usable - Circulation space |  | Unknown | 0.00 | NO
North Terrace_NT04-Bonython Hall_Ground Floor_G10A _ Corr. | NT-NT04-02-G10A | NT04-02-G10A-Corr. | North Terrace | NT | NT04 | Bonython Hall | 02 | Ground Floor | G10A | 99939 | Unusable Spaces | 99939 | Unusable Spaces | 13.4 | Corr. | 8 | Non Useable Floor Area Space Group | 805 | Non-usable - Circulation space |  | Unknown | 0.00 | NO
North Terrace_NT04-Bonython Hall_Gallery Level_101 _ Stair | NT-NT04-03-101 | NT04-03-101-Stair | North Terrace | NT | NT04 | Bonython Hall | 03 | Gallery Level | 101 | 99939 | Unusable Spaces | 99939 | Unusable Spaces | 5.84 | Stair | 8 | Non Useable Floor Area Space Group | 805 | Non-usable - Circulation space |  | Unknown | 0.00 | NO
North Terrace_NT04-Bonython Hall_Gallery Level_101A _ Stair | NT-NT04-03-101A | NT04-03-101A-Stair | North Terrace | NT | NT04 | Bonython Hall | 03 | Gallery Level | 101A | 99939 | Unusable Spaces | 99939 | Unusable Spaces | 8.98 | Stair | 8 | Non Useable Floor Area Space Group | 805 | Non-usable - Circulation space |  | Unknown | 0.00 | NO
North Terrace_NT04-Bonython Hall_Gallery Level_102 _ Ambulatory | NT-NT04-03-102 | NT04-03-102-Ambulatory | North Terrace | NT | NT04 | Bonython Hall | 03 | Gallery Level | 102 | 99998 | Central Common Teaching Areas (In Use) | 952 | Corporate Services Division Admin | 52.43 | Ambulatory | 6 | General Facility Space Group | 613 | General Facility - Assembly Hall/Auditorium |  | Adequate | 9,958.13 | NO
North Terrace_NT04-Bonython Hall_Gallery Level_103 _ South Gallery | NT-NT04-03-103 | NT04-03-103-South Gallery | North Terrace | NT | NT04 | Bonython Hall | 03 | Gallery Level | 103 | 99998 | Central Common Teaching Areas (In Use) | 952 | Corporate Services Division Admin | 96.09 | South Gallery | 6 | General Facility Space Group | 613 | General Facility - Assembly Hall/Auditorium |  | Adequate | 18,250.57 | NO
North Terrace_NT04-Bonython Hall_Gallery Level_104 _ Stair | NT-NT04-03-104 | NT04-03-104-Stair | North Terrace | NT | NT04 | Bonython Hall | 03 | Gallery Level | 104 | 99939 | Unusable Spaces | 99939 | Unusable Spaces | 5.84 | Stair | 8 | Non Useable Floor Area Space Group | 805 | Non-usable - Circulation space |  | Unknown | 0.00 | NO
North Terrace_NT04-Bonython Hall_Gallery Level_104A _ Stair | NT-NT04-03-104A | NT04-03-104A-Stair | North Terrace | NT | NT04 | Bonython Hall | 03 | Gallery Level | 104A | 99939 | Unusable Spaces | 99939 | Unusable Spaces | 8.98 | Stair | 8 | Non Useable Floor Area Space Group | 805 | Non-usable - Circulation space |  | Unknown | 0.00 | NO
North Terrace_NT04-Bonython Hall_Gallery Level_105 _ Ambulatory | NT-NT04-03-105 | NT04-03-105-Ambulatory | North Terrace | NT | NT04 | Bonython Hall | 03 | Gallery Level | 105 | 99998 | Central Common Teaching Areas (In Use) | 952 | Corporate Services Division Admin | 52.43 | Ambulatory | 6 | General Facility Space Group | 613 | General Facility - Assembly Hall/Auditorium |  | Adequate | 9,958.13 | NO
North Terrace_NT04-Bonython Hall_Gallery Level_106 _ Transept Gallery | NT-NT04-03-106 | NT04-03-106-Transept Gallery | North Terrace | NT | NT04 | Bonython Hall | 03 | Gallery Level | 106 | 99998 | Central Common Teaching Areas (In Use) | 952 | Corporate Services Division Admin | 16.93 | Transept Gallery | 6 | General Facility Space Group | 613 | General Facility - Assembly Hall/Auditorium |  | Adequate | 3,215.55 | NO
North Terrace_NT04-Bonython Hall_Gallery Level_107 _ Transept Gallery | NT-NT04-03-107 | NT04-03-107-Transept Gallery | North Terrace | NT | NT04 | Bonython Hall | 03 | Gallery Level | 107 | 99998 | Central Common Teaching Areas (In Use) | 952 | Corporate Services Division Admin | 16.93 | Transept Gallery | 6 | General Facility Space Group | 613 | General Facility - Assembly Hall/Auditorium |  | Adequate | 3,215.55 | NO
North Terrace_NT04-Bonython Hall_Plant Level_400 _ Plant Access | NT-NT04-04-400 | NT04-04-400-Plant Access | North Terrace | NT | NT04 | Bonython Hall | 04 | Plant Level | 400 | 99939 | Unusable Spaces | 99939 | Unusable Spaces | 7.22 | Plant Access | 8 | Non Useable Floor Area Space Group | 805 | Non-usable - Circulation space |  | Unknown | 0.00 | NO
North Terrace_NT04-Bonython Hall_Plant Level_400A _ Plant Access A | NT-NT04-04-400A | NT04-04-400A-Plant Access A | North Terrace | NT | NT04 | Bonython Hall | 04 | Plant Level | 400A | 99939 | Unusable Spaces | 99939 | Unusable Spaces | 26.74 | Plant Access A | 8 | Non Useable Floor Area Space Group | 805 | Non-usable - Circulation space |  | Unknown | 0.00 | NO
North Terrace_NT04-Bonython Hall_Plant Level_400B _ Plant Access B | NT-NT04-04-400B | NT04-04-400B-Plant Access B | North Terrace | NT | NT04 | Bonython Hall | 04 | Plant Level | 400B | 99939 | Unusable Spaces | 99939 | Unusable Spaces | 26.74 | Plant Access B | 8 | Non Useable Floor Area Space Group | 805 | Non-usable - Circulation space |  | Unknown | 0.00 | NO
North Terrace_NT04-Bonython Hall_Plant Level_400C _ Plant Access C | NT-NT04-04-400C | NT04-04-400C-Plant Access C | North Terrace | NT | NT04 | Bonython Hall | 04 | Plant Level | 400C | 99939 | Unusable Spaces | 99939 | Unusable Spaces | 26.74 | Plant Access C | 8 | Non Useable Floor Area Space Group | 805 | Non-usable - Circulation space |  | Unknown | 0.00 | NO
North Terrace_NT04-Bonython Hall_Plant Level_401 _ Plant Platform | NT-NT04-04-401 | NT04-04-401-Plant Platform | North Terrace | NT | NT04 | Bonython Hall | 04 | Plant Level | 401 | 99939 | Unusable Spaces | 99939 | Unusable Spaces | 51.66 | Plant Platform | 8 | Non Useable Floor Area Space Group | 810 | Non-usable - Mechanical plant room |  | Unknown | 0.00 | NO
North Terrace_NT04-Bonython Hall_Plant Level_R.01 _ Roof Access 1 (NUFA) | NT-NT04-04-R.01 | NT04-04-R.01-Roof Access 1 (NUFA) | North Terrace | NT | NT04 | Bonython Hall | 04 | Plant Level | R.01 | 99939 | Unusable Spaces | 99939 | Unusable Spaces | 62.19 | Roof Access 1 (NUFA) | 8 | Non Useable Floor Area Space Group | 805 | Non-usable - Circulation space |  | Unknown | 0.00 | NO
North Terrace_NT04-Bonython Hall_Plant Level_R.02 _ Roof Access 2 (NUFA) | NT-NT04-04-R.02 | NT04-04-R.02-Roof Access 2 (NUFA) | North Terrace | NT | NT04 | Bonython Hall | 04 | Plant Level | R.02 | 99939 | Unusable Spaces | 99939 | Unusable Spaces | 62.19 | Roof Access 2 (NUFA) | 8 | Non Useable Floor Area Space Group | 805 | Non-usable - Circulation space |  | Unknown | 0.00 | NO
North Terrace_NT05-Badger_Lower Ground_LG01 _ Foyer | NT-NT05-01-LG01 | NT05-01-LG01-Foyer | North Terrace | NT | NT05 | Badger | 01 | Lower Ground | LG01 | 99939 | Unusable Spaces | 99939 | Unusable Spaces | 28.09 | Foyer | 8 | Non Useable Floor Area Space Group | 805 | Non-usable - Circulation space |  | Unknown | 0.00 | NO
North Terrace_NT05-Badger_Lower Ground_LG01A _ Stair | NT-NT05-01-LG01A | NT05-01-LG01A-Stair | North Terrace | NT | NT05 | Badger | 01 | Lower Ground | LG01A | 99939 | Unusable Spaces | 99939 | Unusable Spaces | 3.91 | Stair | 8 | Non Useable Floor Area Space Group | 805 | Non-usable - Circulation space |  | Unknown | 0.00 | NO
North Terrace_NT05-Badger_Lower Ground_LG01B _ FHR | NT-NT05-01-LG01B | NT05-01-LG01B-FHR | North Terrace | NT | NT05 | Badger | 01 | Lower Ground | LG01B | 99939 | Unusable Spaces | 99939 | Unusable Spaces | 2.32 | FHR | 8 | Non Useable Floor Area Space Group | 840 | Non-usable - Service riser |  | Unknown | 0.00 | NO
North Terrace_NT05-Badger_Lower Ground_LG02 _ Corr. | NT-NT05-01-LG02 | NT05-01-LG02-Corr. | North Terrace | NT | NT05 | Badger | 01 | Lower Ground | LG02 | 99939 | Unusable Spaces | 99939 | Unusable Spaces | 6.79 | Corr. | 8 | Non Useable Floor Area Space Group | 805 | Non-usable - Circulation space |  | Unknown | 0.00 | NO
North Terrace_NT05-Badger_Lower Ground_LG03 _ Office | NT-NT05-01-LG03 | NT05-01-LG03-Office | North Terrace | NT | NT05 | Badger | 01 | Lower Ground | LG03 | 284 | School of Physical Sciences | 284 | School of Physical Sciences | 18.5 | Office | 1 | Office Space Group | 101 | Office - Academic Staff |  | Adequate | 3,137.27 | NO
North Terrace_NT05-Badger_Lower Ground_LG04 _ Mass Spectrometry | NT-NT05-01-LG04 | NT05-01-LG04-Mass Spectrometry | North Terrace | NT | NT05 | Badger | 01 | Lower Ground | LG04 | 284 | School of Physical Sciences | 284 | School of Physical Sciences | 45.12 | Mass Spectrometry | 3 | Specialist Teaching or Research Space Group | 312 | Laboratory - Research Only |  | Adequate | 10,176.56 | NO
North Terrace_NT05-Badger_Lower Ground_LG06 _ Mass Spectrometry | NT-NT05-01-LG06 | NT05-01-LG06-Mass Spectrometry | North Terrace | NT | NT05 | Badger | 01 | Lower Ground | LG06 | 284 | School of Physical Sciences | 284 | School of Physical Sciences | 42.56 | Mass Spectrometry | 3 | Specialist Teaching or Research Space Group | 312 | Laboratory - Research Only |  | Adequate | 9,599.16 | NO
North Terrace_NT05-Badger_Lower Ground_LG07 _ NMR Room | NT-NT05-01-LG07 | NT05-01-LG07-NMR Room | North Terrace | NT | NT05 | Badger | 01 | Lower Ground | LG07 | 284 | School of Physical Sciences | 284 | School of Physical Sciences | 76.63 | NMR Room | 3 | Specialist Teaching or Research Space Group | 312 | Laboratory - Research Only |  | Adequate | 17,283.46 | NO
North Terrace_NT05-Badger_Lower Ground_LG09 _ Corr. | NT-NT05-01-LG09 | NT05-01-LG09-Corr. | North Terrace | NT | NT05 | Badger | 01 | Lower Ground | LG09 | 99939 | Unusable Spaces | 99939 | Unusable Spaces | 36.4 | Corr. | 8 | Non Useable Floor Area Space Group | 805 | Non-usable - Circulation space |  | Unknown | 0.00 | NO
North Terrace_NT05-Badger_Lower Ground_LG10 _ N.M.R. Room | NT-NT05-01-LG10 | NT05-01-LG10-N.M.R. Room | North Terrace | NT | NT05 | Badger | 01 | Lower Ground | LG10 | 284 | School of Physical Sciences | 284 | School of Physical Sciences | 29.47 | N.M.R. Room | 3 | Specialist Teaching or Research Space Group | 302 | Laboratory - Scientific/Medical/Engineering - DRY - Undergraduate |  | Adequate | 6,646.79 | NO
North Terrace_NT05-Badger_Lower Ground_LG11 _ part N.M.R. Room | NT-NT05-01-LG11 | NT05-01-LG11-part N.M.R. Room | North Terrace | NT | NT05 | Badger | 01 | Lower Ground | LG11 | 284 | School of Physical Sciences | 284 | School of Physical Sciences | 4.48 | part N.M.R. Room | 3 | Specialist Teaching or Research Space Group | 302 | Laboratory - Scientific/Medical/Engineering - DRY - Undergraduate |  | Adequate | 1,010.44 | NO
North Terrace_NT05-Badger_Lower Ground_LG12 _ part N.M.R. Room | NT-NT05-01-LG12 | NT05-01-LG12-part N.M.R. Room | North Terrace | NT | NT05 | Badger | 01 | Lower Ground | LG12 | 284 | School of Physical Sciences | 284 | School of Physical Sciences | 3 | part N.M.R. Room | 3 | Specialist Teaching or Research Space Group | 302 | Laboratory - Scientific/Medical/Engineering - DRY - Undergraduate |  | Adequate | 676.63 | NO
North Terrace_NT05-Badger_Lower Ground_LG13 _ Corr. | NT-NT05-01-LG13 | NT05-01-LG13-Corr. | North Terrace | NT | NT05 | Badger | 01 | Lower Ground | LG13 | 99939 | Unusable Spaces | 99939 | Unusable Spaces | 15.99 | Corr. | 8 | Non Useable Floor Area Space Group | 805 | Non-usable - Circulation space |  | Unknown | 0.00 | NO
North Terrace_NT05-Badger_Lower Ground_LG14 _ Analytical Laboratory | NT-NT05-01-LG14 | NT05-01-LG14-Analytical Laboratory | North Terrace | NT | NT05 | Badger | 01 | Lower Ground | LG14 | 284 | School of Physical Sciences | 284 | School of Physical Sciences | 32.2 | Analytical Laboratory | 3 | Specialist Teaching or Research Space Group | 312 | Laboratory - Research Only |  | Adequate | 7,262.52 | NO
North Terrace_NT05-Badger_Lower Ground_LG16 _ Computer Server Room | NT-NT05-01-LG16 | NT05-01-LG16-Computer Server Room | North Terrace | NT | NT05 | Badger | 01 | Lower Ground | LG16 | 850 | ITDS Branch Central Costs | 869 | Information Technology and Digital Services | 46.66 | Computer Server Room | 8 | Non Useable Floor Area Space Group | 812 | Non-usable - Comms/network system/Telephone/PABX |  | Adequate | 0.00 | NO
North Terrace_NT05-Badger_Lower Ground_LG17 _ "Badger Seminar Room" | NT-NT05-01-LG17 | NT05-01-LG17-"Badger Seminar Room" | North Terrace | NT | NT05 | Badger | 01 | Lower Ground | LG17 | 99998 | Central Common Teaching Areas (In Use) | 952 | Corporate Services Division Admin | 70.29 | "Badger Seminar Room" | 2 | Teaching Space Group | 205 | Lecture/Seminar/Tutorial/Class Room (31 to 69) Flat Floor |  | Adequate | 14,542.31 | NO
North Terrace_NT05-Badger_Lower Ground_LG20 _ General Store | NT-NT05-01-LG20 | NT05-01-LG20-General Store | North Terrace | NT | NT05 | Badger | 01 | Lower Ground | LG20 | 121 | Sciences Faculty Office | 121 | Sciences Faculty Administration | 39.58 | General Store | 4 | Ancillary Area Space Group | 419 | Ancillary Area - Store Room - Generic |  | Adequate | 5,906.61 | NO
North Terrace_NT05-Badger_Lower Ground_LG21 _ Wheelchair Store | NT-NT05-01-LG21 | NT05-01-LG21-Wheelchair Store | North Terrace | NT | NT05 | Badger | 01 | Lower Ground | LG21 | 99946 | Vacant not occupiable | 99939 | Unusable Spaces | 2.17 | Wheelchair Store | 4 | Ancillary Area Space Group | 419 | Ancillary Area - Store Room - Generic |  | Unknown | 0.00 | NO
North Terrace_NT05-Badger_Lower Ground_LG22 _ Chemical Store | NT-NT05-01-LG22 | NT05-01-LG22-Chemical Store | North Terrace | NT | NT05 | Badger | 01 | Lower Ground | LG22 | 121 | Sciences Faculty Office | 121 | Sciences Faculty Administration | 103.83 | Chemical Store | 4 | Ancillary Area Space Group | 418 | Ancillary Area - Dangerous goods storage |  | Adequate | 15,494.79 | NO
North Terrace_NT05-Badger_Lower Ground_LG23 _ General Store | NT-NT05-01-LG23 | NT05-01-LG23-General Store | North Terrace | NT | NT05 | Badger | 01 | Lower Ground | LG23 | 121 | Sciences Faculty Office | 121 | Sciences Faculty Administration | 91.37 | General Store | 4 | Ancillary Area Space Group | 419 | Ancillary Area - Store Room - Generic |  | Adequate | 13,635.35 | NO
North Terrace_NT05-Badger_Lower Ground_LG25 _ Office | NT-NT05-01-LG25 | NT05-01-LG25-Office | North Terrace | NT | NT05 | Badger | 01 | Lower Ground | LG25 | 121 | Sciences Faculty Office | 121 | Sciences Faculty Administration | 9 | Office | 1 | Office Space Group | 101 | Office - Academic Staff |  | Adequate | 1,526.24 | NO
North Terrace_NT05-Badger_Lower Ground_LG26 _ Liquid Store | NT-NT05-01-LG26 | NT05-01-LG26-Liquid Store | North Terrace | NT | NT05 | Badger | 01 | Lower Ground | LG26 | 121 | Sciences Faculty Office | 121 | Sciences Faculty Administration | 11.66 | Liquid Store | 4 | Ancillary Area Space Group | 418 | Ancillary Area - Dangerous goods storage |  | Adequate | 1,740.05 | NO
North Terrace_NT05-Badger_Lower Ground_LG27 _ Liquid Store | NT-NT05-01-LG27 | NT05-01-LG27-Liquid Store | North Terrace | NT | NT05 | Badger | 01 | Lower Ground | LG27 | 121 | Sciences Faculty Office | 121 | Sciences Faculty Administration | 12.58 | Liquid Store | 4 | Ancillary Area Space Group | 418 | Ancillary Area - Dangerous goods storage |  | Adequate | 1,877.34 | NO
North Terrace_NT05-Badger_Lower Ground_LG28 _ Foyer | NT-NT05-01-LG28 | NT05-01-LG28-Foyer | North Terrace | NT | NT05 | Badger | 01 | Lower Ground | LG28 | 99939 | Unusable Spaces | 99939 | Unusable Spaces | 7.7 | Foyer | 8 | Non Useable Floor Area Space Group | 805 | Non-usable - Circulation space |  | Unknown | 0.00 | NO
North Terrace_NT05-Badger_Lower Ground_LG29 _ Foyer | NT-NT05-01-LG29 | NT05-01-LG29-Foyer | North Terrace | NT | NT05 | Badger | 01 | Lower Ground | LG29 | 99939 | Unusable Spaces | 99939 | Unusable Spaces | 25.12 | Foyer | 8 | Non Useable Floor Area Space Group | 805 | Non-usable - Circulation space |  | Adequate | 0.00 | NO
North Terrace_NT05-Badger_Lower Ground_LG29A _ Vending Machine | NT-NT05-01-LG29A | NT05-01-LG29A-Vending Machine | North Terrace | NT | NT05 | Badger | 01 | Lower Ground | LG29A | 99994 | Uni of Adelaide Student Union Association | 859 | Infrastructure | 1.5 | Vending Machine | 6 | General Facility Space Group | 611 | General Facility - Commercial/Business/Retail Facilities |  | Adequate | 284.90 | NO
North Terrace_NT05-Badger_Lower Ground_LG30 _ Store | NT-NT05-01-LG30 | NT05-01-LG30-Store | North Terrace | NT | NT05 | Badger | 01 | Lower Ground | LG30 | 99946 | Vacant not occupiable | 99939 | Unusable Spaces | 3.04 | Store | 4 | Ancillary Area Space Group | 419 | Ancillary Area - Store Room - Generic |  | Unknown | 0.00 | NO
North Terrace_NT05-Badger_Lower Ground_LG31 _ Stair | NT-NT05-01-LG31 | NT05-01-LG31-Stair | North Terrace | NT | NT05 | Badger | 01 | Lower Ground | LG31 | 99939 | Unusable Spaces | 99939 | Unusable Spaces | 13.88 | Stair | 8 | Non Useable Floor Area Space Group | 805 | Non-usable - Circulation space |  | Unknown | 0.00 | NO
North Terrace_NT05-Badger_Lower Ground_LG32 _ WC - M | NT-NT05-01-LG32 | NT05-01-LG32-WC - M | North Terrace | NT | NT05 | Badger | 01 | Lower Ground | LG32 | 99939 | Unusable Spaces | 99939 | Unusable Spaces | 11.03 | WC - M | 8 | Non Useable Floor Area Space Group | 821 | Non-usable - Toilets/Amenities - Male |  | Unknown | 0.00 | NO
North Terrace_NT05-Badger_Lower Ground_LG33 _ Cleaner's Store | NT-NT05-01-LG33 | NT05-01-LG33-Cleaner's Store | North Terrace | NT | NT05 | Badger | 01 | Lower Ground | LG33 | 99939 | Unusable Spaces | 99939 | Unusable Spaces | 2.01 | Cleaner's Store | 8 | Non Useable Floor Area Space Group | 806 | Non-usable - Cleaners room |  | Unknown | 0.00 | NO
North Terrace_NT05-Badger_Lower Ground_LG34 _ A/L | NT-NT05-01-LG34 | NT05-01-LG34-A/L | North Terrace | NT | NT05 | Badger | 01 | Lower Ground | LG34 | 99939 | Unusable Spaces | 99939 | Unusable Spaces | 3.51 | A/L | 8 | Non Useable Floor Area Space Group | 805 | Non-usable - Circulation space |  | Unknown | 0.00 | NO
North Terrace_NT05-Badger_Lower Ground_LG35 _ Foyer | NT-NT05-01-LG35 | NT05-01-LG35-Foyer | North Terrace | NT | NT05 | Badger | 01 | Lower Ground | LG35 | 99939 | Unusable Spaces | 99939 | Unusable Spaces | 17.89 | Foyer | 8 | Non Useable Floor Area Space Group | 805 | Non-usable - Circulation space |  | Unknown | 0.00 | NO
North Terrace_NT05-Badger_Lower Ground_LG36 _ Utility | NT-NT05-01-LG36 | NT05-01-LG36-Utility | North Terrace | NT | NT05 | Badger | 01 | Lower Ground | LG36 | 284 | School of Physical Sciences | 284 | School of Physical Sciences | 20.9 | Utility | 6 | General Facility Space Group | 603 | General Facility - Resource room |  | Adequate | 3,969.58 | NO
North Terrace_NT05-Badger_Lower Ground_LG37 _ Store | NT-NT05-01-LG37 | NT05-01-LG37-Store | North Terrace | NT | NT05 | Badger | 01 | Lower Ground | LG37 | 284 | School of Physical Sciences | 284 | School of Physical Sciences | 13.81 | Store | 4 | Ancillary Area Space Group | 419 | Ancillary Area - Store Room - Generic |  | Adequate | 2,060.90 | NO
North Terrace_NT05-Badger_Lower Ground_LG38 _ Common Room | NT-NT05-01-LG38 | NT05-01-LG38-Common Room | North Terrace | NT | NT05 | Badger | 01 | Lower Ground | LG38 | 284 | School of Physical Sciences | 284 | School of Physical Sciences | 52.33 | Common Room | 6 | General Facility Space Group | 604 | General Facility - Common Room General Access |  | Adequate | 9,939.14 | NO
North Terrace_NT05-Badger_Lower Ground_LG39 _ Meeting | NT-NT05-01-LG39 | NT05-01-LG39-Meeting | North Terrace | NT | NT05 | Badger | 01 | Lower Ground | LG39 | 284 | School of Physical Sciences | 284 | School of Physical Sciences | 60.74 | Meeting | 6 | General Facility Space Group | 601 | General Facility - Committee/Conference/Meeting room |  | Adequate | 11,536.47 | NO
North Terrace_NT05-Badger_Lower Ground_LG42 _ WC - U - Access (RH+S) | NT-NT05-01-LG42 | NT05-01-LG42-WC - U - Access (RH+S) | North Terrace | NT | NT05 | Badger | 01 | Lower Ground | LG42 | 99939 | Unusable Spaces | 99939 | Unusable Spaces | 12.56 | WC - U - Access (RH+S) | 8 | Non Useable Floor Area Space Group | 818 | Non-usable - Toilets/Amenities - Unisex Accessible |  | Unknown | 0.00 | NO
North Terrace_NT05-Badger_Lower Ground_LG44 _ Switch Room | NT-NT05-01-LG44 | NT05-01-LG44-Switch Room | North Terrace | NT | NT05 | Badger | 01 | Lower Ground | LG44 | 99939 | Unusable Spaces | 99939 | Unusable Spaces | 6.21 | Switch Room | 8 | Non Useable Floor Area Space Group | 815 | Non-usable - Switch room |  | Unknown | 0.00 | NO
North Terrace_NT05-Badger_Lower Ground_LG45 _ Comms | NT-NT05-01-LG45 | NT05-01-LG45-Comms | North Terrace | NT | NT05 | Badger | 01 | Lower Ground | LG45 | 850 | ITDS Branch Central Costs | 869 | Information Technology and Digital Services | 3.59 | Comms | 8 | Non Useable Floor Area Space Group | 812 | Non-usable - Comms/network system/Telephone/PABX |  | Adequate | 0.00 | NO
North Terrace_NT05-Badger_Lower Ground_LG46 _ Bicycle Storage | NT-NT05-01-LG46 | NT05-01-LG46-Bicycle Storage | North Terrace | NT | NT05 | Badger | 01 | Lower Ground | LG46 | 99939 | Unusable Spaces | 99939 | Unusable Spaces | 24.97 | Bicycle Storage | 8 | Non Useable Floor Area Space Group | 801 | Non-usable - Bicycle storage |  | Unknown | 0.00 | NO
North Terrace_NT05-Badger_Ground Floor_G00 _ Lift | NT-NT05-02-G00 | NT05-02-G00-Lift | North Terrace | NT | NT05 | Badger | 02 | Ground Floor | G00 | 99939 | Unusable Spaces | 99939 | Unusable Spaces | 4.94 | Lift | 8 | Non Useable Floor Area Space Group | 838 | Non-usable - Lift |  | Unknown | 0.00 | NO
North Terrace_NT05-Badger_Ground Floor_G01 _ Foyer | NT-NT05-02-G01 | NT05-02-G01-Foyer | North Terrace | NT | NT05 | Badger | 02 | Ground Floor | G01 | 99939 | Unusable Spaces | 99939 | Unusable Spaces | 10.81 | Foyer | 8 | Non Useable Floor Area Space Group | 805 | Non-usable - Circulation space |  | Unknown | 0.00 | NO
North Terrace_NT05-Badger_Ground Floor_G01A _ Stair/Landing - External | NT-NT05-02-G01A | NT05-02-G01A-Stair/Landing - External | North Terrace | NT | NT05 | Badger | 02 | Ground Floor | G01A | 99939 | Unusable Spaces | 99939 | Unusable Spaces | 14.99 | Stair/Landing - External | 8 | Non Useable Floor Area Space Group | 805 | Non-usable - Circulation space |  | Unknown | 0.00 | NO
North Terrace_NT05-Badger_Ground Floor_G02 _ Corr. | NT-NT05-02-G02 | NT05-02-G02-Corr. | North Terrace | NT | NT05 | Badger | 02 | Ground Floor | G02 | 99939 | Unusable Spaces | 99939 | Unusable Spaces | 18.16 | Corr. | 8 | Non Useable Floor Area Space Group | 805 | Non-usable - Circulation space |  | Unknown | 0.00 | NO
North Terrace_NT05-Badger_Ground Floor_G03 _ Staff Research Laboratory 0 | NT-NT05-02-G03 | NT05-02-G03-Staff Research Laboratory 0 | North Terrace | NT | NT05 | Badger | 02 | Ground Floor | G03 | 284 | School of Physical Sciences | 284 | School of Physical Sciences | 47.11 | Staff Research Laboratory 0 | 3 | Specialist Teaching or Research Space Group | 312 | Laboratory - Research Only |  | Adequate | 10,625.39 | NO
North Terrace_NT05-Badger_Ground Floor_G04 _ Write Up Room 1 | NT-NT05-02-G04 | NT05-02-G04-Write Up Room 1 | North Terrace | NT | NT05 | Badger | 02 | Ground Floor | G04 | 284 | School of Physical Sciences | 284 | School of Physical Sciences | 21.95 | Write Up Room 1 | 1 | Office Space Group | 103 | Office - Research Students |  | Adequate | 3,722.33 | NO
North Terrace_NT05-Badger_Ground Floor_G05 _ Research Laboratory 1 | NT-NT05-02-G05 | NT05-02-G05-Research Laboratory 1 | North Terrace | NT | NT05 | Badger | 02 | Ground Floor | G05 | 284 | School of Physical Sciences | 284 | School of Physical Sciences | 69.59 | Research Laboratory 1 | 3 | Specialist Teaching or Research Space Group | 312 | Laboratory - Research Only |  | Adequate | 15,695.62 | NO
North Terrace_NT05-Badger_Ground Floor_G06 _ Write Up Room 2 | NT-NT05-02-G06 | NT05-02-G06-Write Up Room 2 | North Terrace | NT | NT05 | Badger | 02 | Ground Floor | G06 | 284 | School of Physical Sciences | 284 | School of Physical Sciences | 22 | Write Up Room 2 | 1 | Office Space Group | 103 | Office - Research Students |  | Adequate | 3,730.81 | NO
North Terrace_NT05-Badger_Ground Floor_G07 _ Research Laboratory 2 | NT-NT05-02-G07 | NT05-02-G07-Research Laboratory 2 | North Terrace | NT | NT05 | Badger | 02 | Ground Floor | G07 | 284 | School of Physical Sciences | 284 | School of Physical Sciences | 69.46 | Research Laboratory 2 | 3 | Specialist Teaching or Research Space Group | 312 | Laboratory - Research Only |  | Adequate | 15,666.30 | NO
North Terrace_NT05-Badger_Ground Floor_G08 _ Instrument Room | NT-NT05-02-G08 | NT05-02-G08-Instrument Room | North Terrace | NT | NT05 | Badger | 02 | Ground Floor | G08 | 284 | School of Physical Sciences | 284 | School of Physical Sciences | 16.18 | Instrument Room | 4 | Ancillary Area Space Group | 402 | Ancillary Area - Instrument Room |  | Adequate | 2,414.58 | NO
North Terrace_NT05-Badger_Ground Floor_G09 _ Wheelchair Store | NT-NT05-02-G09 | NT05-02-G09-Wheelchair Store | North Terrace | NT | NT05 | Badger | 02 | Ground Floor | G09 | 99946 | Vacant not occupiable | 99939 | Unusable Spaces | 2.32 | Wheelchair Store | 4 | Ancillary Area Space Group | 419 | Ancillary Area - Store Room - Generic |  | Unknown | 0.00 | NO
North Terrace_NT05-Badger_Ground Floor_G10 _ Teaching Laboratory 1 | NT-NT05-02-G10 | NT05-02-G10-Teaching Laboratory 1 | North Terrace | NT | NT05 | Badger | 02 | Ground Floor | G10 | 284 | School of Physical Sciences | 284 | School of Physical Sciences | 199.76 | Teaching Laboratory 1 | 3 | Specialist Teaching or Research Space Group | 301 | Laboratory - Scientific/Medical/Engineering - WET - Undergraduate |  | Adequate | 45,054.72 | NO
North Terrace_NT05-Badger_Ground Floor_G10A _ Lift - Dumb Waiter | NT-NT05-02-G10A | NT05-02-G10A-Lift - Dumb Waiter | North Terrace | NT | NT05 | Badger | 02 | Ground Floor | G10A | 99939 | Unusable Spaces | 99939 | Unusable Spaces | 0.8 | Lift - Dumb Waiter | 8 | Non Useable Floor Area Space Group | 838 | Non-usable - Lift |  | Unknown | 0.00 | NO
North Terrace_NT05-Badger_Ground Floor_G11 _ Servery | NT-NT05-02-G11 | NT05-02-G11-Servery | North Terrace | NT | NT05 | Badger | 02 | Ground Floor | G11 | 284 | School of Physical Sciences | 284 | School of Physical Sciences | 20.03 | Servery | 4 | Ancillary Area Space Group | 401 | Ancillary Area - Laboratory Service and Preparation |  | Adequate | 2,989.12 | NO
North Terrace_NT05-Badger_Ground Floor_G12 _ Corr. | NT-NT05-02-G12 | NT05-02-G12-Corr. | North Terrace | NT | NT05 | Badger | 02 | Ground Floor | G12 | 99939 | Unusable Spaces | 99939 | Unusable Spaces | 7.56 | Corr. | 8 | Non Useable Floor Area Space Group | 805 | Non-usable - Circulation space |  | Unknown | 0.00 | NO
North Terrace_NT05-Badger_Ground Floor_G13 _ WC - F | NT-NT05-02-G13 | NT05-02-G13-WC - F | North Terrace | NT | NT05 | Badger | 02 | Ground Floor | G13 | 99939 | Unusable Spaces | 99939 | Unusable Spaces | 4.81 | WC - F | 8 | Non Useable Floor Area Space Group | 820 | Non-usable - Toilets/Amenities - Female |  | Unknown | 0.00 | NO
North Terrace_NT05-Badger_Ground Floor_G14 _ Stair | NT-NT05-02-G14 | NT05-02-G14-Stair | North Terrace | NT | NT05 | Badger | 02 | Ground Floor | G14 | 99939 | Unusable Spaces | 99939 | Unusable Spaces | 15.76 | Stair | 8 | Non Useable Floor Area Space Group | 805 | Non-usable - Circulation space |  | Unknown | 0.00 | NO
North Terrace_NT05-Badger_Ground Floor_G15 _ WC - M | NT-NT05-02-G15 | NT05-02-G15-WC - M | North Terrace | NT | NT05 | Badger | 02 | Ground Floor | G15 | 99939 | Unusable Spaces | 99939 | Unusable Spaces | 11.03 | WC - M | 8 | Non Useable Floor Area Space Group | 821 | Non-usable - Toilets/Amenities - Male |  | Unknown | 0.00 | NO
North Terrace_NT05-Badger_Ground Floor_G16 _ Restroom | NT-NT05-02-G16 | NT05-02-G16-Restroom | North Terrace | NT | NT05 | Badger | 02 | Ground Floor | G16 | 99939 | Unusable Spaces | 99939 | Unusable Spaces | 2.01 | Restroom | 8 | Non Useable Floor Area Space Group | 835 | Non-usable - Toilets/Amenities - Other |  | Unknown | 0.00 | NO
North Terrace_NT05-Badger_Ground Floor_G17 _ A/L | NT-NT05-02-G17 | NT05-02-G17-A/L | North Terrace | NT | NT05 | Badger | 02 | Ground Floor | G17 | 99939 | Unusable Spaces | 99939 | Unusable Spaces | 3.51 | A/L | 8 | Non Useable Floor Area Space Group | 822 | Non-usable - Toilets/Amenities - Unisex |  | Unknown | 0.00 | NO
North Terrace_NT05-Badger_Ground Floor_G18 _ Corr. | NT-NT05-02-G18 | NT05-02-G18-Corr. | North Terrace | NT | NT05 | Badger | 02 | Ground Floor | G18 | 99939 | Unusable Spaces | 99939 | Unusable Spaces | 47.13 | Corr. | 8 | Non Useable Floor Area Space Group | 805 | Non-usable - Circulation space |  | Unknown | 0.00 | NO
North Terrace_NT05-Badger_Ground Floor_G19 _ Office | NT-NT05-02-G19 | NT05-02-G19-Office | North Terrace | NT | NT05 | Badger | 02 | Ground Floor | G19 | 284 | School of Physical Sciences | 284 | School of Physical Sciences | 17.44 | Office | 1 | Office Space Group | 101 | Office - Academic Staff |  | Adequate | 2,957.51 | NO
North Terrace_NT05-Badger_Ground Floor_G20 _ Office | NT-NT05-02-G20 | NT05-02-G20-Office | North Terrace | NT | NT05 | Badger | 02 | Ground Floor | G20 | 284 | School of Physical Sciences | 284 | School of Physical Sciences | 17.44 | Office | 1 | Office Space Group | 103 | Office - Research Students |  | Adequate | 2,957.51 | NO
North Terrace_NT05-Badger_Ground Floor_G21 _ Office | NT-NT05-02-G21 | NT05-02-G21-Office | North Terrace | NT | NT05 | Badger | 02 | Ground Floor | G21 | 284 | School of Physical Sciences | 284 | School of Physical Sciences | 17.51 | Office | 1 | Office Space Group | 101 | Office - Academic Staff |  | Adequate | 2,969.38 | NO
North Terrace_NT05-Badger_Ground Floor_G22 _ Office | NT-NT05-02-G22 | NT05-02-G22-Office | North Terrace | NT | NT05 | Badger | 02 | Ground Floor | G22 | 284 | School of Physical Sciences | 284 | School of Physical Sciences | 17.44 | Office | 1 | Office Space Group | 101 | Office - Academic Staff |  | Adequate | 2,957.51 | NO
North Terrace_NT05-Badger_Ground Floor_G23 _ Office - Tutorial & Write Up 1a | NT-NT05-02-G23 | NT05-02-G23-Office - Tutorial & Write Up 1a | North Terrace | NT | NT05 | Badger | 02 | Ground Floor | G23 | 284 | School of Physical Sciences | 284 | School of Physical Sciences | 17.44 | Office - Tutorial & Write Up 1a | 1 | Office Space Group | 103 | Office - Research Students |  | Adequate | 2,957.51 | NO
North Terrace_NT05-Badger_Ground Floor_G24 _ I.D.F. | NT-NT05-02-G24 | NT05-02-G24-I.D.F. | North Terrace | NT | NT05 | Badger | 02 | Ground Floor | G24 | 99939 | Unusable Spaces | 99939 | Unusable Spaces | 0.33 | I.D.F. | 8 | Non Useable Floor Area Space Group | 840 | Non-usable - Service riser |  | Unknown | 0.00 | NO
North Terrace_NT05-Badger_Ground Floor_G25 _ Instrument Room | NT-NT05-02-G25 | NT05-02-G25-Instrument Room | North Terrace | NT | NT05 | Badger | 02 | Ground Floor | G25 | 284 | School of Physical Sciences | 284 | School of Physical Sciences | 14.81 | Instrument Room | 4 | Ancillary Area Space Group | 402 | Ancillary Area - Instrument Room |  | Adequate | 2,210.13 | NO
North Terrace_NT05-Badger_Ground Floor_G25B _ Comms | NT-NT05-02-G25B | NT05-02-G25B-Comms | North Terrace | NT | NT05 | Badger | 02 | Ground Floor | G25B | 850 | ITDS Branch Central Costs | 869 | Information Technology and Digital Services | 12.16 | Comms | 8 | Non Useable Floor Area Space Group | 812 | Non-usable - Comms/network system/Telephone/PABX |  | Adequate | 0.00 | NO
North Terrace_NT05-Badger_Ground Floor_G26 _ DB | NT-NT05-02-G26 | NT05-02-G26-DB | North Terrace | NT | NT05 | Badger | 02 | Ground Floor | G26 | 99939 | Unusable Spaces | 99939 | Unusable Spaces | 0.91 | DB | 8 | Non Useable Floor Area Space Group | 840 | Non-usable - Service riser |  | Unknown | 0.00 | NO
North Terrace_NT05-Badger_Ground Floor_G27 _ Comms | NT-NT05-02-G27 | NT05-02-G27-Comms | North Terrace | NT | NT05 | Badger | 02 | Ground Floor | G27 | 850 | ITDS Branch Central Costs | 869 | Information Technology and Digital Services | 5.87 | Comms | 8 | Non Useable Floor Area Space Group | 812 | Non-usable - Comms/network system/Telephone/PABX |  | Adequate | 0.00 | NO
North Terrace_NT05-Badger_Ground Floor_G27D _ VSR | NT-NT05-02-G27D | NT05-02-G27D-VSR | North Terrace | NT | NT05 | Badger | 02 | Ground Floor | G27D | 99939 | Unusable Spaces | 99939 | Unusable Spaces | 1.93 | VSR | 8 | Non Useable Floor Area Space Group | 840 | Non-usable - Service riser |  | Unknown | 0.00 | NO
North Terrace_NT05-Badger_Ground Floor_G28 _ Stair | NT-NT05-02-G28 | NT05-02-G28-Stair | North Terrace | NT | NT05 | Badger | 02 | Ground Floor | G28 | 99939 | Unusable Spaces | 99939 | Unusable Spaces | 22.7 | Stair | 8 | Non Useable Floor Area Space Group | 805 | Non-usable - Circulation space |  | Unknown | 0.00 | NO
North Terrace_NT05-Badger_Ground Floor_G29 _ Student Lounge | NT-NT05-02-G29 | NT05-02-G29-Student Lounge | North Terrace | NT | NT05 | Badger | 02 | Ground Floor | G29 | 99950 | Hub and study spaces (ex-DVCA) | 952 | Corporate Services Division Admin | 18.24 | Student Lounge | 5 | Library, IT and Learning Space Group | 517 | Informal Learning | INFORMAL-PRIM-C | Excellent | 5,092.61 | NO
North Terrace_NT05-Badger_Ground Floor_G30 _ Foyer - SW | NT-NT05-02-G30 | NT05-02-G30-Foyer - SW | North Terrace | NT | NT05 | Badger | 02 | Ground Floor | G30 | 99939 | Unusable Spaces | 99939 | Unusable Spaces | 5.59 | Foyer - SW | 8 | Non Useable Floor Area Space Group | 805 | Non-usable - Circulation space |  | Unknown | 0.00 | NO
North Terrace_NT05-Badger_Ground Floor_G31 _ "Macbeth Lecture Theatre" | NT-NT05-02-G31 | NT05-02-G31-"Macbeth Lecture Theatre" | North Terrace | NT | NT05 | Badger | 02 | Ground Floor | G31 | 99998 | Central Common Teaching Areas (In Use) | 952 | Corporate Services Division Admin | 122.61 | "Macbeth Lecture Theatre" | 2 | Teaching Space Group | 202 | Lecture Theatre (> 100 seats) |  | Good | 31,708.51 | NO
North Terrace_NT05-Badger_Ground Floor_G31D _ VSR | NT-NT05-02-G31D | NT05-02-G31D-VSR | North Terrace | NT | NT05 | Badger | 02 | Ground Floor | G31D | 99939 | Unusable Spaces | 99939 | Unusable Spaces | 0.95 | VSR | 8 | Non Useable Floor Area Space Group | 840 | Non-usable - Service riser |  | Unknown | 0.00 | NO
North Terrace_NT05-Badger_Ground Floor_G31E _ VSR | NT-NT05-02-G31E | NT05-02-G31E-VSR | North Terrace | NT | NT05 | Badger | 02 | Ground Floor | G31E | 99939 | Unusable Spaces | 99939 | Unusable Spaces | 1.3 | VSR | 8 | Non Useable Floor Area Space Group | 840 | Non-usable - Service riser |  | Unknown | 0.00 | NO
North Terrace_NT05-Badger_Ground Floor_G32 _ Foyer - SE | NT-NT05-02-G32 | NT05-02-G32-Foyer - SE | North Terrace | NT | NT05 | Badger | 02 | Ground Floor | G32 | 99939 | Unusable Spaces | 99939 | Unusable Spaces | 5.52 | Foyer - SE | 8 | Non Useable Floor Area Space Group | 805 | Non-usable - Circulation space |  | Unknown | 0.00 | NO
North Terrace_NT05-Badger_Ground Floor_G33 _ A/V Store | NT-NT05-02-G33 | NT05-02-G33-A/V Store | North Terrace | NT | NT05 | Badger | 02 | Ground Floor | G33 | 99998 | Central Common Teaching Areas (In Use) | 952 | Corporate Services Division Admin | 6.43 | A/V Store | 5 | Library, IT and Learning Space Group | 510 | Library and Learning - Audio Visual and Media Support |  | Adequate | 1,221.26 | NO
North Terrace_NT05-Badger_First Floor_101 _ Stair | NT-NT05-03-101 | NT05-03-101-Stair | North Terrace | NT | NT05 | Badger | 03 | First Floor | 101 | 99939 | Unusable Spaces | 99939 | Unusable Spaces | 22.53 | Stair | 8 | Non Useable Floor Area Space Group | 805 | Non-usable - Circulation space |  | Unknown | 0.00 | NO
North Terrace_NT05-Badger_First Floor_101D _ VSR | NT-NT05-03-101D | NT05-03-101D-VSR | North Terrace | NT | NT05 | Badger | 03 | First Floor | 101D | 99939 | Unusable Spaces | 99939 | Unusable Spaces | 0.83 | VSR | 8 | Non Useable Floor Area Space Group | 840 | Non-usable - Service riser |  | Unknown | 0.00 | NO
North Terrace_NT05-Badger_First Floor_102 _ Corr. | NT-NT05-03-102 | NT05-03-102-Corr. | North Terrace | NT | NT05 | Badger | 03 | First Floor | 102 | 99939 | Unusable Spaces | 99939 | Unusable Spaces | 19.07 | Corr. | 8 | Non Useable Floor Area Space Group | 805 | Non-usable - Circulation space |  | Unknown | 0.00 | NO
North Terrace_NT05-Badger_First Floor_102A _ Store | NT-NT05-03-102A | NT05-03-102A-Store | North Terrace | NT | NT05 | Badger | 03 | First Floor | 102A | 284 | School of Physical Sciences | 284 | School of Physical Sciences | 3.08 | Store | 4 | Ancillary Area Space Group | 419 | Ancillary Area - Store Room - Generic |  | Adequate | 459.64 | NO
North Terrace_NT05-Badger_First Floor_103 _ Office | NT-NT05-03-103 | NT05-03-103-Office | North Terrace | NT | NT05 | Badger | 03 | First Floor | 103 | 284 | School of Physical Sciences | 284 | School of Physical Sciences | 18.21 | Office | 1 | Office Space Group | 101 | Office - Academic Staff |  | Adequate | 3,088.09 | NO
North Terrace_NT05-Badger_First Floor_104 _ Office | NT-NT05-03-104 | NT05-03-104-Office | North Terrace | NT | NT05 | Badger | 03 | First Floor | 104 | 284 | School of Physical Sciences | 284 | School of Physical Sciences | 19.73 | Office | 1 | Office Space Group | 101 | Office - Academic Staff |  | Adequate | 3,345.86 | NO
North Terrace_NT05-Badger_First Floor_105 _ Office | NT-NT05-03-105 | NT05-03-105-Office | North Terrace | NT | NT05 | Badger | 03 | First Floor | 105 | 284 | School of Physical Sciences | 284 | School of Physical Sciences | 17.45 | Office | 1 | Office Space Group | 101 | Office - Academic Staff |  | Adequate | 2,959.21 | NO
North Terrace_NT05-Badger_First Floor_105A _ Office - Head Of Chemistry | NT-NT05-03-105A | NT05-03-105A-Office - Head Of Chemistry | North Terrace | NT | NT05 | Badger | 03 | First Floor | 105A | 284 | School of Physical Sciences | 284 | School of Physical Sciences | 17.4 | Office - Head Of Chemistry | 1 | Office Space Group | 101 | Office - Academic Staff |  | Adequate | 2,950.73 | NO
North Terrace_NT05-Badger_First Floor_106 _ Library / Meeting Room | NT-NT05-03-106 | NT05-03-106-Library / Meeting Room | North Terrace | NT | NT05 | Badger | 03 | First Floor | 106 | 284 | School of Physical Sciences | 284 | School of Physical Sciences | 46.7 | Library / Meeting Room | 1 | Office Space Group | 103 | Office - Research Students |  | Adequate | 7,919.49 | NO
North Terrace_NT05-Badger_First Floor_107 _ Write Up Room 3 | NT-NT05-03-107 | NT05-03-107-Write Up Room 3 | North Terrace | NT | NT05 | Badger | 03 | First Floor | 107 | 284 | School of Physical Sciences | 284 | School of Physical Sciences | 23.02 | Write Up Room 3 | 1 | Office Space Group | 103 | Office - Research Students |  | Adequate | 3,903.78 | NO
North Terrace_NT05-Badger_First Floor_108 _ Research Laboratory 3 | NT-NT05-03-108 | NT05-03-108-Research Laboratory 3 | North Terrace | NT | NT05 | Badger | 03 | First Floor | 108 | 284 | School of Physical Sciences | 284 | School of Physical Sciences | 71.35 | Research Laboratory 3 | 3 | Specialist Teaching or Research Space Group | 312 | Laboratory - Research Only |  | Adequate | 16,092.58 | NO
North Terrace_NT05-Badger_First Floor_109 _ Write Up Room 4 | NT-NT05-03-109 | NT05-03-109-Write Up Room 4 | North Terrace | NT | NT05 | Badger | 03 | First Floor | 109 | 284 | School of Physical Sciences | 284 | School of Physical Sciences | 22.18 | Write Up Room 4 | 1 | Office Space Group | 103 | Office - Research Students |  | Adequate | 3,761.33 | NO
North Terrace_NT05-Badger_First Floor_110 _ Research Laboratory 4 | NT-NT05-03-110 | NT05-03-110-Research Laboratory 4 | North Terrace | NT | NT05 | Badger | 03 | First Floor | 110 | 284 | School of Physical Sciences | 284 | School of Physical Sciences | 69.71 | Research Laboratory 4 | 3 | Specialist Teaching or Research Space Group | 312 | Laboratory - Research Only |  | Adequate | 15,722.69 | NO
North Terrace_NT05-Badger_First Floor_111 _ Write Up Room 5 | NT-NT05-03-111 | NT05-03-111-Write Up Room 5 | North Terrace | NT | NT05 | Badger | 03 | First Floor | 111 | 284 | School of Physical Sciences | 284 | School of Physical Sciences | 22.07 | Write Up Room 5 | 1 | Office Space Group | 103 | Office - Research Students |  | Adequate | 3,742.68 | NO
North Terrace_NT05-Badger_First Floor_112 _ Research Laboratory 5 | NT-NT05-03-112 | NT05-03-112-Research Laboratory 5 | North Terrace | NT | NT05 | Badger | 03 | First Floor | 112 | 284 | School of Physical Sciences | 284 | School of Physical Sciences | 69.82 | Research Laboratory 5 | 3 | Specialist Teaching or Research Space Group | 312 | Laboratory - Research Only |  | Adequate | 15,747.50 | NO
North Terrace_NT05-Badger_First Floor_113 _ Instrument Room | NT-NT05-03-113 | NT05-03-113-Instrument Room | North Terrace | NT | NT05 | Badger | 03 | First Floor | 113 | 284 | School of Physical Sciences | 284 | School of Physical Sciences | 15.79 | Instrument Room | 4 | Ancillary Area Space Group | 402 | Ancillary Area - Instrument Room |  | Adequate | 2,356.38 | NO
North Terrace_NT05-Badger_First Floor_114 _ Wheelchair Store | NT-NT05-03-114 | NT05-03-114-Wheelchair Store | North Terrace | NT | NT05 | Badger | 03 | First Floor | 114 | 99946 | Vacant not occupiable | 99939 | Unusable Spaces | 2.17 | Wheelchair Store | 4 | Ancillary Area Space Group | 419 | Ancillary Area - Store Room - Generic |  | Unknown | 0.00 | NO
North Terrace_NT05-Badger_First Floor_115 _ Laboratory | NT-NT05-03-115 | NT05-03-115-Laboratory | North Terrace | NT | NT05 | Badger | 03 | First Floor | 115 | 284 | School of Physical Sciences | 284 | School of Physical Sciences | 198.18 | Laboratory | 3 | Specialist Teaching or Research Space Group | 301 | Laboratory - Scientific/Medical/Engineering - WET - Undergraduate |  | Adequate | 44,698.36 | NO
North Terrace_NT05-Badger_First Floor_115A _ VSR | NT-NT05-03-115A | NT05-03-115A-VSR | North Terrace | NT | NT05 | Badger | 03 | First Floor | 115A | 99939 | Unusable Spaces | 99939 | Unusable Spaces | 1.33 | VSR | 8 | Non Useable Floor Area Space Group | 840 | Non-usable - Service riser |  | Unknown | 0.00 | NO
North Terrace_NT05-Badger_First Floor_116 _ Servery | NT-NT05-03-116 | NT05-03-116-Servery | North Terrace | NT | NT05 | Badger | 03 | First Floor | 116 | 284 | School of Physical Sciences | 284 | School of Physical Sciences | 20.03 | Servery | 4 | Ancillary Area Space Group | 401 | Ancillary Area - Laboratory Service and Preparation |  | Adequate | 2,989.12 | NO
North Terrace_NT05-Badger_First Floor_117 _ Corr. | NT-NT05-03-117 | NT05-03-117-Corr. | North Terrace | NT | NT05 | Badger | 03 | First Floor | 117 | 99939 | Unusable Spaces | 99939 | Unusable Spaces | 7.54 | Corr. | 8 | Non Useable Floor Area Space Group | 805 | Non-usable - Circulation space |  | Unknown | 0.00 | NO
North Terrace_NT05-Badger_First Floor_118 _ WC - F | NT-NT05-03-118 | NT05-03-118-WC - F | North Terrace | NT | NT05 | Badger | 03 | First Floor | 118 | 99939 | Unusable Spaces | 99939 | Unusable Spaces | 4.81 | WC - F | 8 | Non Useable Floor Area Space Group | 820 | Non-usable - Toilets/Amenities - Female |  | Unknown | 0.00 | NO
North Terrace_NT05-Badger_First Floor_119 _ Stair | NT-NT05-03-119 | NT05-03-119-Stair | North Terrace | NT | NT05 | Badger | 03 | First Floor | 119 | 99939 | Unusable Spaces | 99939 | Unusable Spaces | 15.76 | Stair | 8 | Non Useable Floor Area Space Group | 805 | Non-usable - Circulation space |  | Unknown | 0.00 | NO
North Terrace_NT05-Badger_First Floor_120 _ WC - M | NT-NT05-03-120 | NT05-03-120-WC - M | North Terrace | NT | NT05 | Badger | 03 | First Floor | 120 | 99939 | Unusable Spaces | 99939 | Unusable Spaces | 11.03 | WC - M | 8 | Non Useable Floor Area Space Group | 821 | Non-usable - Toilets/Amenities - Male |  | Unknown | 0.00 | NO
North Terrace_NT05-Badger_First Floor_121 _ Restroom | NT-NT05-03-121 | NT05-03-121-Restroom | North Terrace | NT | NT05 | Badger | 03 | First Floor | 121 | 99939 | Unusable Spaces | 99939 | Unusable Spaces | 2.01 | Restroom | 8 | Non Useable Floor Area Space Group | 835 | Non-usable - Toilets/Amenities - Other |  | Unknown | 0.00 | NO
North Terrace_NT05-Badger_First Floor_122 _ A/L | NT-NT05-03-122 | NT05-03-122-A/L | North Terrace | NT | NT05 | Badger | 03 | First Floor | 122 | 99939 | Unusable Spaces | 99939 | Unusable Spaces | 3.51 | A/L | 8 | Non Useable Floor Area Space Group | 822 | Non-usable - Toilets/Amenities - Unisex |  | Unknown | 0.00 | NO
North Terrace_NT05-Badger_First Floor_123 _ Corr. | NT-NT05-03-123 | NT05-03-123-Corr. | North Terrace | NT | NT05 | Badger | 03 | First Floor | 123 | 99939 | Unusable Spaces | 99939 | Unusable Spaces | 46.67 | Corr. | 8 | Non Useable Floor Area Space Group | 805 | Non-usable - Circulation space |  | Unknown | 0.00 | NO
North Terrace_NT05-Badger_First Floor_124 _ Office - Research Scholars | NT-NT05-03-124 | NT05-03-124-Office - Research Scholars | North Terrace | NT | NT05 | Badger | 03 | First Floor | 124 | 284 | School of Physical Sciences | 284 | School of Physical Sciences | 24.25 | Office - Research Scholars | 1 | Office Space Group | 102 | Office - Research Staff |  | Adequate | 4,112.37 | NO
North Terrace_NT05-Badger_First Floor_125 _ Seminar Room | NT-NT05-03-125 | NT05-03-125-Seminar Room | North Terrace | NT | NT05 | Badger | 03 | First Floor | 125 | 99937 | University of Adelaide College (Kaplan) | 730 | Office of Academic and Student Engagement | 47.13 | Seminar Room | 2 | Teaching Space Group | 206 | Lecture/Seminar/Tutorial/Class Room (<30) Flat Floor |  | Adequate | 9,750.74 | NO
North Terrace_NT05-Badger_First Floor_126 _ Plantroom | NT-NT05-03-126 | NT05-03-126-Plantroom | North Terrace | NT | NT05 | Badger | 03 | First Floor | 126 | 99939 | Unusable Spaces | 99939 | Unusable Spaces | 23.33 | Plantroom | 8 | Non Useable Floor Area Space Group | 811 | Non-usable - Plant room other |  | Unknown | 0.00 | NO
North Terrace_NT05-Badger_First Floor_127 _ I.D.F. | NT-NT05-03-127 | NT05-03-127-I.D.F. | North Terrace | NT | NT05 | Badger | 03 | First Floor | 127 | 850 | ITDS Branch Central Costs | 869 | Information Technology and Digital Services | 0.44 | I.D.F. | 8 | Non Useable Floor Area Space Group | 815 | Non-usable - Switch room |  | Adequate | 0.00 | NO
North Terrace_NT05-Badger_First Floor_128 _ Instrument Room | NT-NT05-03-128 | NT05-03-128-Instrument Room | North Terrace | NT | NT05 | Badger | 03 | First Floor | 128 | 284 | School of Physical Sciences | 284 | School of Physical Sciences | 10.83 | Instrument Room | 4 | Ancillary Area Space Group | 402 | Ancillary Area - Instrument Room |  | Adequate | 1,616.19 | NO
North Terrace_NT05-Badger_First Floor_128A _ Comms | NT-NT05-03-128A | NT05-03-128A-Comms | North Terrace | NT | NT05 | Badger | 03 | First Floor | 128A | 850 | ITDS Branch Central Costs | 869 | Information Technology and Digital Services | 9.68 | Comms | 8 | Non Useable Floor Area Space Group | 812 | Non-usable - Comms/network system/Telephone/PABX |  | Adequate | 0.00 | NO
North Terrace_NT05-Badger_First Floor_128B _ VSR | NT-NT05-03-128B | NT05-03-128B-VSR | North Terrace | NT | NT05 | Badger | 03 | First Floor | 128B | 99939 | Unusable Spaces | 99939 | Unusable Spaces | 2.19 | VSR | 8 | Non Useable Floor Area Space Group | 840 | Non-usable - Service riser |  | Unknown | 0.00 | NO
North Terrace_NT05-Badger_First Floor_129 _ DB | NT-NT05-03-129 | NT05-03-129-DB | North Terrace | NT | NT05 | Badger | 03 | First Floor | 129 | 99939 | Unusable Spaces | 99939 | Unusable Spaces | 0.91 | DB | 8 | Non Useable Floor Area Space Group | 840 | Non-usable - Service riser |  | Unknown | 0.00 | NO
North Terrace_NT05-Badger_First Floor_130 _ Store | NT-NT05-03-130 | NT05-03-130-Store | North Terrace | NT | NT05 | Badger | 03 | First Floor | 130 | 99939 | Unusable Spaces | 99939 | Unusable Spaces | 5.84 | Store | 4 | Ancillary Area Space Group | 419 | Ancillary Area - Store Room - Generic |  | Unknown | 0.00 | NO
North Terrace_NT05-Badger_Second Floor_201 _ Stair | NT-NT05-04-201 | NT05-04-201-Stair | North Terrace | NT | NT05 | Badger | 04 | Second Floor | 201 | 99939 | Unusable Spaces | 99939 | Unusable Spaces | 16.52 | Stair | 8 | Non Useable Floor Area Space Group | 805 | Non-usable - Circulation space |  | Unknown | 0.00 | NO
North Terrace_NT05-Badger_Second Floor_201D _ VSR | NT-NT05-04-201D | NT05-04-201D-VSR | North Terrace | NT | NT05 | Badger | 04 | Second Floor | 201D | 99939 | Unusable Spaces | 99939 | Unusable Spaces | 0.81 | VSR | 8 | Non Useable Floor Area Space Group | 840 | Non-usable - Service riser |  | Unknown | 0.00 | NO
North Terrace_NT05-Badger_Second Floor_202 _ Sprinkler Pump Room | NT-NT05-04-202 | NT05-04-202-Sprinkler Pump Room | North Terrace | NT | NT05 | Badger | 04 | Second Floor | 202 | 99939 | Unusable Spaces | 99939 | Unusable Spaces | 5.64 | Sprinkler Pump Room | 8 | Non Useable Floor Area Space Group | 840 | Non-usable - Service riser |  | Unknown | 0.00 | NO
North Terrace_NT05-Badger_Second Floor_203 _ Write Up | NT-NT05-04-203 | NT05-04-203-Write Up | North Terrace | NT | NT05 | Badger | 04 | Second Floor | 203 | 284 | School of Physical Sciences | 284 | School of Physical Sciences | 18.96 | Write Up | 1 | Office Space Group | 103 | Office - Research Students |  | Adequate | 3,215.28 | NO
North Terrace_NT05-Badger_Second Floor_204 _ Corr. | NT-NT05-04-204 | NT05-04-204-Corr. | North Terrace | NT | NT05 | Badger | 04 | Second Floor | 204 | 99939 | Unusable Spaces | 99939 | Unusable Spaces | 5.32 | Corr. | 8 | Non Useable Floor Area Space Group | 805 | Non-usable - Circulation space |  | Unknown | 0.00 | NO
North Terrace_NT05-Badger_Second Floor_204A _ Corr. | NT-NT05-04-204A | NT05-04-204A-Corr. | North Terrace | NT | NT05 | Badger | 04 | Second Floor | 204A | 99939 | Unusable Spaces | 99939 | Unusable Spaces | 12.2 | Corr. | 8 | Non Useable Floor Area Space Group | 805 | Non-usable - Circulation space |  | Unknown | 0.00 | NO
North Terrace_NT05-Badger_Second Floor_204B _ Store | NT-NT05-04-204B | NT05-04-204B-Store | North Terrace | NT | NT05 | Badger | 04 | Second Floor | 204B | 284 | School of Physical Sciences | 284 | School of Physical Sciences | 2.99 | Store | 4 | Ancillary Area Space Group | 419 | Ancillary Area - Store Room - Generic |  | Adequate | 446.20 | NO
North Terrace_NT05-Badger_Second Floor_205 _ Research Laboratory | NT-NT05-04-205 | NT05-04-205-Research Laboratory | North Terrace | NT | NT05 | Badger | 04 | Second Floor | 205 | 284 | School of Physical Sciences | 284 | School of Physical Sciences | 71.68 | Research Laboratory | 3 | Specialist Teaching or Research Space Group | 312 | Laboratory - Research Only |  | Adequate | 16,167.01 | NO
North Terrace_NT05-Badger_Second Floor_206 _ Write Up | NT-NT05-04-206 | NT05-04-206-Write Up | North Terrace | NT | NT05 | Badger | 04 | Second Floor | 206 | 284 | School of Physical Sciences | 284 | School of Physical Sciences | 21.99 | Write Up | 1 | Office Space Group | 103 | Office - Research Students |  | Adequate | 3,729.11 | NO
North Terrace_NT05-Badger_Second Floor_207 _ Research Laboratory | NT-NT05-04-207 | NT05-04-207-Research Laboratory | North Terrace | NT | NT05 | Badger | 04 | Second Floor | 207 | 284 | School of Physical Sciences | 284 | School of Physical Sciences | 69.89 | Research Laboratory | 3 | Specialist Teaching or Research Space Group | 312 | Laboratory - Research Only |  | Adequate | 15,763.29 | NO
North Terrace_NT05-Badger_Second Floor_208 _ Write Up | NT-NT05-04-208 | NT05-04-208-Write Up | North Terrace | NT | NT05 | Badger | 04 | Second Floor | 208 | 284 | School of Physical Sciences | 284 | School of Physical Sciences | 22.14 | Write Up | 1 | Office Space Group | 103 | Office - Research Students |  | Adequate | 3,754.55 | NO
North Terrace_NT05-Badger_Second Floor_209 _ Research Laboratory | NT-NT05-04-209 | NT05-04-209-Research Laboratory | North Terrace | NT | NT05 | Badger | 04 | Second Floor | 209 | 284 | School of Physical Sciences | 284 | School of Physical Sciences | 69.78 | Research Laboratory | 3 | Specialist Teaching or Research Space Group | 312 | Laboratory - Research Only |  | Adequate | 15,738.48 | NO
North Terrace_NT05-Badger_Second Floor_210 _ Instrument Room | NT-NT05-04-210 | NT05-04-210-Instrument Room | North Terrace | NT | NT05 | Badger | 04 | Second Floor | 210 | 284 | School of Physical Sciences | 284 | School of Physical Sciences | 15.83 | Instrument Room | 4 | Ancillary Area Space Group | 402 | Ancillary Area - Instrument Room |  | Adequate | 2,362.35 | NO
North Terrace_NT05-Badger_Second Floor_211 _ Wheelchair Store | NT-NT05-04-211 | NT05-04-211-Wheelchair Store | North Terrace | NT | NT05 | Badger | 04 | Second Floor | 211 | 99946 | Vacant not occupiable | 99939 | Unusable Spaces | 2.17 | Wheelchair Store | 4 | Ancillary Area Space Group | 419 | Ancillary Area - Store Room - Generic |  | Unknown | 0.00 | NO
North Terrace_NT05-Badger_Second Floor_212 _ Laboratory | NT-NT05-04-212 | NT05-04-212-Laboratory | North Terrace | NT | NT05 | Badger | 04 | Second Floor | 212 | 284 | School of Physical Sciences | 284 | School of Physical Sciences | 197.68 | Laboratory | 3 | Specialist Teaching or Research Space Group | 301 | Laboratory - Scientific/Medical/Engineering - WET - Undergraduate |  | Adequate | 44,585.59 | NO
North Terrace_NT05-Badger_Second Floor_212B _ VSR | NT-NT05-04-212B | NT05-04-212B-VSR | North Terrace | NT | NT05 | Badger | 04 | Second Floor | 212B | 99939 | Unusable Spaces | 99939 | Unusable Spaces | 1.87 | VSR | 8 | Non Useable Floor Area Space Group | 840 | Non-usable - Service riser |  | Unknown | 0.00 | NO
North Terrace_NT05-Badger_Second Floor_213 _ Servery | NT-NT05-04-213 | NT05-04-213-Servery | North Terrace | NT | NT05 | Badger | 04 | Second Floor | 213 | 284 | School of Physical Sciences | 284 | School of Physical Sciences | 20.37 | Servery | 4 | Ancillary Area Space Group | 401 | Ancillary Area - Laboratory Service and Preparation |  | Adequate | 3,039.86 | NO
North Terrace_NT05-Badger_Second Floor_214 _ Corr. | NT-NT05-04-214 | NT05-04-214-Corr. | North Terrace | NT | NT05 | Badger | 04 | Second Floor | 214 | 99939 | Unusable Spaces | 99939 | Unusable Spaces | 7.53 | Corr. | 8 | Non Useable Floor Area Space Group | 805 | Non-usable - Circulation space |  | Unknown | 0.00 | NO
North Terrace_NT05-Badger_Second Floor_215 _ WC - F | NT-NT05-04-215 | NT05-04-215-WC - F | North Terrace | NT | NT05 | Badger | 04 | Second Floor | 215 | 99939 | Unusable Spaces | 99939 | Unusable Spaces | 4.81 | WC - F | 8 | Non Useable Floor Area Space Group | 820 | Non-usable - Toilets/Amenities - Female |  | Unknown | 0.00 | NO
North Terrace_NT05-Badger_Second Floor_216 _ Stair | NT-NT05-04-216 | NT05-04-216-Stair | North Terrace | NT | NT05 | Badger | 04 | Second Floor | 216 | 99939 | Unusable Spaces | 99939 | Unusable Spaces | 15.76 | Stair | 8 | Non Useable Floor Area Space Group | 805 | Non-usable - Circulation space |  | Unknown | 0.00 | NO
North Terrace_NT05-Badger_Second Floor_217 _ WC - M | NT-NT05-04-217 | NT05-04-217-WC - M | North Terrace | NT | NT05 | Badger | 04 | Second Floor | 217 | 99939 | Unusable Spaces | 99939 | Unusable Spaces | 11.03 | WC - M | 8 | Non Useable Floor Area Space Group | 821 | Non-usable - Toilets/Amenities - Male |  | Unknown | 0.00 | NO
North Terrace_NT05-Badger_Second Floor_218 _ Store | NT-NT05-04-218 | NT05-04-218-Store | North Terrace | NT | NT05 | Badger | 04 | Second Floor | 218 | 99946 | Vacant not occupiable | 99939 | Unusable Spaces | 2.01 | Store | 4 | Ancillary Area Space Group | 419 | Ancillary Area - Store Room - Generic |  | Unknown | 0.00 | NO
North Terrace_NT05-Badger_Second Floor_219 _ A/L | NT-NT05-04-219 | NT05-04-219-A/L | North Terrace | NT | NT05 | Badger | 04 | Second Floor | 219 | 99939 | Unusable Spaces | 99939 | Unusable Spaces | 3.51 | A/L | 8 | Non Useable Floor Area Space Group | 822 | Non-usable - Toilets/Amenities - Unisex |  | Unknown | 0.00 | NO
North Terrace_NT05-Badger_Second Floor_220 _ Corr. | NT-NT05-04-220 | NT05-04-220-Corr. | North Terrace | NT | NT05 | Badger | 04 | Second Floor | 220 | 99939 | Unusable Spaces | 99939 | Unusable Spaces | 46.25 | Corr. | 8 | Non Useable Floor Area Space Group | 805 | Non-usable - Circulation space |  | Unknown | 0.00 | NO
North Terrace_NT05-Badger_Second Floor_221 _ Office | NT-NT05-04-221 | NT05-04-221-Office | North Terrace | NT | NT05 | Badger | 04 | Second Floor | 221 | 284 | School of Physical Sciences | 284 | School of Physical Sciences | 17.44 | Office | 1 | Office Space Group | 101 | Office - Academic Staff |  | Adequate | 2,957.51 | NO
North Terrace_NT05-Badger_Second Floor_222 _ Office | NT-NT05-04-222 | NT05-04-222-Office | North Terrace | NT | NT05 | Badger | 04 | Second Floor | 222 | 284 | School of Physical Sciences | 284 | School of Physical Sciences | 17.44 | Office | 1 | Office Space Group | 101 | Office - Academic Staff |  | Adequate | 2,957.51 | NO
North Terrace_NT05-Badger_Second Floor_223 _ Office | NT-NT05-04-223 | NT05-04-223-Office | North Terrace | NT | NT05 | Badger | 04 | Second Floor | 223 | 284 | School of Physical Sciences | 284 | School of Physical Sciences | 17.44 | Office | 1 | Office Space Group | 101 | Office - Academic Staff |  | Adequate | 2,957.51 | NO
North Terrace_NT05-Badger_Second Floor_224 _ Office - Visiting Academic | NT-NT05-04-224 | NT05-04-224-Office - Visiting Academic | North Terrace | NT | NT05 | Badger | 04 | Second Floor | 224 | 284 | School of Physical Sciences | 284 | School of Physical Sciences | 17.44 | Office - Visiting Academic | 1 | Office Space Group | 101 | Office - Academic Staff |  | Adequate | 2,957.51 | NO
North Terrace_NT05-Badger_Second Floor_225 _ Plantroom | NT-NT05-04-225 | NT05-04-225-Plantroom | North Terrace | NT | NT05 | Badger | 04 | Second Floor | 225 | 99939 | Unusable Spaces | 99939 | Unusable Spaces | 23.12 | Plantroom | 8 | Non Useable Floor Area Space Group | 811 | Non-usable - Plant room other |  | Unknown | 0.00 | NO
North Terrace_NT05-Badger_Second Floor_226 _ I.D.F. | NT-NT05-04-226 | NT05-04-226-I.D.F. | North Terrace | NT | NT05 | Badger | 04 | Second Floor | 226 | 850 | ITDS Branch Central Costs | 869 | Information Technology and Digital Services | 0.39 | I.D.F. | 8 | Non Useable Floor Area Space Group | 815 | Non-usable - Switch room |  | Adequate | 0.00 | NO
North Terrace_NT05-Badger_Second Floor_227 _ Instrument Room | NT-NT05-04-227 | NT05-04-227-Instrument Room | North Terrace | NT | NT05 | Badger | 04 | Second Floor | 227 | 284 | School of Physical Sciences | 284 | School of Physical Sciences | 20.9 | Instrument Room | 4 | Ancillary Area Space Group | 402 | Ancillary Area - Instrument Room |  | Adequate | 3,118.95 | NO
North Terrace_NT05-Badger_Second Floor_228 _ DB | NT-NT05-04-228 | NT05-04-228-DB | North Terrace | NT | NT05 | Badger | 04 | Second Floor | 228 | 99939 | Unusable Spaces | 99939 | Unusable Spaces | 0.81 | DB | 8 | Non Useable Floor Area Space Group | 840 | Non-usable - Service riser |  | Unknown | 0.00 | NO
North Terrace_NT05-Badger_Second Floor_229 _ Cleaners Room | NT-NT05-04-229 | NT05-04-229-Cleaners Room | North Terrace | NT | NT05 | Badger | 04 | Second Floor | 229 | 99939 | Unusable Spaces | 99939 | Unusable Spaces | 5.72 | Cleaners Room | 8 | Non Useable Floor Area Space Group | 806 | Non-usable - Cleaners room |  | Unknown | 0.00 | NO
North Terrace_NT05-Badger_Second Floor_229D _ VSR | NT-NT05-04-229D | NT05-04-229D-VSR | North Terrace | NT | NT05 | Badger | 04 | Second Floor | 229D | 99939 | Unusable Spaces | 99939 | Unusable Spaces | 1.85 | VSR | 8 | Non Useable Floor Area Space Group | 840 | Non-usable - Service riser |  | Unknown | 0.00 | NO
North Terrace_NT05-Badger_Second Floor_229E _ VSR | NT-NT05-04-229E | NT05-04-229E-VSR | North Terrace | NT | NT05 | Badger | 04 | Second Floor | 229E | 99939 | Unusable Spaces | 99939 | Unusable Spaces | 0.2 | VSR | 8 | Non Useable Floor Area Space Group | 840 | Non-usable - Service riser |  | Unknown | 0.00 | NO
North Terrace_NT05-Badger_Second Floor_230 _ Office | NT-NT05-04-230 | NT05-04-230-Office | North Terrace | NT | NT05 | Badger | 04 | Second Floor | 230 | 284 | School of Physical Sciences | 284 | School of Physical Sciences | 17.41 | Office | 1 | Office Space Group | 101 | Office - Academic Staff |  | Adequate | 2,952.43 | NO
North Terrace_NT05-Badger_Second Floor_231 _ Office | NT-NT05-04-231 | NT05-04-231-Office | North Terrace | NT | NT05 | Badger | 04 | Second Floor | 231 | 284 | School of Physical Sciences | 284 | School of Physical Sciences | 17.75 | Office | 1 | Office Space Group | 101 | Office - Academic Staff |  | Adequate | 3,010.08 | NO
North Terrace_NT05-Badger_Second Floor_232 _ Office | NT-NT05-04-232 | NT05-04-232-Office | North Terrace | NT | NT05 | Badger | 04 | Second Floor | 232 | 284 | School of Physical Sciences | 284 | School of Physical Sciences | 17.72 | Office | 1 | Office Space Group | 101 | Office - Academic Staff |  | Adequate | 3,005.00 | NO
North Terrace_NT05-Badger_Second Floor_233 _ Office | NT-NT05-04-233 | NT05-04-233-Office | North Terrace | NT | NT05 | Badger | 04 | Second Floor | 233 | 284 | School of Physical Sciences | 284 | School of Physical Sciences | 23.14 | Office | 1 | Office Space Group | 101 | Office - Academic Staff |  | Adequate | 3,924.13 | NO
North Terrace_NT05-Badger_Second Floor_234 _ Office | NT-NT05-04-234 | NT05-04-234-Office | North Terrace | NT | NT05 | Badger | 04 | Second Floor | 234 | 284 | School of Physical Sciences | 284 | School of Physical Sciences | 23.18 | Office | 1 | Office Space Group | 101 | Office - Academic Staff |  | Adequate | 3,930.91 | NO
North Terrace_NT05-Badger_Second Floor_235 _ Office | NT-NT05-04-235 | NT05-04-235-Office | North Terrace | NT | NT05 | Badger | 04 | Second Floor | 235 | 284 | School of Physical Sciences | 284 | School of Physical Sciences | 21.32 | Office | 1 | Office Space Group | 101 | Office - Academic Staff |  | Adequate | 3,615.49 | NO
North Terrace_NT05-Badger_Third Floor_300 _ Stair | NT-NT05-05-300 | NT05-05-300-Stair | North Terrace | NT | NT05 | Badger | 05 | Third Floor | 300 | 99939 | Unusable Spaces | 99939 | Unusable Spaces | 18.14 | Stair | 8 | Non Useable Floor Area Space Group | 805 | Non-usable - Circulation space |  | Unknown | 0.00 | NO
North Terrace_NT05-Badger_Third Floor_300A _ Lift Motor Room | NT-NT05-05-300A | NT05-05-300A-Lift Motor Room | North Terrace | NT | NT05 | Badger | 05 | Third Floor | 300A | 99939 | Unusable Spaces | 99939 | Unusable Spaces | 19.79 | Lift Motor Room | 8 | Non Useable Floor Area Space Group | 809 | Non-usable - Lift motor room |  | Unknown | 0.00 | NO
North Terrace_NT05-Badger_Third Floor_300B _ Lift Motor Room | NT-NT05-05-300B | NT05-05-300B-Lift Motor Room | North Terrace | NT | NT05 | Badger | 05 | Third Floor | 300B | 99939 | Unusable Spaces | 99939 | Unusable Spaces | 2.73 | Lift Motor Room | 8 | Non Useable Floor Area Space Group | 809 | Non-usable - Lift motor room |  | Unknown | 0.00 | NO
North Terrace_NT05-Badger_Third Floor_301 _ Services Enclosure 1 | NT-NT05-05-301 | NT05-05-301-Services Enclosure 1 | North Terrace | NT | NT05 | Badger | 05 | Third Floor | 301 | 99939 | Unusable Spaces | 99939 | Unusable Spaces | 32.48 | Services Enclosure 1 | 8 | Non Useable Floor Area Space Group | 811 | Non-usable - Plant room other |  | Unknown | 0.00 | NO
North Terrace_NT05-Badger_Third Floor_302 _ Services Enclosure 2 | NT-NT05-05-302 | NT05-05-302-Services Enclosure 2 | North Terrace | NT | NT05 | Badger | 05 | Third Floor | 302 | 99939 | Unusable Spaces | 99939 | Unusable Spaces | 100.96 | Services Enclosure 2 | 8 | Non Useable Floor Area Space Group | 811 | Non-usable - Plant room other |  | Unknown | 0.00 | NO
North Terrace_NT05-Badger_Third Floor_303 _ Services Enclosure 3 | NT-NT05-05-303 | NT05-05-303-Services Enclosure 3 | North Terrace | NT | NT05 | Badger | 05 | Third Floor | 303 | 99939 | Unusable Spaces | 99939 | Unusable Spaces | 4.05 | Services Enclosure 3 | 8 | Non Useable Floor Area Space Group | 811 | Non-usable - Plant room other |  | Unknown | 0.00 | NO
North Terrace_NT05-Badger_Third Floor_304 _ Services Enclosure 4 | NT-NT05-05-304 | NT05-05-304-Services Enclosure 4 | North Terrace | NT | NT05 | Badger | 05 | Third Floor | 304 | 99939 | Unusable Spaces | 99939 | Unusable Spaces | 4.61 | Services Enclosure 4 | 8 | Non Useable Floor Area Space Group | 811 | Non-usable - Plant room other |  | Unknown | 0.00 | NO
North Terrace_NT05-Badger_Third Floor_305 _ Services Enclosure 5 | NT-NT05-05-305 | NT05-05-305-Services Enclosure 5 | North Terrace | NT | NT05 | Badger | 05 | Third Floor | 305 | 99939 | Unusable Spaces | 99939 | Unusable Spaces | 13.89 | Services Enclosure 5 | 8 | Non Useable Floor Area Space Group | 811 | Non-usable - Plant room other |  | Unknown | 0.00 | NO
North Terrace_NT05-Badger_Third Floor_R.01 _ Services Zone 1 (NUFA) | NT-NT05-05-R.01 | NT05-05-R.01-Services Zone 1 (NUFA) | North Terrace | NT | NT05 | Badger | 05 | Third Floor | R.01 | 99939 | Unusable Spaces | 99939 | Unusable Spaces | 65.65 | Services Zone 1 (NUFA) | 8 | Non Useable Floor Area Space Group | 811 | Non-usable - Plant room other |  | Unknown | 0.00 | NO
North Terrace_NT05-Badger_Third Floor_R.02 _ Services Zone 2 (NUFA) | NT-NT05-05-R.02 | NT05-05-R.02-Services Zone 2 (NUFA) | North Terrace | NT | NT05 | Badger | 05 | Third Floor | R.02 | 99939 | Unusable Spaces | 99939 | Unusable Spaces | 62.08 | Services Zone 2 (NUFA) | 8 | Non Useable Floor Area Space Group | 811 | Non-usable - Plant room other |  | Unknown | 0.00 | NO
North Terrace_NT05-Badger_Third Floor_R.03 _ Services Zone 3 (NUFA) | NT-NT05-05-R.03 | NT05-05-R.03-Services Zone 3 (NUFA) | North Terrace | NT | NT05 | Badger | 05 | Third Floor | R.03 | 99939 | Unusable Spaces | 99939 | Unusable Spaces | 42.36 | Services Zone 3 (NUFA) | 8 | Non Useable Floor Area Space Group | 811 | Non-usable - Plant room other |  | Unknown | 0.00 | NO
North Terrace_NT05-Badger_Third Floor_R.04 _ Services Zone 4 (NUFA) | NT-NT05-05-R.04 | NT05-05-R.04-Services Zone 4 (NUFA) | North Terrace | NT | NT05 | Badger | 05 | Third Floor | R.04 | 99939 | Unusable Spaces | 99939 | Unusable Spaces | 53 | Services Zone 4 (NUFA) | 8 | Non Useable Floor Area Space Group | 811 | Non-usable - Plant room other |  | Unknown | 0.00 | NO
North Terrace_NT05-Badger_Third Floor_R.05 _ Services Zone 5 (NUFA) | NT-NT05-05-R.05 | NT05-05-R.05-Services Zone 5 (NUFA) | North Terrace | NT | NT05 | Badger | 05 | Third Floor | R.05 | 99939 | Unusable Spaces | 99939 | Unusable Spaces | 85.27 | Services Zone 5 (NUFA) | 8 | Non Useable Floor Area Space Group | 811 | Non-usable - Plant room other |  | Unknown | 0.00 | NO
North Terrace_NT05-Badger_Third Floor_R.06 _ Services Zone 6 (NUFA) | NT-NT05-05-R.06 | NT05-05-R.06-Services Zone 6 (NUFA) | North Terrace | NT | NT05 | Badger | 05 | Third Floor | R.06 | 99939 | Unusable Spaces | 99939 | Unusable Spaces | 25.71 | Services Zone 6 (NUFA) | 8 | Non Useable Floor Area Space Group | 811 | Non-usable - Plant room other |  | Unknown | 0.00 | NO
North Terrace_NT06-Brailsford Robertson_Basement_3.1.1 _ Basement | NT-NT06-01-3.1.1 | NT06-01-3.1.1-Basement | North Terrace | NT | NT06 | Brailsford Robertson | 01 | Basement | 3.1.1 | 99002 | Federal - CSIRO | 859 | Infrastructure | 18.56 | Basement | 4 | Ancillary Area Space Group | 400 | Ancillary Area - Specific Type Not Defined |  | Unknown | 0.00 | NO
North Terrace_NT06-Brailsford Robertson_Ground Floor_3.2 _ Unknown | NT-NT06-02-3.2 | NT06-02-3.2-Unknown | North Terrace | NT | NT06 | Brailsford Robertson | 02 | Ground Floor | 3.2 | 99002 | Federal - CSIRO | 859 | Infrastructure | 1.43 | Unknown | 9 | Non Reportable Areas Space Group | 999 | Non-reportable - Not Elsewhere Classifiable |  | Unknown | 0.00 | NO
North Terrace_NT06-Brailsford Robertson_Ground Floor_3.2.1 _ Unknown | NT-NT06-02-3.2.1 | NT06-02-3.2.1-Unknown | North Terrace | NT | NT06 | Brailsford Robertson | 02 | Ground Floor | 3.2.1 | 99002 | Federal - CSIRO | 859 | Infrastructure | 12.6 | Unknown | 9 | Non Reportable Areas Space Group | 999 | Non-reportable - Not Elsewhere Classifiable |  | Unknown | 0.00 | NO
North Terrace_NT06-Brailsford Robertson_Ground Floor_3.2.10 _ Unknown | NT-NT06-02-3.2.10 | NT06-02-3.2.10-Unknown | North Terrace | NT | NT06 | Brailsford Robertson | 02 | Ground Floor | 3.2.10 | 99002 | Federal - CSIRO | 859 | Infrastructure | 8.05 | Unknown | 9 | Non Reportable Areas Space Group | 999 | Non-reportable - Not Elsewhere Classifiable |  | Unknown | 0.00 | NO
North Terrace_NT06-Brailsford Robertson_Ground Floor_3.2.11 _ Unknown | NT-NT06-02-3.2.11 | NT06-02-3.2.11-Unknown | North Terrace | NT | NT06 | Brailsford Robertson | 02 | Ground Floor | 3.2.11 | 99002 | Federal - CSIRO | 859 | Infrastructure | 8.05 | Unknown | 9 | Non Reportable Areas Space Group | 999 | Non-reportable - Not Elsewhere Classifiable |  | Unknown | 0.00 | NO
North Terrace_NT06-Brailsford Robertson_Ground Floor_3.2.12 _ Unknown | NT-NT06-02-3.2.12 | NT06-02-3.2.12-Unknown | North Terrace | NT | NT06 | Brailsford Robertson | 02 | Ground Floor | 3.2.12 | 99002 | Federal - CSIRO | 859 | Infrastructure | 8.53 | Unknown | 9 | Non Reportable Areas Space Group | 999 | Non-reportable - Not Elsewhere Classifiable |  | Unknown | 0.00 | NO
North Terrace_NT06-Brailsford Robertson_Ground Floor_3.2.13 _ Unknown | NT-NT06-02-3.2.13 | NT06-02-3.2.13-Unknown | North Terrace | NT | NT06 | Brailsford Robertson | 02 | Ground Floor | 3.2.13 | 99002 | Federal - CSIRO | 859 | Infrastructure | 8.53 | Unknown | 9 | Non Reportable Areas Space Group | 999 | Non-reportable - Not Elsewhere Classifiable |  | Unknown | 0.00 | NO
North Terrace_NT06-Brailsford Robertson_Ground Floor_3.2.14 _ Unknown | NT-NT06-02-3.2.14 | NT06-02-3.2.14-Unknown | North Terrace | NT | NT06 | Brailsford Robertson | 02 | Ground Floor | 3.2.14 | 99002 | Federal - CSIRO | 859 | Infrastructure | 8.05 | Unknown | 9 | Non Reportable Areas Space Group | 999 | Non-reportable - Not Elsewhere Classifiable |  | Unknown | 0.00 | NO
North Terrace_NT06-Brailsford Robertson_Ground Floor_3.2.15 _ Unknown | NT-NT06-02-3.2.15 | NT06-02-3.2.15-Unknown | North Terrace | NT | NT06 | Brailsford Robertson | 02 | Ground Floor | 3.2.15 | 99002 | Federal - CSIRO | 859 | Infrastructure | 8.05 | Unknown | 9 | Non Reportable Areas Space Group | 999 | Non-reportable - Not Elsewhere Classifiable |  | Unknown | 0.00 | NO
North Terrace_NT06-Brailsford Robertson_Ground Floor_3.2.16 _ Unknown | NT-NT06-02-3.2.16 | NT06-02-3.2.16-Unknown | North Terrace | NT | NT06 | Brailsford Robertson | 02 | Ground Floor | 3.2.16 | 99002 | Federal - CSIRO | 859 | Infrastructure | 9.33 | Unknown | 9 | Non Reportable Areas Space Group | 999 | Non-reportable - Not Elsewhere Classifiable |  | Unknown | 0.00 | NO
North Terrace_NT06-Brailsford Robertson_Ground Floor_3.2.17 _ Unknown | NT-NT06-02-3.2.17 | NT06-02-3.2.17-Unknown | North Terrace | NT | NT06 | Brailsford Robertson | 02 | Ground Floor | 3.2.17 | 99002 | Federal - CSIRO | 859 | Infrastructure | 32.12 | Unknown | 9 | Non Reportable Areas Space Group | 999 | Non-reportable - Not Elsewhere Classifiable |  | Unknown | 0.00 | NO
North Terrace_NT06-Brailsford Robertson_Ground Floor_3.2.18 _ Unknown | NT-NT06-02-3.2.18 | NT06-02-3.2.18-Unknown | North Terrace | NT | NT06 | Brailsford Robertson | 02 | Ground Floor | 3.2.18 | 99002 | Federal - CSIRO | 859 | Infrastructure | 8.99 | Unknown | 9 | Non Reportable Areas Space Group | 999 | Non-reportable - Not Elsewhere Classifiable |  | Unknown | 0.00 | NO
North Terrace_NT06-Brailsford Robertson_Ground Floor_3.2.19 _ Unknown | NT-NT06-02-3.2.19 | NT06-02-3.2.19-Unknown | North Terrace | NT | NT06 | Brailsford Robertson | 02 | Ground Floor | 3.2.19 | 99002 | Federal - CSIRO | 859 | Infrastructure | 17.44 | Unknown | 9 | Non Reportable Areas Space Group | 999 | Non-reportable - Not Elsewhere Classifiable |  | Unknown | 0.00 | NO
North Terrace_NT06-Brailsford Robertson_Ground Floor_3.2.2 _ Unknown | NT-NT06-02-3.2.2 | NT06-02-3.2.2-Unknown | North Terrace | NT | NT06 | Brailsford Robertson | 02 | Ground Floor | 3.2.2 | 99002 | Federal - CSIRO | 859 | Infrastructure | 9.22 | Unknown | 9 | Non Reportable Areas Space Group | 999 | Non-reportable - Not Elsewhere Classifiable |  | Unknown | 0.00 | NO
North Terrace_NT06-Brailsford Robertson_Ground Floor_3.2.20 _ Unknown | NT-NT06-02-3.2.20 | NT06-02-3.2.20-Unknown | North Terrace | NT | NT06 | Brailsford Robertson | 02 | Ground Floor | 3.2.20 | 99002 | Federal - CSIRO | 859 | Infrastructure | 32.14 | Unknown | 9 | Non Reportable Areas Space Group | 999 | Non-reportable - Not Elsewhere Classifiable |  | Unknown | 0.00 | NO
North Terrace_NT06-Brailsford Robertson_Ground Floor_3.2.21 _ Unknown | NT-NT06-02-3.2.21 | NT06-02-3.2.21-Unknown | North Terrace | NT | NT06 | Brailsford Robertson | 02 | Ground Floor | 3.2.21 | 99002 | Federal - CSIRO | 859 | Infrastructure | 4.96 | Unknown | 9 | Non Reportable Areas Space Group | 999 | Non-reportable - Not Elsewhere Classifiable |  | Unknown | 0.00 | NO
North Terrace_NT06-Brailsford Robertson_Ground Floor_3.2.22 _ Unknown | NT-NT06-02-3.2.22 | NT06-02-3.2.22-Unknown | North Terrace | NT | NT06 | Brailsford Robertson | 02 | Ground Floor | 3.2.22 | 99002 | Federal - CSIRO | 859 | Infrastructure | 19.36 | Unknown | 9 | Non Reportable Areas Space Group | 999 | Non-reportable - Not Elsewhere Classifiable |  | Unknown | 0.00 | NO
North Terrace_NT06-Brailsford Robertson_Ground Floor_3.2.22A _ Unknown | NT-NT06-02-3.2.22A | NT06-02-3.2.22A-Unknown | North Terrace | NT | NT06 | Brailsford Robertson | 02 | Ground Floor | 3.2.22A | 99002 | Federal - CSIRO | 859 | Infrastructure | 1.34 | Unknown | 9 | Non Reportable Areas Space Group | 999 | Non-reportable - Not Elsewhere Classifiable |  | Unknown | 0.00 | NO
North Terrace_NT06-Brailsford Robertson_Ground Floor_3.2.22B _ Unknown | NT-NT06-02-3.2.22B | NT06-02-3.2.22B-Unknown | North Terrace | NT | NT06 | Brailsford Robertson | 02 | Ground Floor | 3.2.22B | 99002 | Federal - CSIRO | 859 | Infrastructure | 20.49 | Unknown | 9 | Non Reportable Areas Space Group | 999 | Non-reportable - Not Elsewhere Classifiable |  | Unknown | 0.00 | NO
North Terrace_NT06-Brailsford Robertson_Ground Floor_3.2.23 _ Unknown | NT-NT06-02-3.2.23 | NT06-02-3.2.23-Unknown | North Terrace | NT | NT06 | Brailsford Robertson | 02 | Ground Floor | 3.2.23 | 99002 | Federal - CSIRO | 859 | Infrastructure | 3.21 | Unknown | 9 | Non Reportable Areas Space Group | 999 | Non-reportable - Not Elsewhere Classifiable |  | Unknown | 0.00 | NO
North Terrace_NT06-Brailsford Robertson_Ground Floor_3.2.24 _ Unknown | NT-NT06-02-3.2.24 | NT06-02-3.2.24-Unknown | North Terrace | NT | NT06 | Brailsford Robertson | 02 | Ground Floor | 3.2.24 | 99002 | Federal - CSIRO | 859 | Infrastructure | 4.32 | Unknown | 9 | Non Reportable Areas Space Group | 999 | Non-reportable - Not Elsewhere Classifiable |  | Unknown | 0.00 | NO
North Terrace_NT06-Brailsford Robertson_Ground Floor_3.2.25 _ Unknown | NT-NT06-02-3.2.25 | NT06-02-3.2.25-Unknown | North Terrace | NT | NT06 | Brailsford Robertson | 02 | Ground Floor | 3.2.25 | 99002 | Federal - CSIRO | 859 | Infrastructure | 6.46 | Unknown | 9 | Non Reportable Areas Space Group | 999 | Non-reportable - Not Elsewhere Classifiable |  | Unknown | 0.00 | NO
North Terrace_NT06-Brailsford Robertson_Ground Floor_3.2.26 _ Unknown | NT-NT06-02-3.2.26 | NT06-02-3.2.26-Unknown | North Terrace | NT | NT06 | Brailsford Robertson | 02 | Ground Floor | 3.2.26 | 99002 | Federal - CSIRO | 859 | Infrastructure | 8.23 | Unknown | 9 | Non Reportable Areas Space Group | 999 | Non-reportable - Not Elsewhere Classifiable |  | Unknown | 0.00 | NO
North Terrace_NT06-Brailsford Robertson_Ground Floor_3.2.27 _ Unknown | NT-NT06-02-3.2.27 | NT06-02-3.2.27-Unknown | North Terrace | NT | NT06 | Brailsford Robertson | 02 | Ground Floor | 3.2.27 | 99002 | Federal - CSIRO | 859 | Infrastructure | 35.46 | Unknown | 9 | Non Reportable Areas Space Group | 999 | Non-reportable - Not Elsewhere Classifiable |  | Unknown | 0.00 | NO
North Terrace_NT06-Brailsford Robertson_Ground Floor_3.2.28 _ Unknown | NT-NT06-02-3.2.28 | NT06-02-3.2.28-Unknown | North Terrace | NT | NT06 | Brailsford Robertson | 02 | Ground Floor | 3.2.28 | 99002 | Federal - CSIRO | 859 | Infrastructure | 27.13 | Unknown | 9 | Non Reportable Areas Space Group | 999 | Non-reportable - Not Elsewhere Classifiable |  | Unknown | 0.00 | NO
North Terrace_NT06-Brailsford Robertson_Ground Floor_3.2.28A _ Unknown | NT-NT06-02-3.2.28A | NT06-02-3.2.28A-Unknown | North Terrace | NT | NT06 | Brailsford Robertson | 02 | Ground Floor | 3.2.28A | 99002 | Federal - CSIRO | 859 | Infrastructure | 0.12 | Unknown | 9 | Non Reportable Areas Space Group | 999 | Non-reportable - Not Elsewhere Classifiable |  | Unknown | 0.00 | NO
North Terrace_NT06-Brailsford Robertson_Ground Floor_3.2.29 _ Unknown | NT-NT06-02-3.2.29 | NT06-02-3.2.29-Unknown | North Terrace | NT | NT06 | Brailsford Robertson | 02 | Ground Floor | 3.2.29 | 99002 | Federal - CSIRO | 859 | Infrastructure | 43.58 | Unknown | 9 | Non Reportable Areas Space Group | 999 | Non-reportable - Not Elsewhere Classifiable |  | Unknown | 0.00 | NO
North Terrace_NT06-Brailsford Robertson_Ground Floor_3.2.3 _ Unknown | NT-NT06-02-3.2.3 | NT06-02-3.2.3-Unknown | North Terrace | NT | NT06 | Brailsford Robertson | 02 | Ground Floor | 3.2.3 | 99002 | Federal - CSIRO | 859 | Infrastructure | 18.4 | Unknown | 9 | Non Reportable Areas Space Group | 999 | Non-reportable - Not Elsewhere Classifiable |  | Unknown | 0.00 | NO
North Terrace_NT06-Brailsford Robertson_Ground Floor_3.2.30 _ Unknown | NT-NT06-02-3.2.30 | NT06-02-3.2.30-Unknown | North Terrace | NT | NT06 | Brailsford Robertson | 02 | Ground Floor | 3.2.30 | 99002 | Federal - CSIRO | 859 | Infrastructure | 26.01 | Unknown | 9 | Non Reportable Areas Space Group | 999 | Non-reportable - Not Elsewhere Classifiable |  | Unknown | 0.00 | NO
North Terrace_NT06-Brailsford Robertson_Ground Floor_3.2.31 _ Unknown | NT-NT06-02-3.2.31 | NT06-02-3.2.31-Unknown | North Terrace | NT | NT06 | Brailsford Robertson | 02 | Ground Floor | 3.2.31 | 99002 | Federal - CSIRO | 859 | Infrastructure | 3.67 | Unknown | 9 | Non Reportable Areas Space Group | 999 | Non-reportable - Not Elsewhere Classifiable |  | Unknown | 0.00 | NO
North Terrace_NT06-Brailsford Robertson_Ground Floor_3.2.32 _ Unknown | NT-NT06-02-3.2.32 | NT06-02-3.2.32-Unknown | North Terrace | NT | NT06 | Brailsford Robertson | 02 | Ground Floor | 3.2.32 | 99002 | Federal - CSIRO | 859 | Infrastructure | 7.72 | Unknown | 9 | Non Reportable Areas Space Group | 999 | Non-reportable - Not Elsewhere Classifiable |  | Unknown | 0.00 | NO
North Terrace_NT06-Brailsford Robertson_Ground Floor_3.2.36 _ Unknown | NT-NT06-02-3.2.36 | NT06-02-3.2.36-Unknown | North Terrace | NT | NT06 | Brailsford Robertson | 02 | Ground Floor | 3.2.36 | 99002 | Federal - CSIRO | 859 | Infrastructure | 15.33 | Unknown | 9 | Non Reportable Areas Space Group | 999 | Non-reportable - Not Elsewhere Classifiable |  | Unknown | 0.00 | NO
North Terrace_NT06-Brailsford Robertson_Ground Floor_3.2.3A _ Unknown | NT-NT06-02-3.2.3A | NT06-02-3.2.3A-Unknown | North Terrace | NT | NT06 | Brailsford Robertson | 02 | Ground Floor | 3.2.3A | 99002 | Federal - CSIRO | 859 | Infrastructure | 0.36 | Unknown | 9 | Non Reportable Areas Space Group | 999 | Non-reportable - Not Elsewhere Classifiable |  | Unknown | 0.00 | NO
North Terrace_NT06-Brailsford Robertson_Ground Floor_3.2.3B _ Unknown | NT-NT06-02-3.2.3B | NT06-02-3.2.3B-Unknown | North Terrace | NT | NT06 | Brailsford Robertson | 02 | Ground Floor | 3.2.3B | 99002 | Federal - CSIRO | 859 | Infrastructure | 0.34 | Unknown | 9 | Non Reportable Areas Space Group | 999 | Non-reportable - Not Elsewhere Classifiable |  | Unknown | 0.00 | NO
North Terrace_NT06-Brailsford Robertson_Ground Floor_3.2.3C _ Unknown | NT-NT06-02-3.2.3C | NT06-02-3.2.3C-Unknown | North Terrace | NT | NT06 | Brailsford Robertson | 02 | Ground Floor | 3.2.3C | 99002 | Federal - CSIRO | 859 | Infrastructure | 0.34 | Unknown | 9 | Non Reportable Areas Space Group | 999 | Non-reportable - Not Elsewhere Classifiable |  | Unknown | 0.00 | NO
North Terrace_NT06-Brailsford Robertson_Ground Floor_3.2.4 _ Unknown | NT-NT06-02-3.2.4 | NT06-02-3.2.4-Unknown | North Terrace | NT | NT06 | Brailsford Robertson | 02 | Ground Floor | 3.2.4 | 99002 | Federal - CSIRO | 859 | Infrastructure | 11.97 | Unknown | 9 | Non Reportable Areas Space Group | 999 | Non-reportable - Not Elsewhere Classifiable |  | Unknown | 0.00 | NO
North Terrace_NT06-Brailsford Robertson_Ground Floor_3.2.4A _ Unknown | NT-NT06-02-3.2.4A | NT06-02-3.2.4A-Unknown | North Terrace | NT | NT06 | Brailsford Robertson | 02 | Ground Floor | 3.2.4A | 99002 | Federal - CSIRO | 859 | Infrastructure | 0.32 | Unknown | 9 | Non Reportable Areas Space Group | 999 | Non-reportable - Not Elsewhere Classifiable |  | Unknown | 0.00 | NO
North Terrace_NT06-Brailsford Robertson_Ground Floor_3.2.5 _ Unknown | NT-NT06-02-3.2.5 | NT06-02-3.2.5-Unknown | North Terrace | NT | NT06 | Brailsford Robertson | 02 | Ground Floor | 3.2.5 | 99002 | Federal - CSIRO | 859 | Infrastructure | 16.68 | Unknown | 9 | Non Reportable Areas Space Group | 999 | Non-reportable - Not Elsewhere Classifiable |  | Unknown | 0.00 | NO
North Terrace_NT06-Brailsford Robertson_Ground Floor_3.2.6 _ Unknown | NT-NT06-02-3.2.6 | NT06-02-3.2.6-Unknown | North Terrace | NT | NT06 | Brailsford Robertson | 02 | Ground Floor | 3.2.6 | 99002 | Federal - CSIRO | 859 | Infrastructure | 15.25 | Unknown | 9 | Non Reportable Areas Space Group | 999 | Non-reportable - Not Elsewhere Classifiable |  | Unknown | 0.00 | NO
North Terrace_NT06-Brailsford Robertson_Ground Floor_3.2.7 _ Unknown | NT-NT06-02-3.2.7 | NT06-02-3.2.7-Unknown | North Terrace | NT | NT06 | Brailsford Robertson | 02 | Ground Floor | 3.2.7 | 99002 | Federal - CSIRO | 859 | Infrastructure | 8.44 | Unknown | 9 | Non Reportable Areas Space Group | 999 | Non-reportable - Not Elsewhere Classifiable |  | Unknown | 0.00 | NO
North Terrace_NT06-Brailsford Robertson_Ground Floor_3.2.8 _ Unknown | NT-NT06-02-3.2.8 | NT06-02-3.2.8-Unknown | North Terrace | NT | NT06 | Brailsford Robertson | 02 | Ground Floor | 3.2.8 | 99002 | Federal - CSIRO | 859 | Infrastructure | 8.87 | Unknown | 9 | Non Reportable Areas Space Group | 999 | Non-reportable - Not Elsewhere Classifiable |  | Unknown | 0.00 | NO
North Terrace_NT06-Brailsford Robertson_Ground Floor_3.2.8A _ Unknown | NT-NT06-02-3.2.8A | NT06-02-3.2.8A-Unknown | North Terrace | NT | NT06 | Brailsford Robertson | 02 | Ground Floor | 3.2.8A | 99002 | Federal - CSIRO | 859 | Infrastructure | 5.84 | Unknown | 9 | Non Reportable Areas Space Group | 999 | Non-reportable - Not Elsewhere Classifiable |  | Unknown | 0.00 | NO
North Terrace_NT06-Brailsford Robertson_Ground Floor_3.2A _ Unknown | NT-NT06-02-3.2A | NT06-02-3.2A-Unknown | North Terrace | NT | NT06 | Brailsford Robertson | 02 | Ground Floor | 3.2A | 99002 | Federal - CSIRO | 859 | Infrastructure | 0.12 | Unknown | 9 | Non Reportable Areas Space Group | 999 | Non-reportable - Not Elsewhere Classifiable |  | Unknown | 0.00 | NO
North Terrace_NT06-Brailsford Robertson_Ground Floor_3.2B _ Unknown | NT-NT06-02-3.2B | NT06-02-3.2B-Unknown | North Terrace | NT | NT06 | Brailsford Robertson | 02 | Ground Floor | 3.2B | 99002 | Federal - CSIRO | 859 | Infrastructure | 0.16 | Unknown | 9 | Non Reportable Areas Space Group | 999 | Non-reportable - Not Elsewhere Classifiable |  | Unknown | 0.00 | NO
North Terrace_NT06-Brailsford Robertson_Ground Floor_3.2C _ Unknown | NT-NT06-02-3.2C | NT06-02-3.2C-Unknown | North Terrace | NT | NT06 | Brailsford Robertson | 02 | Ground Floor | 3.2C | 99002 | Federal - CSIRO | 859 | Infrastructure | 0.2 | Unknown | 9 | Non Reportable Areas Space Group | 999 | Non-reportable - Not Elsewhere Classifiable |  | Unknown | 0.00 | NO
North Terrace_NT06-Brailsford Robertson_Ground Floor_ST2 _ Unknown | NT-NT06-02-ST2 | NT06-02-ST2-Unknown | North Terrace | NT | NT06 | Brailsford Robertson | 02 | Ground Floor | ST2 | 99002 | Federal - CSIRO | 859 | Infrastructure | 3.76 | Unknown | 9 | Non Reportable Areas Space Group | 999 | Non-reportable - Not Elsewhere Classifiable |  | Unknown | 0.00 | NO
North Terrace_NT06-Brailsford Robertson_Ground Floor_ST3 _ Unknown | NT-NT06-02-ST3 | NT06-02-ST3-Unknown | North Terrace | NT | NT06 | Brailsford Robertson | 02 | Ground Floor | ST3 | 99002 | Federal - CSIRO | 859 | Infrastructure | 8.41 | Unknown | 9 | Non Reportable Areas Space Group | 999 | Non-reportable - Not Elsewhere Classifiable |  | Unknown | 0.00 | NO
North Terrace_NT06-Brailsford Robertson_First Floor_3.3 _ Unknown | NT-NT06-03-3.3 | NT06-03-3.3-Unknown | North Terrace | NT | NT06 | Brailsford Robertson | 03 | First Floor | 3.3 | 99002 | Federal - CSIRO | 859 | Infrastructure | 3.05 | Unknown | 9 | Non Reportable Areas Space Group | 999 | Non-reportable - Not Elsewhere Classifiable |  | Unknown | 0.00 | NO
North Terrace_NT06-Brailsford Robertson_First Floor_3.3.1 _ Unknown | NT-NT06-03-3.3.1 | NT06-03-3.3.1-Unknown | North Terrace | NT | NT06 | Brailsford Robertson | 03 | First Floor | 3.3.1 | 99002 | Federal - CSIRO | 859 | Infrastructure | 15.12 | Unknown | 9 | Non Reportable Areas Space Group | 999 | Non-reportable - Not Elsewhere Classifiable |  | Unknown | 0.00 | NO
North Terrace_NT06-Brailsford Robertson_First Floor_3.3.10 _ Unknown | NT-NT06-03-3.3.10 | NT06-03-3.3.10-Unknown | North Terrace | NT | NT06 | Brailsford Robertson | 03 | First Floor | 3.3.10 | 99002 | Federal - CSIRO | 859 | Infrastructure | 3.89 | Unknown | 9 | Non Reportable Areas Space Group | 999 | Non-reportable - Not Elsewhere Classifiable |  | Unknown | 0.00 | NO
North Terrace_NT06-Brailsford Robertson_First Floor_3.3.11 _ Unknown | NT-NT06-03-3.3.11 | NT06-03-3.3.11-Unknown | North Terrace | NT | NT06 | Brailsford Robertson | 03 | First Floor | 3.3.11 | 99002 | Federal - CSIRO | 859 | Infrastructure | 16.25 | Unknown | 9 | Non Reportable Areas Space Group | 999 | Non-reportable - Not Elsewhere Classifiable |  | Unknown | 0.00 | NO
North Terrace_NT06-Brailsford Robertson_First Floor_3.3.12 _ Unknown | NT-NT06-03-3.3.12 | NT06-03-3.3.12-Unknown | North Terrace | NT | NT06 | Brailsford Robertson | 03 | First Floor | 3.3.12 | 99002 | Federal - CSIRO | 859 | Infrastructure | 33.18 | Unknown | 9 | Non Reportable Areas Space Group | 999 | Non-reportable - Not Elsewhere Classifiable |  | Unknown | 0.00 | NO
North Terrace_NT06-Brailsford Robertson_First Floor_3.3.13 _ Unknown | NT-NT06-03-3.3.13 | NT06-03-3.3.13-Unknown | North Terrace | NT | NT06 | Brailsford Robertson | 03 | First Floor | 3.3.13 | 99002 | Federal - CSIRO | 859 | Infrastructure | 11.9 | Unknown | 9 | Non Reportable Areas Space Group | 999 | Non-reportable - Not Elsewhere Classifiable |  | Unknown | 0.00 | NO
North Terrace_NT06-Brailsford Robertson_First Floor_3.3.14 _ Unknown | NT-NT06-03-3.3.14 | NT06-03-3.3.14-Unknown | North Terrace | NT | NT06 | Brailsford Robertson | 03 | First Floor | 3.3.14 | 99002 | Federal - CSIRO | 859 | Infrastructure | 6.23 | Unknown | 9 | Non Reportable Areas Space Group | 999 | Non-reportable - Not Elsewhere Classifiable |  | Unknown | 0.00 | NO
North Terrace_NT06-Brailsford Robertson_First Floor_3.3.15 _ Unknown | NT-NT06-03-3.3.15 | NT06-03-3.3.15-Unknown | North Terrace | NT | NT06 | Brailsford Robertson | 03 | First Floor | 3.3.15 | 99002 | Federal - CSIRO | 859 | Infrastructure | 1.45 | Unknown | 9 | Non Reportable Areas Space Group | 999 | Non-reportable - Not Elsewhere Classifiable |  | Unknown | 0.00 | NO
North Terrace_NT06-Brailsford Robertson_First Floor_3.3.16 _ Unknown | NT-NT06-03-3.3.16 | NT06-03-3.3.16-Unknown | North Terrace | NT | NT06 | Brailsford Robertson | 03 | First Floor | 3.3.16 | 99002 | Federal - CSIRO | 859 | Infrastructure | 12.35 | Unknown | 9 | Non Reportable Areas Space Group | 999 | Non-reportable - Not Elsewhere Classifiable |  | Unknown | 0.00 | NO
North Terrace_NT06-Brailsford Robertson_First Floor_3.3.17 _ Unknown | NT-NT06-03-3.3.17 | NT06-03-3.3.17-Unknown | North Terrace | NT | NT06 | Brailsford Robertson | 03 | First Floor | 3.3.17 | 99002 | Federal - CSIRO | 859 | Infrastructure | 12.31 | Unknown | 9 | Non Reportable Areas Space Group | 999 | Non-reportable - Not Elsewhere Classifiable |  | Unknown | 0.00 | NO
North Terrace_NT06-Brailsford Robertson_First Floor_3.3.18 _ Unknown | NT-NT06-03-3.3.18 | NT06-03-3.3.18-Unknown | North Terrace | NT | NT06 | Brailsford Robertson | 03 | First Floor | 3.3.18 | 99002 | Federal - CSIRO | 859 | Infrastructure | 34.25 | Unknown | 9 | Non Reportable Areas Space Group | 999 | Non-reportable - Not Elsewhere Classifiable |  | Unknown | 0.00 | NO
North Terrace_NT06-Brailsford Robertson_First Floor_3.3.18A _ Unknown | NT-NT06-03-3.3.18A | NT06-03-3.3.18A-Unknown | North Terrace | NT | NT06 | Brailsford Robertson | 03 | First Floor | 3.3.18A | 99002 | Federal - CSIRO | 859 | Infrastructure | 0.8 | Unknown | 9 | Non Reportable Areas Space Group | 999 | Non-reportable - Not Elsewhere Classifiable |  | Unknown | 0.00 | NO
North Terrace_NT06-Brailsford Robertson_First Floor_3.3.18B _ Unknown | NT-NT06-03-3.3.18B | NT06-03-3.3.18B-Unknown | North Terrace | NT | NT06 | Brailsford Robertson | 03 | First Floor | 3.3.18B | 99002 | Federal - CSIRO | 859 | Infrastructure | 0.13 | Unknown | 9 | Non Reportable Areas Space Group | 999 | Non-reportable - Not Elsewhere Classifiable |  | Unknown | 0.00 | NO
North Terrace_NT06-Brailsford Robertson_First Floor_3.3.18C _ Unknown | NT-NT06-03-3.3.18C | NT06-03-3.3.18C-Unknown | North Terrace | NT | NT06 | Brailsford Robertson | 03 | First Floor | 3.3.18C | 99002 | Federal - CSIRO | 859 | Infrastructure | 0.13 | Unknown | 9 | Non Reportable Areas Space Group | 999 | Non-reportable - Not Elsewhere Classifiable |  | Unknown | 0.00 | NO
North Terrace_NT06-Brailsford Robertson_First Floor_3.3.19 _ Unknown | NT-NT06-03-3.3.19 | NT06-03-3.3.19-Unknown | North Terrace | NT | NT06 | Brailsford Robertson | 03 | First Floor | 3.3.19 | 99002 | Federal - CSIRO | 859 | Infrastructure | 4.16 | Unknown | 9 | Non Reportable Areas Space Group | 999 | Non-reportable - Not Elsewhere Classifiable |  | Unknown | 0.00 | NO
North Terrace_NT06-Brailsford Robertson_First Floor_3.3.19A _ Unknown | NT-NT06-03-3.3.19A | NT06-03-3.3.19A-Unknown | North Terrace | NT | NT06 | Brailsford Robertson | 03 | First Floor | 3.3.19A | 99002 | Federal - CSIRO | 859 | Infrastructure | 0.95 | Unknown | 9 | Non Reportable Areas Space Group | 999 | Non-reportable - Not Elsewhere Classifiable |  | Unknown | 0.00 | NO
North Terrace_NT06-Brailsford Robertson_First Floor_3.3.2 _ Unknown | NT-NT06-03-3.3.2 | NT06-03-3.3.2-Unknown | North Terrace | NT | NT06 | Brailsford Robertson | 03 | First Floor | 3.3.2 | 99002 | Federal - CSIRO | 859 | Infrastructure | 13.88 | Unknown | 9 | Non Reportable Areas Space Group | 999 | Non-reportable - Not Elsewhere Classifiable |  | Unknown | 0.00 | NO
North Terrace_NT06-Brailsford Robertson_First Floor_3.3.20 _ Unknown | NT-NT06-03-3.3.20 | NT06-03-3.3.20-Unknown | North Terrace | NT | NT06 | Brailsford Robertson | 03 | First Floor | 3.3.20 | 99002 | Federal - CSIRO | 859 | Infrastructure | 3.86 | Unknown | 9 | Non Reportable Areas Space Group | 999 | Non-reportable - Not Elsewhere Classifiable |  | Unknown | 0.00 | NO
North Terrace_NT06-Brailsford Robertson_First Floor_3.3.21 _ Unknown | NT-NT06-03-3.3.21 | NT06-03-3.3.21-Unknown | North Terrace | NT | NT06 | Brailsford Robertson | 03 | First Floor | 3.3.21 | 99002 | Federal - CSIRO | 859 | Infrastructure | 6 | Unknown | 9 | Non Reportable Areas Space Group | 999 | Non-reportable - Not Elsewhere Classifiable |  | Unknown | 0.00 | NO
North Terrace_NT06-Brailsford Robertson_First Floor_3.3.22 _ Unknown | NT-NT06-03-3.3.22 | NT06-03-3.3.22-Unknown | North Terrace | NT | NT06 | Brailsford Robertson | 03 | First Floor | 3.3.22 | 99002 | Federal - CSIRO | 859 | Infrastructure | 5.07 | Unknown | 9 | Non Reportable Areas Space Group | 999 | Non-reportable - Not Elsewhere Classifiable |  | Unknown | 0.00 | NO
North Terrace_NT06-Brailsford Robertson_First Floor_3.3.23 _ Unknown | NT-NT06-03-3.3.23 | NT06-03-3.3.23-Unknown | North Terrace | NT | NT06 | Brailsford Robertson | 03 | First Floor | 3.3.23 | 99002 | Federal - CSIRO | 859 | Infrastructure | 6.09 | Unknown | 9 | Non Reportable Areas Space Group | 999 | Non-reportable - Not Elsewhere Classifiable |  | Unknown | 0.00 | NO
North Terrace_NT06-Brailsford Robertson_First Floor_3.3.24 _ Unknown | NT-NT06-03-3.3.24 | NT06-03-3.3.24-Unknown | North Terrace | NT | NT06 | Brailsford Robertson | 03 | First Floor | 3.3.24 | 99002 | Federal - CSIRO | 859 | Infrastructure | 10.71 | Unknown | 9 | Non Reportable Areas Space Group | 999 | Non-reportable - Not Elsewhere Classifiable |  | Unknown | 0.00 | NO
North Terrace_NT06-Brailsford Robertson_First Floor_3.3.25 _ Unknown | NT-NT06-03-3.3.25 | NT06-03-3.3.25-Unknown | North Terrace | NT | NT06 | Brailsford Robertson | 03 | First Floor | 3.3.25 | 99002 | Federal - CSIRO | 859 | Infrastructure | 10.74 | Unknown | 9 | Non Reportable Areas Space Group | 999 | Non-reportable - Not Elsewhere Classifiable |  | Unknown | 0.00 | NO
North Terrace_NT06-Brailsford Robertson_First Floor_3.3.26 _ Unknown | NT-NT06-03-3.3.26 | NT06-03-3.3.26-Unknown | North Terrace | NT | NT06 | Brailsford Robertson | 03 | First Floor | 3.3.26 | 99002 | Federal - CSIRO | 859 | Infrastructure | 18.54 | Unknown | 9 | Non Reportable Areas Space Group | 999 | Non-reportable - Not Elsewhere Classifiable |  | Unknown | 0.00 | NO
North Terrace_NT06-Brailsford Robertson_First Floor_3.3.27 _ Unknown | NT-NT06-03-3.3.27 | NT06-03-3.3.27-Unknown | North Terrace | NT | NT06 | Brailsford Robertson | 03 | First Floor | 3.3.27 | 99002 | Federal - CSIRO | 859 | Infrastructure | 17.61 | Unknown | 9 | Non Reportable Areas Space Group | 999 | Non-reportable - Not Elsewhere Classifiable |  | Unknown | 0.00 | NO
North Terrace_NT06-Brailsford Robertson_First Floor_3.3.28 _ Unknown | NT-NT06-03-3.3.28 | NT06-03-3.3.28-Unknown | North Terrace | NT | NT06 | Brailsford Robertson | 03 | First Floor | 3.3.28 | 99002 | Federal - CSIRO | 859 | Infrastructure | 17.31 | Unknown | 9 | Non Reportable Areas Space Group | 999 | Non-reportable - Not Elsewhere Classifiable |  | Unknown | 0.00 | NO
North Terrace_NT06-Brailsford Robertson_First Floor_3.3.29 _ Unknown | NT-NT06-03-3.3.29 | NT06-03-3.3.29-Unknown | North Terrace | NT | NT06 | Brailsford Robertson | 03 | First Floor | 3.3.29 | 99002 | Federal - CSIRO | 859 | Infrastructure | 16.7 | Unknown | 9 | Non Reportable Areas Space Group | 999 | Non-reportable - Not Elsewhere Classifiable |  | Unknown | 0.00 | NO
North Terrace_NT06-Brailsford Robertson_First Floor_3.3.3 _ Unknown | NT-NT06-03-3.3.3 | NT06-03-3.3.3-Unknown | North Terrace | NT | NT06 | Brailsford Robertson | 03 | First Floor | 3.3.3 | 99002 | Federal - CSIRO | 859 | Infrastructure | 9.05 | Unknown | 9 | Non Reportable Areas Space Group | 999 | Non-reportable - Not Elsewhere Classifiable |  | Unknown | 0.00 | NO
North Terrace_NT06-Brailsford Robertson_First Floor_3.3.30 _ Unknown | NT-NT06-03-3.3.30 | NT06-03-3.3.30-Unknown | North Terrace | NT | NT06 | Brailsford Robertson | 03 | First Floor | 3.3.30 | 99002 | Federal - CSIRO | 859 | Infrastructure | 16.4 | Unknown | 9 | Non Reportable Areas Space Group | 999 | Non-reportable - Not Elsewhere Classifiable |  | Unknown | 0.00 | NO
North Terrace_NT06-Brailsford Robertson_First Floor_3.3.31 _ Unknown | NT-NT06-03-3.3.31 | NT06-03-3.3.31-Unknown | North Terrace | NT | NT06 | Brailsford Robertson | 03 | First Floor | 3.3.31 | 99002 | Federal - CSIRO | 859 | Infrastructure | 10.52 | Unknown | 9 | Non Reportable Areas Space Group | 999 | Non-reportable - Not Elsewhere Classifiable |  | Unknown | 0.00 | NO
North Terrace_NT06-Brailsford Robertson_First Floor_3.3.33 _ Unknown | NT-NT06-03-3.3.33 | NT06-03-3.3.33-Unknown | North Terrace | NT | NT06 | Brailsford Robertson | 03 | First Floor | 3.3.33 | 99002 | Federal - CSIRO | 859 | Infrastructure | 2.53 | Unknown | 9 | Non Reportable Areas Space Group | 999 | Non-reportable - Not Elsewhere Classifiable |  | Unknown | 0.00 | NO
North Terrace_NT06-Brailsford Robertson_First Floor_3.3.34 _ Unknown | NT-NT06-03-3.3.34 | NT06-03-3.3.34-Unknown | North Terrace | NT | NT06 | Brailsford Robertson | 03 | First Floor | 3.3.34 | 99002 | Federal - CSIRO | 859 | Infrastructure | 11.84 | Unknown | 9 | Non Reportable Areas Space Group | 999 | Non-reportable - Not Elsewhere Classifiable |  | Unknown | 0.00 | NO
North Terrace_NT06-Brailsford Robertson_First Floor_3.3.35 _ Unknown | NT-NT06-03-3.3.35 | NT06-03-3.3.35-Unknown | North Terrace | NT | NT06 | Brailsford Robertson | 03 | First Floor | 3.3.35 | 99002 | Federal - CSIRO | 859 | Infrastructure | 31.69 | Unknown | 9 | Non Reportable Areas Space Group | 999 | Non-reportable - Not Elsewhere Classifiable |  | Unknown | 0.00 | NO
North Terrace_NT06-Brailsford Robertson_First Floor_3.3.36 _ Unknown | NT-NT06-03-3.3.36 | NT06-03-3.3.36-Unknown | North Terrace | NT | NT06 | Brailsford Robertson | 03 | First Floor | 3.3.36 | 99002 | Federal - CSIRO | 859 | Infrastructure | 11.51 | Unknown | 9 | Non Reportable Areas Space Group | 999 | Non-reportable - Not Elsewhere Classifiable |  | Unknown | 0.00 | NO
North Terrace_NT06-Brailsford Robertson_First Floor_3.3.37 _ Unknown | NT-NT06-03-3.3.37 | NT06-03-3.3.37-Unknown | North Terrace | NT | NT06 | Brailsford Robertson | 03 | First Floor | 3.3.37 | 99002 | Federal - CSIRO | 859 | Infrastructure | 19.86 | Unknown | 9 | Non Reportable Areas Space Group | 999 | Non-reportable - Not Elsewhere Classifiable |  | Unknown | 0.00 | NO
North Terrace_NT06-Brailsford Robertson_First Floor_3.3.4 _ Unknown | NT-NT06-03-3.3.4 | NT06-03-3.3.4-Unknown | North Terrace | NT | NT06 | Brailsford Robertson | 03 | First Floor | 3.3.4 | 99002 | Federal - CSIRO | 859 | Infrastructure | 13.05 | Unknown | 9 | Non Reportable Areas Space Group | 999 | Non-reportable - Not Elsewhere Classifiable |  | Unknown | 0.00 | NO
North Terrace_NT06-Brailsford Robertson_First Floor_3.3.5 _ Unknown | NT-NT06-03-3.3.5 | NT06-03-3.3.5-Unknown | North Terrace | NT | NT06 | Brailsford Robertson | 03 | First Floor | 3.3.5 | 99002 | Federal - CSIRO | 859 | Infrastructure | 4.82 | Unknown | 9 | Non Reportable Areas Space Group | 999 | Non-reportable - Not Elsewhere Classifiable |  | Unknown | 0.00 | NO
North Terrace_NT06-Brailsford Robertson_First Floor_3.3.6 _ Unknown | NT-NT06-03-3.3.6 | NT06-03-3.3.6-Unknown | North Terrace | NT | NT06 | Brailsford Robertson | 03 | First Floor | 3.3.6 | 99002 | Federal - CSIRO | 859 | Infrastructure | 6.55 | Unknown | 9 | Non Reportable Areas Space Group | 999 | Non-reportable - Not Elsewhere Classifiable |  | Unknown | 0.00 | NO
North Terrace_NT06-Brailsford Robertson_First Floor_3.3.7 _ Unknown | NT-NT06-03-3.3.7 | NT06-03-3.3.7-Unknown | North Terrace | NT | NT06 | Brailsford Robertson | 03 | First Floor | 3.3.7 | 99002 | Federal - CSIRO | 859 | Infrastructure | 5.91 | Unknown | 9 | Non Reportable Areas Space Group | 999 | Non-reportable - Not Elsewhere Classifiable |  | Unknown | 0.00 | NO
North Terrace_NT06-Brailsford Robertson_First Floor_3.3.8 _ Unknown | NT-NT06-03-3.3.8 | NT06-03-3.3.8-Unknown | North Terrace | NT | NT06 | Brailsford Robertson | 03 | First Floor | 3.3.8 | 99002 | Federal - CSIRO | 859 | Infrastructure | 7.98 | Unknown | 9 | Non Reportable Areas Space Group | 999 | Non-reportable - Not Elsewhere Classifiable |  | Unknown | 0.00 | NO
North Terrace_NT06-Brailsford Robertson_First Floor_3.3.9 _ Unknown | NT-NT06-03-3.3.9 | NT06-03-3.3.9-Unknown | North Terrace | NT | NT06 | Brailsford Robertson | 03 | First Floor | 3.3.9 | 99002 | Federal - CSIRO | 859 | Infrastructure | 74.82 | Unknown | 9 | Non Reportable Areas Space Group | 999 | Non-reportable - Not Elsewhere Classifiable |  | Unknown | 0.00 | NO
North Terrace_NT06-Brailsford Robertson_First Floor_ST1 _ Unknown | NT-NT06-03-ST1 | NT06-03-ST1-Unknown | North Terrace | NT | NT06 | Brailsford Robertson | 03 | First Floor | ST1 | 99002 | Federal - CSIRO | 859 | Infrastructure | 9.51 | Unknown | 9 | Non Reportable Areas Space Group | 999 | Non-reportable - Not Elsewhere Classifiable |  | Unknown | 0.00 | NO
North Terrace_NT06-Brailsford Robertson_First Floor_ST2 _ Unknown | NT-NT06-03-ST2 | NT06-03-ST2-Unknown | North Terrace | NT | NT06 | Brailsford Robertson | 03 | First Floor | ST2 | 99002 | Federal - CSIRO | 859 | Infrastructure | 4.01 | Unknown | 9 | Non Reportable Areas Space Group | 999 | Non-reportable - Not Elsewhere Classifiable |  | Unknown | 0.00 | NO
North Terrace_NT06-Brailsford Robertson_Roof Level_R.01 _ Services Zone (NUFA) | NT-NT06-RF-R.01 | NT06-RF-R.01-Services Zone (NUFA) | North Terrace | NT | NT06 | Brailsford Robertson | RF | Roof Level | R.01 | 99939 | Unusable Spaces | 99939 | Unusable Spaces | 228.16 | Services Zone (NUFA) | 8 | Non Useable Floor Area Space Group | 811 | Non-usable - Plant room other |  | Unknown | 0.00 | NO
North Terrace_NT07-Barr Smith Library_Level One_101 _ Book Stacks | NT-NT07-01-101 | NT07-01-101-Book Stacks | North Terrace | NT | NT07 | Barr Smith Library | 01 | Level One | 101 | 99962 | Library stacks and services | 952 | Corporate Services Division Admin | 103.88 | Book Stacks | 5 | Library, IT and Learning Space Group | 504 | Library and Learning - Open stack | INFORMAL-PRIM-I | Adequate | 19,730.14 | NO
North Terrace_NT07-Barr Smith Library_Level One_101A _ Store | NT-NT07-01-101A | NT07-01-101A-Store | North Terrace | NT | NT07 | Barr Smith Library | 01 | Level One | 101A | 99962 | Library stacks and services | 952 | Corporate Services Division Admin | 6.7 | Store | 4 | Ancillary Area Space Group | 419 | Ancillary Area - Store Room - Generic |  | Adequate | 999.86 | NO
North Terrace_NT07-Barr Smith Library_Level One_101B _ VSR | NT-NT07-01-101B | NT07-01-101B-VSR | North Terrace | NT | NT07 | Barr Smith Library | 01 | Level One | 101B | 99939 | Unusable Spaces | 99939 | Unusable Spaces | 1.33 | VSR | 8 | Non Useable Floor Area Space Group | 840 | Non-usable - Service riser |  | Unknown | 0.00 | NO
North Terrace_NT07-Barr Smith Library_Level One_101C _ Cleaner | NT-NT07-01-101C | NT07-01-101C-Cleaner | North Terrace | NT | NT07 | Barr Smith Library | 01 | Level One | 101C | 99939 | Unusable Spaces | 99939 | Unusable Spaces | 2.62 | Cleaner | 8 | Non Useable Floor Area Space Group | 806 | Non-usable - Cleaners room |  | Unknown | 0.00 | NO
North Terrace_NT07-Barr Smith Library_Level One_101D _ Vent Duct | NT-NT07-01-101D | NT07-01-101D-Vent Duct | North Terrace | NT | NT07 | Barr Smith Library | 01 | Level One | 101D | 99939 | Unusable Spaces | 99939 | Unusable Spaces | 1.98 | Vent Duct | 8 | Non Useable Floor Area Space Group | 840 | Non-usable - Service riser |  | Unknown | 0.00 | NO
North Terrace_NT07-Barr Smith Library_Level One_101E _ Fire door compartment | NT-NT07-01-101E | NT07-01-101E-Fire door compartment | North Terrace | NT | NT07 | Barr Smith Library | 01 | Level One | 101E | 99939 | Unusable Spaces | 99939 | Unusable Spaces | 5 | Fire door compartment | 8 | Non Useable Floor Area Space Group | 840 | Non-usable - Service riser |  | Unknown | 0.00 | NO
North Terrace_NT07-Barr Smith Library_Level One_101F _ Cleaner & Caretaker | NT-NT07-01-101F | NT07-01-101F-Cleaner & Caretaker | North Terrace | NT | NT07 | Barr Smith Library | 01 | Level One | 101F | 99939 | Unusable Spaces | 99939 | Unusable Spaces | 1.53 | Cleaner & Caretaker | 8 | Non Useable Floor Area Space Group | 806 | Non-usable - Cleaners room |  | Unknown | 0.00 | NO
North Terrace_NT07-Barr Smith Library_Level One_101G _ Corr. | NT-NT07-01-101G | NT07-01-101G-Corr. | North Terrace | NT | NT07 | Barr Smith Library | 01 | Level One | 101G | 99939 | Unusable Spaces | 99939 | Unusable Spaces | 3.02 | Corr. | 8 | Non Useable Floor Area Space Group | 805 | Non-usable - Circulation space |  | Unknown | 0.00 | NO
North Terrace_NT07-Barr Smith Library_Level One_101I _ Study Area | NT-NT07-01-101I | NT07-01-101I-Study Area | North Terrace | NT | NT07 | Barr Smith Library | 01 | Level One | 101I | 99951 | Hub and study spaces (ex-VPSR) | 952 | Corporate Services Division Admin | 28.05 | Study Area | 5 | Library, IT and Learning Space Group | 501 | Library and Learning - Reading room | INFORMAL-PRIM-I | Adequate | 5,327.59 | NO
North Terrace_NT07-Barr Smith Library_Level One_101J _ Study Area | NT-NT07-01-101J | NT07-01-101J-Study Area | North Terrace | NT | NT07 | Barr Smith Library | 01 | Level One | 101J | 99951 | Hub and study spaces (ex-VPSR) | 952 | Corporate Services Division Admin | 24.68 | Study Area | 5 | Library, IT and Learning Space Group | 501 | Library and Learning - Reading room | INFORMAL-PRIM-I | Adequate | 4,687.52 | NO
North Terrace_NT07-Barr Smith Library_Level One_101O _ Book Stacks | NT-NT07-01-101O | NT07-01-101O-Book Stacks | North Terrace | NT | NT07 | Barr Smith Library | 01 | Level One | 101O | 99939 | Unusable Spaces | 99939 | Unusable Spaces | 29.55 | Book Stacks | 5 | Library, IT and Learning Space Group | 504 | Library and Learning - Open stack |  | Unknown | 0.00 | NO
North Terrace_NT07-Barr Smith Library_Level One_101R _ Book Stacks | NT-NT07-01-101R | NT07-01-101R-Book Stacks | North Terrace | NT | NT07 | Barr Smith Library | 01 | Level One | 101R | 99962 | Library stacks and services | 952 | Corporate Services Division Admin | 72.91 | Book Stacks | 5 | Library, IT and Learning Space Group | 504 | Library and Learning - Open stack | INFORMAL-PRIM-I | Adequate | 13,847.94 | NO
North Terrace_NT07-Barr Smith Library_Level One_101S _ Book Stacks | NT-NT07-01-101S | NT07-01-101S-Book Stacks | North Terrace | NT | NT07 | Barr Smith Library | 01 | Level One | 101S | 99962 | Library stacks and services | 952 | Corporate Services Division Admin | 27.69 | Book Stacks | 5 | Library, IT and Learning Space Group | 504 | Library and Learning - Open stack | INFORMAL-PRIM-I | Adequate | 5,259.22 | NO
North Terrace_NT07-Barr Smith Library_Level One_101T _ Staff Room | NT-NT07-01-101T | NT07-01-101T-Staff Room | North Terrace | NT | NT07 | Barr Smith Library | 01 | Level One | 101T | 733 | University Library | 733 | University Library | 124.56 | Staff Room | 6 | General Facility Space Group | 605 | General Facility - Common Room Staff access |  | Excellent | 34,777.16 | NO
North Terrace_NT07-Barr Smith Library_Level One_102 _ Stair | NT-NT07-01-102 | NT07-01-102-Stair | North Terrace | NT | NT07 | Barr Smith Library | 01 | Level One | 102 | 99939 | Unusable Spaces | 99939 | Unusable Spaces | 14.61 | Stair | 8 | Non Useable Floor Area Space Group | 805 | Non-usable - Circulation space |  | Unknown | 0.00 | NO
North Terrace_NT07-Barr Smith Library_Level One_102A _ Corr. | NT-NT07-01-102A | NT07-01-102A-Corr. | North Terrace | NT | NT07 | Barr Smith Library | 01 | Level One | 102A | 99939 | Unusable Spaces | 99939 | Unusable Spaces | 7.36 | Corr. | 8 | Non Useable Floor Area Space Group | 805 | Non-usable - Circulation space |  | Unknown | 0.00 | NO
North Terrace_NT07-Barr Smith Library_Level One_102E _ Study & Breakout Area | NT-NT07-01-102E | NT07-01-102E-Study & Breakout Area | North Terrace | NT | NT07 | Barr Smith Library | 01 | Level One | 102E | 99951 | Hub and study spaces (ex-VPSR) | 952 | Corporate Services Division Admin | 134.32 | Study & Breakout Area | 5 | Library, IT and Learning Space Group | 517 | Informal Learning | INFORMAL-PRIM-I | Adequate | 25,511.67 | NO
North Terrace_NT07-Barr Smith Library_Level One_102F _ Corr. | NT-NT07-01-102F | NT07-01-102F-Corr. | North Terrace | NT | NT07 | Barr Smith Library | 01 | Level One | 102F | 99939 | Unusable Spaces | 99939 | Unusable Spaces | 37.52 | Corr. | 8 | Non Useable Floor Area Space Group | 805 | Non-usable - Circulation space |  | Unknown | 0.00 | NO
North Terrace_NT07-Barr Smith Library_Level One_102G _ Book Stacks | NT-NT07-01-102G | NT07-01-102G-Book Stacks | North Terrace | NT | NT07 | Barr Smith Library | 01 | Level One | 102G | 99962 | Library stacks and services | 952 | Corporate Services Division Admin | 125.06 | Book Stacks | 5 | Library, IT and Learning Space Group | 504 | Library and Learning - Open stack | INFORMAL-PRIM-I | Adequate | 23,752.90 | NO
North Terrace_NT07-Barr Smith Library_Level One_103 _ Entrance | NT-NT07-01-103 | NT07-01-103-Entrance | North Terrace | NT | NT07 | Barr Smith Library | 01 | Level One | 103 | 99939 | Unusable Spaces | 99939 | Unusable Spaces | 15.45 | Entrance | 8 | Non Useable Floor Area Space Group | 805 | Non-usable - Circulation space |  | Unknown | 0.00 | NO
North Terrace_NT07-Barr Smith Library_Level One_103M _ Lift | NT-NT07-01-103M | NT07-01-103M-Lift | North Terrace | NT | NT07 | Barr Smith Library | 01 | Level One | 103M | 99939 | Unusable Spaces | 99939 | Unusable Spaces | 4.69 | Lift | 8 | Non Useable Floor Area Space Group | 838 | Non-usable - Lift |  | Unknown | 0.00 | NO
North Terrace_NT07-Barr Smith Library_Level One_104 _ Stair | NT-NT07-01-104 | NT07-01-104-Stair | North Terrace | NT | NT07 | Barr Smith Library | 01 | Level One | 104 | 99939 | Unusable Spaces | 99939 | Unusable Spaces | 15.06 | Stair | 8 | Non Useable Floor Area Space Group | 805 | Non-usable - Circulation space |  | Unknown | 0.00 | NO
North Terrace_NT07-Barr Smith Library_Level One_105 _ Foyer | NT-NT07-01-105 | NT07-01-105-Foyer | North Terrace | NT | NT07 | Barr Smith Library | 01 | Level One | 105 | 99939 | Unusable Spaces | 99939 | Unusable Spaces | 32.98 | Foyer | 8 | Non Useable Floor Area Space Group | 805 | Non-usable - Circulation space |  | Adequate | 0.00 | NO
North Terrace_NT07-Barr Smith Library_Level One_105A _ Support Equipment/Areas | NT-NT07-01-105A | NT07-01-105A-Support Equipment/Areas | North Terrace | NT | NT07 | Barr Smith Library | 01 | Level One | 105A | 99962 | Library stacks and services | 952 | Corporate Services Division Admin | 12.48 | Support Equipment/Areas | 1 | Office Space Group | 108 | Office - Professional/General Staff |  | Adequate | 2,116.39 | NO
North Terrace_NT07-Barr Smith Library_Level One_105B _ Support | NT-NT07-01-105B | NT07-01-105B-Support | North Terrace | NT | NT07 | Barr Smith Library | 01 | Level One | 105B | 99962 | Library stacks and services | 952 | Corporate Services Division Admin | 18.35 | Support | 1 | Office Space Group | 108 | Office - Professional/General Staff |  | Adequate | 3,111.83 | NO
North Terrace_NT07-Barr Smith Library_Level One_106 _ A/L | NT-NT07-01-106 | NT07-01-106-A/L | North Terrace | NT | NT07 | Barr Smith Library | 01 | Level One | 106 | 99939 | Unusable Spaces | 99939 | Unusable Spaces | 2.94 | A/L | 8 | Non Useable Floor Area Space Group | 822 | Non-usable - Toilets/Amenities - Unisex |  | Unknown | 0.00 | NO
North Terrace_NT07-Barr Smith Library_Level One_106A _ WC - F | NT-NT07-01-106A | NT07-01-106A-WC - F | North Terrace | NT | NT07 | Barr Smith Library | 01 | Level One | 106A | 99939 | Unusable Spaces | 99939 | Unusable Spaces | 32.09 | WC - F | 8 | Non Useable Floor Area Space Group | 820 | Non-usable - Toilets/Amenities - Female |  | Unknown | 0.00 | NO
North Terrace_NT07-Barr Smith Library_Level One_107 _ WC - U - Access (LH) | NT-NT07-01-107 | NT07-01-107-WC - U - Access (LH) | North Terrace | NT | NT07 | Barr Smith Library | 01 | Level One | 107 | 99939 | Unusable Spaces | 99939 | Unusable Spaces | 6.78 | WC - U - Access (LH) | 8 | Non Useable Floor Area Space Group | 818 | Non-usable - Toilets/Amenities - Unisex Accessible |  | Unknown | 0.00 | NO
North Terrace_NT07-Barr Smith Library_Level One_108 _ Stair | NT-NT07-01-108 | NT07-01-108-Stair | North Terrace | NT | NT07 | Barr Smith Library | 01 | Level One | 108 | 99939 | Unusable Spaces | 99939 | Unusable Spaces | 5.18 | Stair | 8 | Non Useable Floor Area Space Group | 805 | Non-usable - Circulation space |  | Unknown | 0.00 | NO
North Terrace_NT07-Barr Smith Library_Level One_109 _ Corr. | NT-NT07-01-109 | NT07-01-109-Corr. | North Terrace | NT | NT07 | Barr Smith Library | 01 | Level One | 109 | 99939 | Unusable Spaces | 99939 | Unusable Spaces | 21.45 | Corr. | 8 | Non Useable Floor Area Space Group | 805 | Non-usable - Circulation space |  | Unknown | 0.00 | NO
North Terrace_NT07-Barr Smith Library_Level One_110 _ Strong Room | NT-NT07-01-110 | NT07-01-110-Strong Room | North Terrace | NT | NT07 | Barr Smith Library | 01 | Level One | 110 | 99962 | Library stacks and services | 952 | Corporate Services Division Admin | 19.78 | Strong Room | 4 | Ancillary Area Space Group | 419 | Ancillary Area - Store Room - Generic |  | Adequate | 2,951.81 | NO
North Terrace_NT07-Barr Smith Library_Level One_111 _ WC - M | NT-NT07-01-111 | NT07-01-111-WC - M | North Terrace | NT | NT07 | Barr Smith Library | 01 | Level One | 111 | 99939 | Unusable Spaces | 99939 | Unusable Spaces | 7.73 | WC - M | 8 | Non Useable Floor Area Space Group | 821 | Non-usable - Toilets/Amenities - Male |  | Unknown | 0.00 | NO
North Terrace_NT07-Barr Smith Library_Level One_111A _ WC - M | NT-NT07-01-111A | NT07-01-111A-WC - M | North Terrace | NT | NT07 | Barr Smith Library | 01 | Level One | 111A | 99939 | Unusable Spaces | 99939 | Unusable Spaces | 8.94 | WC - M | 8 | Non Useable Floor Area Space Group | 821 | Non-usable - Toilets/Amenities - Male |  | Unknown | 0.00 | NO
North Terrace_NT07-Barr Smith Library_Level One_112 _ Store | NT-NT07-01-112 | NT07-01-112-Store | North Terrace | NT | NT07 | Barr Smith Library | 01 | Level One | 112 | 99962 | Library stacks and services | 952 | Corporate Services Division Admin | 13.31 | Store | 4 | Ancillary Area Space Group | 419 | Ancillary Area - Store Room - Generic |  | Adequate | 1,986.28 | NO
North Terrace_NT07-Barr Smith Library_Level One_113 _ Medical Collection | NT-NT07-01-113 | NT07-01-113-Medical Collection | North Terrace | NT | NT07 | Barr Smith Library | 01 | Level One | 113 | 99962 | Library stacks and services | 952 | Corporate Services Division Admin | 264.57 | Medical Collection | 5 | Library, IT and Learning Space Group | 505 | Library and Learning - Closed stack - reserve collection |  | Adequate | 50,250.31 | NO
North Terrace_NT07-Barr Smith Library_Level One_113A _ Plantroom | NT-NT07-01-113A | NT07-01-113A-Plantroom | North Terrace | NT | NT07 | Barr Smith Library | 01 | Level One | 113A | 99939 | Unusable Spaces | 99939 | Unusable Spaces | 11.15 | Plantroom | 8 | Non Useable Floor Area Space Group | 811 | Non-usable - Plant room other |  | Unknown | 0.00 | NO
North Terrace_NT07-Barr Smith Library_Level One_113B _ Book Stacks | NT-NT07-01-113B | NT07-01-113B-Book Stacks | North Terrace | NT | NT07 | Barr Smith Library | 01 | Level One | 113B | 99962 | Library stacks and services | 952 | Corporate Services Division Admin | 24.16 | Book Stacks | 5 | Library, IT and Learning Space Group | 504 | Library and Learning - Open stack |  | Adequate | 4,588.76 | NO
North Terrace_NT07-Barr Smith Library_Level One_113D _ Corr. | NT-NT07-01-113D | NT07-01-113D-Corr. | North Terrace | NT | NT07 | Barr Smith Library | 01 | Level One | 113D | 99939 | Unusable Spaces | 99939 | Unusable Spaces | 53.91 | Corr. | 8 | Non Useable Floor Area Space Group | 805 | Non-usable - Circulation space |  | Unknown | 0.00 | NO
North Terrace_NT07-Barr Smith Library_Level One_113E _ Medical Collection | NT-NT07-01-113E | NT07-01-113E-Medical Collection | North Terrace | NT | NT07 | Barr Smith Library | 01 | Level One | 113E | 99962 | Library stacks and services | 952 | Corporate Services Division Admin | 264.41 | Medical Collection | 5 | Library, IT and Learning Space Group | 505 | Library and Learning - Closed stack - reserve collection |  | Adequate | 50,219.92 | NO
North Terrace_NT07-Barr Smith Library_Level One_113F _ Book Stacks | NT-NT07-01-113F | NT07-01-113F-Book Stacks | North Terrace | NT | NT07 | Barr Smith Library | 01 | Level One | 113F | 99962 | Library stacks and services | 952 | Corporate Services Division Admin | 24.16 | Book Stacks | 5 | Library, IT and Learning Space Group | 504 | Library and Learning - Open stack |  | Adequate | 4,588.76 | NO
North Terrace_NT07-Barr Smith Library_Level One_113G _ Study Space | NT-NT07-01-113G | NT07-01-113G-Study Space | North Terrace | NT | NT07 | Barr Smith Library | 01 | Level One | 113G | 733 | University Library | 733 | University Library | 25.84 | Study Space | 1 | Office Space Group | 108 | Office - Professional/General Staff |  | Adequate | 4,382.00 | NO
North Terrace_NT07-Barr Smith Library_Level One_113H _ Book Stacks | NT-NT07-01-113H | NT07-01-113H-Book Stacks | North Terrace | NT | NT07 | Barr Smith Library | 01 | Level One | 113H | 99962 | Library stacks and services | 952 | Corporate Services Division Admin | 25.89 | Book Stacks | 5 | Library, IT and Learning Space Group | 504 | Library and Learning - Open stack |  | Adequate | 4,917.34 | NO
North Terrace_NT07-Barr Smith Library_Level One_114 _ Store | NT-NT07-01-114 | NT07-01-114-Store | North Terrace | NT | NT07 | Barr Smith Library | 01 | Level One | 114 | 99962 | Library stacks and services | 952 | Corporate Services Division Admin | 28.37 | Store | 4 | Ancillary Area Space Group | 419 | Ancillary Area - Store Room - Generic |  | Adequate | 4,233.72 | NO
North Terrace_NT07-Barr Smith Library_Level One_115 _ Store | NT-NT07-01-115 | NT07-01-115-Store | North Terrace | NT | NT07 | Barr Smith Library | 01 | Level One | 115 | 99962 | Library stacks and services | 952 | Corporate Services Division Admin | 69.65 | Store | 4 | Ancillary Area Space Group | 419 | Ancillary Area - Store Room - Generic |  | Adequate | 10,394.03 | NO
North Terrace_NT07-Barr Smith Library_Level One_115A _ Switch Room | NT-NT07-01-115A | NT07-01-115A-Switch Room | North Terrace | NT | NT07 | Barr Smith Library | 01 | Level One | 115A | 99939 | Unusable Spaces | 99939 | Unusable Spaces | 4.65 | Switch Room | 8 | Non Useable Floor Area Space Group | 815 | Non-usable - Switch room |  | Unknown | 0.00 | NO
North Terrace_NT07-Barr Smith Library_Level One_115B _ Plantroom | NT-NT07-01-115B | NT07-01-115B-Plantroom | North Terrace | NT | NT07 | Barr Smith Library | 01 | Level One | 115B | 99939 | Unusable Spaces | 99939 | Unusable Spaces | 19.03 | Plantroom | 8 | Non Useable Floor Area Space Group | 811 | Non-usable - Plant room other |  | Unknown | 0.00 | NO
North Terrace_NT07-Barr Smith Library_Level One_116 _ A/L | NT-NT07-01-116 | NT07-01-116-A/L | North Terrace | NT | NT07 | Barr Smith Library | 01 | Level One | 116 | 99939 | Unusable Spaces | 99939 | Unusable Spaces | 1.51 | A/L | 8 | Non Useable Floor Area Space Group | 805 | Non-usable - Circulation space |  | Unknown | 0.00 | NO
North Terrace_NT07-Barr Smith Library_Level One_116A _ WC - M | NT-NT07-01-116A | NT07-01-116A-WC - M | North Terrace | NT | NT07 | Barr Smith Library | 01 | Level One | 116A | 99939 | Unusable Spaces | 99939 | Unusable Spaces | 14.49 | WC - M | 8 | Non Useable Floor Area Space Group | 821 | Non-usable - Toilets/Amenities - Male |  | Unknown | 0.00 | NO
North Terrace_NT07-Barr Smith Library_Level One_117 _ Corr. | NT-NT07-01-117 | NT07-01-117-Corr. | North Terrace | NT | NT07 | Barr Smith Library | 01 | Level One | 117 | 99939 | Unusable Spaces | 99939 | Unusable Spaces | 11.75 | Corr. | 8 | Non Useable Floor Area Space Group | 805 | Non-usable - Circulation space |  | Unknown | 0.00 | NO
North Terrace_NT07-Barr Smith Library_Level One_118 _ Stair | NT-NT07-01-118 | NT07-01-118-Stair | North Terrace | NT | NT07 | Barr Smith Library | 01 | Level One | 118 | 99939 | Unusable Spaces | 99939 | Unusable Spaces | 14.23 | Stair | 8 | Non Useable Floor Area Space Group | 805 | Non-usable - Circulation space |  | Unknown | 0.00 | NO
North Terrace_NT07-Barr Smith Library_Level One_118A _ VSR | NT-NT07-01-118A | NT07-01-118A-VSR | North Terrace | NT | NT07 | Barr Smith Library | 01 | Level One | 118A | 99939 | Unusable Spaces | 99939 | Unusable Spaces | 2.49 | VSR | 8 | Non Useable Floor Area Space Group | 840 | Non-usable - Service riser |  | Unknown | 0.00 | NO
North Terrace_NT07-Barr Smith Library_Level Two_201 _ Book Stacks | NT-NT07-02-201 | NT07-02-201-Book Stacks | North Terrace | NT | NT07 | Barr Smith Library | 02 | Level Two | 201 | 99962 | Library stacks and services | 952 | Corporate Services Division Admin | 94.5 | Book Stacks | 5 | Library, IT and Learning Space Group | 504 | Library and Learning - Open stack | INFORMAL-PRIM-I | Adequate | 17,948.57 | NO
North Terrace_NT07-Barr Smith Library_Level Two_201A _ VSR | NT-NT07-02-201A | NT07-02-201A-VSR | North Terrace | NT | NT07 | Barr Smith Library | 02 | Level Two | 201A | 99939 | Unusable Spaces | 99939 | Unusable Spaces | 4.89 | VSR | 8 | Non Useable Floor Area Space Group | 840 | Non-usable - Service riser |  | Unknown | 0.00 | NO
North Terrace_NT07-Barr Smith Library_Level Two_201B _ Fire Door Compartment | NT-NT07-02-201B | NT07-02-201B-Fire Door Compartment | North Terrace | NT | NT07 | Barr Smith Library | 02 | Level Two | 201B | 99939 | Unusable Spaces | 99939 | Unusable Spaces | 5 | Fire Door Compartment | 8 | Non Useable Floor Area Space Group | 840 | Non-usable - Service riser |  | Unknown | 0.00 | NO
North Terrace_NT07-Barr Smith Library_Level Two_201C _ Sink | NT-NT07-02-201C | NT07-02-201C-Sink | North Terrace | NT | NT07 | Barr Smith Library | 02 | Level Two | 201C | 99939 | Unusable Spaces | 99939 | Unusable Spaces | 0.89 | Sink | 6 | General Facility Space Group | 608 | General Facility - Kitchen/Servery/Food Storage |  | Adequate | 169.04 | NO
North Terrace_NT07-Barr Smith Library_Level Two_201D _ VSR | NT-NT07-02-201D | NT07-02-201D-VSR | North Terrace | NT | NT07 | Barr Smith Library | 02 | Level Two | 201D | 99939 | Unusable Spaces | 99939 | Unusable Spaces | 1.31 | VSR | 8 | Non Useable Floor Area Space Group | 840 | Non-usable - Service riser |  | Unknown | 0.00 | NO
North Terrace_NT07-Barr Smith Library_Level Two_201E _ VSR | NT-NT07-02-201E | NT07-02-201E-VSR | North Terrace | NT | NT07 | Barr Smith Library | 02 | Level Two | 201E | 99939 | Unusable Spaces | 99939 | Unusable Spaces | 1.33 | VSR | 8 | Non Useable Floor Area Space Group | 840 | Non-usable - Service riser |  | Unknown | 0.00 | NO
North Terrace_NT07-Barr Smith Library_Level Two_201F _ Utility | NT-NT07-02-201F | NT07-02-201F-Utility | North Terrace | NT | NT07 | Barr Smith Library | 02 | Level Two | 201F | 99962 | Library stacks and services | 952 | Corporate Services Division Admin | 31.73 | Utility | 6 | General Facility Space Group | 603 | General Facility - Resource room | INFORMAL-PRIM-I | Adequate | 6,026.54 | NO
North Terrace_NT07-Barr Smith Library_Level Two_201G _ Corr. | NT-NT07-02-201G | NT07-02-201G-Corr. | North Terrace | NT | NT07 | Barr Smith Library | 02 | Level Two | 201G | 99939 | Unusable Spaces | 99939 | Unusable Spaces | 24.97 | Corr. | 8 | Non Useable Floor Area Space Group | 805 | Non-usable - Circulation space |  | Unknown | 0.00 | NO
North Terrace_NT07-Barr Smith Library_Level Two_201H _ Book Stacks | NT-NT07-02-201H | NT07-02-201H-Book Stacks | North Terrace | NT | NT07 | Barr Smith Library | 02 | Level Two | 201H | 99962 | Library stacks and services | 952 | Corporate Services Division Admin | 95.6 | Book Stacks | 5 | Library, IT and Learning Space Group | 504 | Library and Learning - Open stack | INFORMAL-PRIM-I | Adequate | 18,157.50 | NO
North Terrace_NT07-Barr Smith Library_Level Two_201I _ Study Space/Computer Suite | NT-NT07-02-201I | NT07-02-201I-Study Space/Computer Suite | North Terrace | NT | NT07 | Barr Smith Library | 02 | Level Two | 201I | 99951 | Hub and study spaces (ex-VPSR) | 952 | Corporate Services Division Admin | 41.06 | Study Space/Computer Suite | 3 | Specialist Teaching or Research Space Group | 310 | Laboratory - Computing - Open Access | INFORMAL-PRIM-I | Adequate | 9,260.85 | NO
North Terrace_NT07-Barr Smith Library_Level Two_201J _ Study Area | NT-NT07-02-201J | NT07-02-201J-Study Area | North Terrace | NT | NT07 | Barr Smith Library | 02 | Level Two | 201J | 99951 | Hub and study spaces (ex-VPSR) | 952 | Corporate Services Division Admin | 17.5 | Study Area | 5 | Library, IT and Learning Space Group | 501 | Library and Learning - Reading room | INFORMAL-PRIM-I | Adequate | 3,323.81 | NO
North Terrace_NT07-Barr Smith Library_Level Two_201K _ Corr. | NT-NT07-02-201K | NT07-02-201K-Corr. | North Terrace | NT | NT07 | Barr Smith Library | 02 | Level Two | 201K | 99939 | Unusable Spaces | 99939 | Unusable Spaces | 32.73 | Corr. | 8 | Non Useable Floor Area Space Group | 805 | Non-usable - Circulation space |  | Unknown | 0.00 | NO
North Terrace_NT07-Barr Smith Library_Level Two_201L _ Book Stacks | NT-NT07-02-201L | NT07-02-201L-Book Stacks | North Terrace | NT | NT07 | Barr Smith Library | 02 | Level Two | 201L | 99962 | Library stacks and services | 952 | Corporate Services Division Admin | 317.22 | Book Stacks | 5 | Library, IT and Learning Space Group | 504 | Library and Learning - Open stack | INFORMAL-PRIM-I | Adequate | 60,250.23 | NO
North Terrace_NT07-Barr Smith Library_Level Two_201M _ Study Area | NT-NT07-02-201M | NT07-02-201M-Study Area | North Terrace | NT | NT07 | Barr Smith Library | 02 | Level Two | 201M | 99951 | Hub and study spaces (ex-VPSR) | 952 | Corporate Services Division Admin | 27.91 | Study Area | 5 | Library, IT and Learning Space Group | 501 | Library and Learning - Reading room | INFORMAL-PRIM-I | Adequate | 5,301.00 | NO
North Terrace_NT07-Barr Smith Library_Level Two_201N _ Study Area | NT-NT07-02-201N | NT07-02-201N-Study Area | North Terrace | NT | NT07 | Barr Smith Library | 02 | Level Two | 201N | 99951 | Hub and study spaces (ex-VPSR) | 952 | Corporate Services Division Admin | 30.41 | Study Area | 5 | Library, IT and Learning Space Group | 501 | Library and Learning - Reading room | INFORMAL-PRIM-I | Adequate | 5,775.83 | NO
North Terrace_NT07-Barr Smith Library_Level Two_201O _ Study Area | NT-NT07-02-201O | NT07-02-201O-Study Area | North Terrace | NT | NT07 | Barr Smith Library | 02 | Level Two | 201O | 99951 | Hub and study spaces (ex-VPSR) | 952 | Corporate Services Division Admin | 23.66 | Study Area | 5 | Library, IT and Learning Space Group | 501 | Library and Learning - Reading room | INFORMAL-PRIM-I | Adequate | 4,493.79 | NO
North Terrace_NT07-Barr Smith Library_Level Two_202 _ Stair | NT-NT07-02-202 | NT07-02-202-Stair | North Terrace | NT | NT07 | Barr Smith Library | 02 | Level Two | 202 | 99939 | Unusable Spaces | 99939 | Unusable Spaces | 14.64 | Stair | 8 | Non Useable Floor Area Space Group | 805 | Non-usable - Circulation space |  | Unknown | 0.00 | NO
North Terrace_NT07-Barr Smith Library_Level Two_203 _ Corr. | NT-NT07-02-203 | NT07-02-203-Corr. | North Terrace | NT | NT07 | Barr Smith Library | 02 | Level Two | 203 | 99939 | Unusable Spaces | 99939 | Unusable Spaces | 10.55 | Corr. | 8 | Non Useable Floor Area Space Group | 805 | Non-usable - Circulation space |  | Unknown | 0.00 | NO
North Terrace_NT07-Barr Smith Library_Level Two_204 _ Stair | NT-NT07-02-204 | NT07-02-204-Stair | North Terrace | NT | NT07 | Barr Smith Library | 02 | Level Two | 204 | 99939 | Unusable Spaces | 99939 | Unusable Spaces | 15.87 | Stair | 8 | Non Useable Floor Area Space Group | 805 | Non-usable - Circulation space |  | Unknown | 0.00 | NO
North Terrace_NT07-Barr Smith Library_Level Two_205 _ Corr. | NT-NT07-02-205 | NT07-02-205-Corr. | North Terrace | NT | NT07 | Barr Smith Library | 02 | Level Two | 205 | 99939 | Unusable Spaces | 99939 | Unusable Spaces | 58.25 | Corr. | 8 | Non Useable Floor Area Space Group | 805 | Non-usable - Circulation space | INFORMAL-PRIM-I | Unknown | 0.00 | NO
North Terrace_NT07-Barr Smith Library_Level Two_205A _ Study Area | NT-NT07-02-205A | NT07-02-205A-Study Area | North Terrace | NT | NT07 | Barr Smith Library | 02 | Level Two | 205A | 99962 | Library stacks and services | 952 | Corporate Services Division Admin | 136.72 | Study Area | 5 | Library, IT and Learning Space Group | 501 | Library and Learning - Reading room | INFORMAL-PRIM-I | Adequate | 25,967.50 | NO
North Terrace_NT07-Barr Smith Library_Level Two_205B _ Card Files | NT-NT07-02-205B | NT07-02-205B-Card Files | North Terrace | NT | NT07 | Barr Smith Library | 02 | Level Two | 205B | 99962 | Library stacks and services | 952 | Corporate Services Division Admin | 105.33 | Card Files | 5 | Library, IT and Learning Space Group | 508 | Library and Learning - Library services | INFORMAL-PRIM-I | Adequate | 20,005.54 | NO
North Terrace_NT07-Barr Smith Library_Level Two_205C _ Landing - North - external | NT-NT07-02-205C | NT07-02-205C-Landing - North - external | North Terrace | NT | NT07 | Barr Smith Library | 02 | Level Two | 205C | 99939 | Unusable Spaces | 99939 | Unusable Spaces | 37.27 | Landing - North - external | 8 | Non Useable Floor Area Space Group | 805 | Non-usable - Circulation space |  | Unknown | 0.00 | NO
North Terrace_NT07-Barr Smith Library_Level Two_206 _ Reading Area | NT-NT07-02-206 | NT07-02-206-Reading Area | North Terrace | NT | NT07 | Barr Smith Library | 02 | Level Two | 206 | 99951 | Hub and study spaces (ex-VPSR) | 952 | Corporate Services Division Admin | 158.24 | Reading Area | 5 | Library, IT and Learning Space Group | 501 | Library and Learning - Reading room | INFORMAL-PRIM-I | Adequate | 30,054.84 | NO
North Terrace_NT07-Barr Smith Library_Level Two_206A _ Entry | NT-NT07-02-206A | NT07-02-206A-Entry | North Terrace | NT | NT07 | Barr Smith Library | 02 | Level Two | 206A | 99939 | Unusable Spaces | 99939 | Unusable Spaces | 28.78 | Entry | 8 | Non Useable Floor Area Space Group | 805 | Non-usable - Circulation space |  | Unknown | 0.00 | NO
North Terrace_NT07-Barr Smith Library_Level Two_206B _ Reading Area | NT-NT07-02-206B | NT07-02-206B-Reading Area | North Terrace | NT | NT07 | Barr Smith Library | 02 | Level Two | 206B | 99951 | Hub and study spaces (ex-VPSR) | 952 | Corporate Services Division Admin | 48.39 | Reading Area | 5 | Library, IT and Learning Space Group | 501 | Library and Learning - Reading room | INFORMAL-PRIM-I | Adequate | 9,190.81 | NO
North Terrace_NT07-Barr Smith Library_Level Two_206C _ Reading Area | NT-NT07-02-206C | NT07-02-206C-Reading Area | North Terrace | NT | NT07 | Barr Smith Library | 02 | Level Two | 206C | 99951 | Hub and study spaces (ex-VPSR) | 952 | Corporate Services Division Admin | 60.91 | Reading Area | 5 | Library, IT and Learning Space Group | 501 | Library and Learning - Reading room | INFORMAL-PRIM-I | Adequate | 11,568.76 | NO
North Terrace_NT07-Barr Smith Library_Level Two_206D _ Reading Area | NT-NT07-02-206D | NT07-02-206D-Reading Area | North Terrace | NT | NT07 | Barr Smith Library | 02 | Level Two | 206D | 99951 | Hub and study spaces (ex-VPSR) | 952 | Corporate Services Division Admin | 49.24 | Reading Area | 5 | Library, IT and Learning Space Group | 501 | Library and Learning - Reading room | INFORMAL-PRIM-I | Adequate | 9,352.25 | NO
North Terrace_NT07-Barr Smith Library_Level Two_206E _ Reading Area | NT-NT07-02-206E | NT07-02-206E-Reading Area | North Terrace | NT | NT07 | Barr Smith Library | 02 | Level Two | 206E | 99951 | Hub and study spaces (ex-VPSR) | 952 | Corporate Services Division Admin | 60.92 | Reading Area | 5 | Library, IT and Learning Space Group | 501 | Library and Learning - Reading room | INFORMAL-PRIM-I | Adequate | 11,570.66 | NO
North Terrace_NT07-Barr Smith Library_Level Two_206F _ Reading Area | NT-NT07-02-206F | NT07-02-206F-Reading Area | North Terrace | NT | NT07 | Barr Smith Library | 02 | Level Two | 206F | 99951 | Hub and study spaces (ex-VPSR) | 952 | Corporate Services Division Admin | 37.25 | Reading Area | 5 | Library, IT and Learning Space Group | 501 | Library and Learning - Reading room | INFORMAL-PRIM-I | Adequate | 7,074.97 | NO
North Terrace_NT07-Barr Smith Library_Level Two_206G _ Reading Area | NT-NT07-02-206G | NT07-02-206G-Reading Area | North Terrace | NT | NT07 | Barr Smith Library | 02 | Level Two | 206G | 99951 | Hub and study spaces (ex-VPSR) | 952 | Corporate Services Division Admin | 158.24 | Reading Area | 5 | Library, IT and Learning Space Group | 501 | Library and Learning - Reading room | INFORMAL-PRIM-I | Adequate | 30,054.84 | NO
North Terrace_NT07-Barr Smith Library_Level Two_206H _ Reading Area | NT-NT07-02-206H | NT07-02-206H-Reading Area | North Terrace | NT | NT07 | Barr Smith Library | 02 | Level Two | 206H | 99951 | Hub and study spaces (ex-VPSR) | 952 | Corporate Services Division Admin | 60.1 | Reading Area | 5 | Library, IT and Learning Space Group | 501 | Library and Learning - Reading room | INFORMAL-PRIM-I | Adequate | 11,414.91 | NO
North Terrace_NT07-Barr Smith Library_Level Two_206I _ Administration | NT-NT07-02-206I | NT07-02-206I-Administration | North Terrace | NT | NT07 | Barr Smith Library | 02 | Level Two | 206I | 99962 | Library stacks and services | 952 | Corporate Services Division Admin | 13.44 | Administration | 5 | Library, IT and Learning Space Group | 508 | Library and Learning - Library services |  | Adequate | 2,552.69 | NO
North Terrace_NT07-Barr Smith Library_Level Two_206J _ Corr. | NT-NT07-02-206J | NT07-02-206J-Corr. | North Terrace | NT | NT07 | Barr Smith Library | 02 | Level Two | 206J | 99939 | Unusable Spaces | 99939 | Unusable Spaces | 44.74 | Corr. | 8 | Non Useable Floor Area Space Group | 805 | Non-usable - Circulation space |  | Unknown | 0.00 | NO
North Terrace_NT07-Barr Smith Library_Level Two_207 _ Stair | NT-NT07-02-207 | NT07-02-207-Stair | North Terrace | NT | NT07 | Barr Smith Library | 02 | Level Two | 207 | 99939 | Unusable Spaces | 99939 | Unusable Spaces | 13.35 | Stair | 8 | Non Useable Floor Area Space Group | 805 | Non-usable - Circulation space |  | Unknown | 0.00 | NO
North Terrace_NT07-Barr Smith Library_Level Two_207A _ Corr. | NT-NT07-02-207A | NT07-02-207A-Corr. | North Terrace | NT | NT07 | Barr Smith Library | 02 | Level Two | 207A | 99939 | Unusable Spaces | 99939 | Unusable Spaces | 15.55 | Corr. | 8 | Non Useable Floor Area Space Group | 805 | Non-usable - Circulation space | INFORMAL-PRIM-I | Unknown | 0.00 | NO
North Terrace_NT07-Barr Smith Library_Level Two_207B _ Computer Study | NT-NT07-02-207B | NT07-02-207B-Computer Study | North Terrace | NT | NT07 | Barr Smith Library | 02 | Level Two | 207B | 99951 | Hub and study spaces (ex-VPSR) | 952 | Corporate Services Division Admin | 17.49 | Computer Study | 3 | Specialist Teaching or Research Space Group | 310 | Laboratory - Computing - Open Access | INFORMAL-PRIM-I | Adequate | 3,944.77 | NO
North Terrace_NT07-Barr Smith Library_Level Three_300B _ Entrance | NT-NT07-03-300B | NT07-03-300B-Entrance | North Terrace | NT | NT07 | Barr Smith Library | 03 | Level Three | 300B | 99939 | Unusable Spaces | 99939 | Unusable Spaces | 29.23 | Entrance | 8 | Non Useable Floor Area Space Group | 805 | Non-usable - Circulation space |  | Unknown | 0.00 | NO
North Terrace_NT07-Barr Smith Library_Level Three_301 _ Book Sorting | NT-NT07-03-301 | NT07-03-301-Book Sorting | North Terrace | NT | NT07 | Barr Smith Library | 03 | Level Three | 301 | 99962 | Library stacks and services | 952 | Corporate Services Division Admin | 32.04 | Book Sorting | 5 | Library, IT and Learning Space Group | 508 | Library and Learning - Library services |  | Excellent | 8,945.57 | NO
North Terrace_NT07-Barr Smith Library_Level Three_301A _ Utility | NT-NT07-03-301A | NT07-03-301A-Utility | North Terrace | NT | NT07 | Barr Smith Library | 03 | Level Three | 301A | 733 | University Library | 733 | University Library | 5.39 | Utility | 6 | General Facility Space Group | 603 | General Facility - Resource room |  | Excellent | 1,504.89 | NO
North Terrace_NT07-Barr Smith Library_Level Three_302 _ Corr. | NT-NT07-03-302 | NT07-03-302-Corr. | North Terrace | NT | NT07 | Barr Smith Library | 03 | Level Three | 302 | 733 | University Library | 733 | University Library | 18.09 | Corr. | 8 | Non Useable Floor Area Space Group | 805 | Non-usable - Circulation space |  | Excellent | 0.00 | NO
North Terrace_NT07-Barr Smith Library_Level Three_302A _ Reception | NT-NT07-03-302A | NT07-03-302A-Reception | North Terrace | NT | NT07 | Barr Smith Library | 03 | Level Three | 302A | 99962 | Library stacks and services | 952 | Corporate Services Division Admin | 37.44 | Reception | 6 | General Facility Space Group | 623 | General Facility - Waiting Area/Foyer/Reception Area | INFORMAL-PRIM-I | Adequate | 7,111.05 | NO
North Terrace_NT07-Barr Smith Library_Level Three_302B _ Exhibition Area | NT-NT07-03-302B | NT07-03-302B-Exhibition Area | North Terrace | NT | NT07 | Barr Smith Library | 03 | Level Three | 302B | 99962 | Library stacks and services | 952 | Corporate Services Division Admin | 6.21 | Exhibition Area | 4 | Ancillary Area Space Group | 406 | Ancillary Area - Display Area/ Museum/ Research Collection |  | Adequate | 926.73 | NO
North Terrace_NT07-Barr Smith Library_Level Three_302C _ Study & Breakout Area | NT-NT07-03-302C | NT07-03-302C-Study & Breakout Area | North Terrace | NT | NT07 | Barr Smith Library | 03 | Level Three | 302C | 99962 | Library stacks and services | 952 | Corporate Services Division Admin | 268.09 | Study & Breakout Area | 5 | Library, IT and Learning Space Group | 517 | Informal Learning | INFORMAL-PRIM-I | Good | 63,648.59 | NO
North Terrace_NT07-Barr Smith Library_Level Three_302E _ Cleaner Store | NT-NT07-03-302E | NT07-03-302E-Cleaner Store | North Terrace | NT | NT07 | Barr Smith Library | 03 | Level Three | 302E | 99939 | Unusable Spaces | 99939 | Unusable Spaces | 5 | Cleaner Store | 8 | Non Useable Floor Area Space Group | 806 | Non-usable - Cleaners room |  | Unknown | 0.00 | NO
North Terrace_NT07-Barr Smith Library_Level Three_302F _ VSR | NT-NT07-03-302F | NT07-03-302F-VSR | North Terrace | NT | NT07 | Barr Smith Library | 03 | Level Three | 302F | 99939 | Unusable Spaces | 99939 | Unusable Spaces | 4.89 | VSR | 8 | Non Useable Floor Area Space Group | 840 | Non-usable - Service riser |  | Unknown | 0.00 | NO
North Terrace_NT07-Barr Smith Library_Level Three_302G _ VSR | NT-NT07-03-302G | NT07-03-302G-VSR | North Terrace | NT | NT07 | Barr Smith Library | 03 | Level Three | 302G | 99939 | Unusable Spaces | 99939 | Unusable Spaces | 1.33 | VSR | 8 | Non Useable Floor Area Space Group | 840 | Non-usable - Service riser |  | Unknown | 0.00 | NO
North Terrace_NT07-Barr Smith Library_Level Three_302K _ Corr. | NT-NT07-03-302K | NT07-03-302K-Corr. | North Terrace | NT | NT07 | Barr Smith Library | 03 | Level Three | 302K | 99939 | Unusable Spaces | 99939 | Unusable Spaces | 30.5 | Corr. | 8 | Non Useable Floor Area Space Group | 805 | Non-usable - Circulation space | INFORMAL-PRIM-I | Unknown | 0.00 | NO
North Terrace_NT07-Barr Smith Library_Level Three_302L _ Corr. | NT-NT07-03-302L | NT07-03-302L-Corr. | North Terrace | NT | NT07 | Barr Smith Library | 03 | Level Three | 302L | 99939 | Unusable Spaces | 99939 | Unusable Spaces | 57.67 | Corr. | 8 | Non Useable Floor Area Space Group | 805 | Non-usable - Circulation space |  | Unknown | 0.00 | NO
North Terrace_NT07-Barr Smith Library_Level Three_302M _ Corr. | NT-NT07-03-302M | NT07-03-302M-Corr. | North Terrace | NT | NT07 | Barr Smith Library | 03 | Level Three | 302M | 99939 | Unusable Spaces | 99939 | Unusable Spaces | 64.17 | Corr. | 8 | Non Useable Floor Area Space Group | 805 | Non-usable - Circulation space |  | Unknown | 0.00 | NO
North Terrace_NT07-Barr Smith Library_Level Three_302N _ Workstation | NT-NT07-03-302N | NT07-03-302N-Workstation | North Terrace | NT | NT07 | Barr Smith Library | 03 | Level Three | 302N | 733 | University Library | 733 | University Library | 10.01 | Workstation | 1 | Office Space Group | 116 | Open Plan - Professional/General Staff |  | Excellent | 2,495.35 | NO
North Terrace_NT07-Barr Smith Library_Level Three_302O _ Workstation | NT-NT07-03-302O | NT07-03-302O-Workstation | North Terrace | NT | NT07 | Barr Smith Library | 03 | Level Three | 302O | 733 | University Library | 733 | University Library | 10.02 | Workstation | 1 | Office Space Group | 116 | Open Plan - Professional/General Staff |  | Excellent | 2,497.84 | NO
North Terrace_NT07-Barr Smith Library_Level Three_302P _ Workstation | NT-NT07-03-302P | NT07-03-302P-Workstation | North Terrace | NT | NT07 | Barr Smith Library | 03 | Level Three | 302P | 733 | University Library | 733 | University Library | 5.24 | Workstation | 1 | Office Space Group | 116 | Open Plan - Professional/General Staff |  | Excellent | 1,306.26 | NO
North Terrace_NT07-Barr Smith Library_Level Three_302Q _ Workstation | NT-NT07-03-302Q | NT07-03-302Q-Workstation | North Terrace | NT | NT07 | Barr Smith Library | 03 | Level Three | 302Q | 733 | University Library | 733 | University Library | 5.5 | Workstation | 1 | Office Space Group | 116 | Open Plan - Professional/General Staff |  | Excellent | 1,371.07 | NO
North Terrace_NT07-Barr Smith Library_Level Three_302R _ Workstation | NT-NT07-03-302R | NT07-03-302R-Workstation | North Terrace | NT | NT07 | Barr Smith Library | 03 | Level Three | 302R | 733 | University Library | 733 | University Library | 5.66 | Workstation | 1 | Office Space Group | 116 | Open Plan - Professional/General Staff |  | Excellent | 1,410.96 | NO
North Terrace_NT07-Barr Smith Library_Level Three_303 _ Stair | NT-NT07-03-303 | NT07-03-303-Stair | North Terrace | NT | NT07 | Barr Smith Library | 03 | Level Three | 303 | 99939 | Unusable Spaces | 99939 | Unusable Spaces | 14.64 | Stair | 8 | Non Useable Floor Area Space Group | 805 | Non-usable - Circulation space |  | Unknown | 0.00 | NO
North Terrace_NT07-Barr Smith Library_Level Three_303F _ Admin | NT-NT07-03-303F | NT07-03-303F-Admin | North Terrace | NT | NT07 | Barr Smith Library | 03 | Level Three | 303F | 99962 | Library stacks and services | 952 | Corporate Services Division Admin | 114.49 | Admin | 5 | Library, IT and Learning Space Group | 508 | Library and Learning - Library services |  | Adequate | 21,745.31 | NO
North Terrace_NT07-Barr Smith Library_Level Three_303G _ Interview Room | NT-NT07-03-303G | NT07-03-303G-Interview Room | North Terrace | NT | NT07 | Barr Smith Library | 03 | Level Three | 303G | 733 | University Library | 733 | University Library | 5.83 | Interview Room | 6 | General Facility Space Group | 601 | General Facility - Committee/Conference/Meeting room |  | Excellent | 1,627.74 | NO
North Terrace_NT07-Barr Smith Library_Level Three_303H _ Interview Room | NT-NT07-03-303H | NT07-03-303H-Interview Room | North Terrace | NT | NT07 | Barr Smith Library | 03 | Level Three | 303H | 733 | University Library | 733 | University Library | 6.44 | Interview Room | 6 | General Facility Space Group | 601 | General Facility - Committee/Conference/Meeting room |  | Excellent | 1,798.05 | NO
North Terrace_NT07-Barr Smith Library_Level Three_304 _ Corr. | NT-NT07-03-304 | NT07-03-304-Corr. | North Terrace | NT | NT07 | Barr Smith Library | 03 | Level Three | 304 | 99939 | Unusable Spaces | 99939 | Unusable Spaces | 12.57 | Corr. | 8 | Non Useable Floor Area Space Group | 805 | Non-usable - Circulation space |  | Unknown | 0.00 | NO
North Terrace_NT07-Barr Smith Library_Level Three_304A _ Stair | NT-NT07-03-304A | NT07-03-304A-Stair | North Terrace | NT | NT07 | Barr Smith Library | 03 | Level Three | 304A | 99939 | Unusable Spaces | 99939 | Unusable Spaces | 3.34 | Stair | 8 | Non Useable Floor Area Space Group | 805 | Non-usable - Circulation space |  | Unknown | 0.00 | NO
North Terrace_NT07-Barr Smith Library_Level Three_305 _ Stair | NT-NT07-03-305 | NT07-03-305-Stair | North Terrace | NT | NT07 | Barr Smith Library | 03 | Level Three | 305 | 99939 | Unusable Spaces | 99939 | Unusable Spaces | 15.06 | Stair | 8 | Non Useable Floor Area Space Group | 805 | Non-usable - Circulation space |  | Unknown | 0.00 | NO
North Terrace_NT07-Barr Smith Library_Level Three_306 _ Computer Study | NT-NT07-03-306 | NT07-03-306-Computer Study | North Terrace | NT | NT07 | Barr Smith Library | 03 | Level Three | 306 | 99951 | Hub and study spaces (ex-VPSR) | 952 | Corporate Services Division Admin | 54.91 | Computer Study | 3 | Specialist Teaching or Research Space Group | 310 | Laboratory - Computing - Open Access | INFORMAL-PRIM-I | Adequate | 12,384.63 | NO
North Terrace_NT07-Barr Smith Library_Level Three_307 _ Stair | NT-NT07-03-307 | NT07-03-307-Stair | North Terrace | NT | NT07 | Barr Smith Library | 03 | Level Three | 307 | 99939 | Unusable Spaces | 99939 | Unusable Spaces | 13.22 | Stair | 8 | Non Useable Floor Area Space Group | 805 | Non-usable - Circulation space |  | Unknown | 0.00 | NO
North Terrace_NT07-Barr Smith Library_Level Three_308 _ Corr. | NT-NT07-03-308 | NT07-03-308-Corr. | North Terrace | NT | NT07 | Barr Smith Library | 03 | Level Three | 308 | 99939 | Unusable Spaces | 99939 | Unusable Spaces | 12.07 | Corr. | 8 | Non Useable Floor Area Space Group | 805 | Non-usable - Circulation space |  | Unknown | 0.00 | NO
North Terrace_NT07-Barr Smith Library_Level Three_308A _ Cleaner | NT-NT07-03-308A | NT07-03-308A-Cleaner | North Terrace | NT | NT07 | Barr Smith Library | 03 | Level Three | 308A | 99939 | Unusable Spaces | 99939 | Unusable Spaces | 3.34 | Cleaner | 8 | Non Useable Floor Area Space Group | 806 | Non-usable - Cleaners room |  | Unknown | 0.00 | NO
North Terrace_NT07-Barr Smith Library_Level Three_309 _ A/L | NT-NT07-03-309 | NT07-03-309-A/L | North Terrace | NT | NT07 | Barr Smith Library | 03 | Level Three | 309 | 99939 | Unusable Spaces | 99939 | Unusable Spaces | 4.85 | A/L | 8 | Non Useable Floor Area Space Group | 805 | Non-usable - Circulation space |  | Unknown | 0.00 | NO
North Terrace_NT07-Barr Smith Library_Level Three_309A _ WC - F | NT-NT07-03-309A | NT07-03-309A-WC - F | North Terrace | NT | NT07 | Barr Smith Library | 03 | Level Three | 309A | 99939 | Unusable Spaces | 99939 | Unusable Spaces | 11.7 | WC - F | 8 | Non Useable Floor Area Space Group | 820 | Non-usable - Toilets/Amenities - Female |  | Unknown | 0.00 | NO
North Terrace_NT07-Barr Smith Library_Level Three_309D _ VSR | NT-NT07-03-309D | NT07-03-309D-VSR | North Terrace | NT | NT07 | Barr Smith Library | 03 | Level Three | 309D | 99939 | Unusable Spaces | 99939 | Unusable Spaces | 1.58 | VSR | 8 | Non Useable Floor Area Space Group | 840 | Non-usable - Service riser |  | Unknown | 0.00 | NO
North Terrace_NT07-Barr Smith Library_Level Three_311 _ A/L | NT-NT07-03-311 | NT07-03-311-A/L | North Terrace | NT | NT07 | Barr Smith Library | 03 | Level Three | 311 | 99939 | Unusable Spaces | 99939 | Unusable Spaces | 3.2 | A/L | 8 | Non Useable Floor Area Space Group | 805 | Non-usable - Circulation space |  | Unknown | 0.00 | NO
North Terrace_NT07-Barr Smith Library_Level Three_311A _ WC - M | NT-NT07-03-311A | NT07-03-311A-WC - M | North Terrace | NT | NT07 | Barr Smith Library | 03 | Level Three | 311A | 99939 | Unusable Spaces | 99939 | Unusable Spaces | 13.57 | WC - M | 8 | Non Useable Floor Area Space Group | 821 | Non-usable - Toilets/Amenities - Male |  | Unknown | 0.00 | NO
North Terrace_NT07-Barr Smith Library_Level Three_311D _ VSR | NT-NT07-03-311D | NT07-03-311D-VSR | North Terrace | NT | NT07 | Barr Smith Library | 03 | Level Three | 311D | 99939 | Unusable Spaces | 99939 | Unusable Spaces | 1.07 | VSR | 8 | Non Useable Floor Area Space Group | 840 | Non-usable - Service riser |  | Unknown | 0.00 | NO
North Terrace_NT07-Barr Smith Library_Level Four_401 _ Office - Open Plan | NT-NT07-04-401 | NT07-04-401-Office - Open Plan | North Terrace | NT | NT07 | Barr Smith Library | 04 | Level Four | 401 | 733 | University Library | 733 | University Library | 315.52 | Office - Open Plan | 1 | Office Space Group | 116 | Open Plan - Professional/General Staff |  | Adequate | 53,506.56 | NO
North Terrace_NT07-Barr Smith Library_Level Four_401A _ VSR | NT-NT07-04-401A | NT07-04-401A-VSR | North Terrace | NT | NT07 | Barr Smith Library | 04 | Level Four | 401A | 99939 | Unusable Spaces | 99939 | Unusable Spaces | 4.85 | VSR | 8 | Non Useable Floor Area Space Group | 840 | Non-usable - Service riser |  | Unknown | 0.00 | NO
North Terrace_NT07-Barr Smith Library_Level Four_401C _ Cleaners Store | NT-NT07-04-401C | NT07-04-401C-Cleaners Store | North Terrace | NT | NT07 | Barr Smith Library | 04 | Level Four | 401C | 99939 | Unusable Spaces | 99939 | Unusable Spaces | 5.63 | Cleaners Store | 8 | Non Useable Floor Area Space Group | 840 | Non-usable - Service riser |  | Unknown | 0.00 | NO
North Terrace_NT07-Barr Smith Library_Level Four_402 _ Office | NT-NT07-04-402 | NT07-04-402-Office | North Terrace | NT | NT07 | Barr Smith Library | 04 | Level Four | 402 | 733 | University Library | 733 | University Library | 14.66 | Office | 1 | Office Space Group | 108 | Office - Professional/General Staff |  | Adequate | 2,486.07 | NO
North Terrace_NT07-Barr Smith Library_Level Four_403 _ Stair | NT-NT07-04-403 | NT07-04-403-Stair | North Terrace | NT | NT07 | Barr Smith Library | 04 | Level Four | 403 | 99939 | Unusable Spaces | 99939 | Unusable Spaces | 14.68 | Stair | 8 | Non Useable Floor Area Space Group | 805 | Non-usable - Circulation space |  | Unknown | 0.00 | NO
North Terrace_NT07-Barr Smith Library_Level Four_404 _ Office | NT-NT07-04-404 | NT07-04-404-Office | North Terrace | NT | NT07 | Barr Smith Library | 04 | Level Four | 404 | 733 | University Library | 733 | University Library | 14.75 | Office | 1 | Office Space Group | 108 | Office - Professional/General Staff |  | Adequate | 2,501.34 | NO
North Terrace_NT07-Barr Smith Library_Level Four_404A _ Office | NT-NT07-04-404A | NT07-04-404A-Office | North Terrace | NT | NT07 | Barr Smith Library | 04 | Level Four | 404A | 733 | University Library | 733 | University Library | 32.25 | Office | 1 | Office Space Group | 116 | Open Plan - Professional/General Staff |  | Adequate | 5,469.02 | NO
North Terrace_NT07-Barr Smith Library_Level Four_405 _ Office | NT-NT07-04-405 | NT07-04-405-Office | North Terrace | NT | NT07 | Barr Smith Library | 04 | Level Four | 405 | 733 | University Library | 733 | University Library | 14.7 | Office | 1 | Office Space Group | 108 | Office - Professional/General Staff |  | Adequate | 2,492.86 | NO
North Terrace_NT07-Barr Smith Library_Level Four_406 _ Office | NT-NT07-04-406 | NT07-04-406-Office | North Terrace | NT | NT07 | Barr Smith Library | 04 | Level Four | 406 | 733 | University Library | 733 | University Library | 14.7 | Office | 1 | Office Space Group | 108 | Office - Professional/General Staff |  | Adequate | 2,492.86 | NO
North Terrace_NT07-Barr Smith Library_Level Four_406A _ Office - Open Plan | NT-NT07-04-406A | NT07-04-406A-Office - Open Plan | North Terrace | NT | NT07 | Barr Smith Library | 04 | Level Four | 406A | 733 | University Library | 733 | University Library | 320.1 | Office - Open Plan | 1 | Office Space Group | 116 | Open Plan - Professional/General Staff |  | Adequate | 54,283.24 | NO
North Terrace_NT07-Barr Smith Library_Level Four_406B _ Mech Svs Riser | NT-NT07-04-406B | NT07-04-406B-Mech Svs Riser | North Terrace | NT | NT07 | Barr Smith Library | 04 | Level Four | 406B | 99939 | Unusable Spaces | 99939 | Unusable Spaces | 1.4 | Mech Svs Riser | 8 | Non Useable Floor Area Space Group | 840 | Non-usable - Service riser |  | Unknown | 0.00 | NO
North Terrace_NT07-Barr Smith Library_Level Four_407 _ Corr. | NT-NT07-04-407 | NT07-04-407-Corr. | North Terrace | NT | NT07 | Barr Smith Library | 04 | Level Four | 407 | 99939 | Unusable Spaces | 99939 | Unusable Spaces | 10.34 | Corr. | 8 | Non Useable Floor Area Space Group | 805 | Non-usable - Circulation space |  | Unknown | 0.00 | NO
North Terrace_NT07-Barr Smith Library_Level Four_408 _ Stair | NT-NT07-04-408 | NT07-04-408-Stair | North Terrace | NT | NT07 | Barr Smith Library | 04 | Level Four | 408 | 99939 | Unusable Spaces | 99939 | Unusable Spaces | 14.1 | Stair | 8 | Non Useable Floor Area Space Group | 805 | Non-usable - Circulation space |  | Unknown | 0.00 | NO
North Terrace_NT07-Barr Smith Library_Level Four_409 _ Corr. | NT-NT07-04-409 | NT07-04-409-Corr. | North Terrace | NT | NT07 | Barr Smith Library | 04 | Level Four | 409 | 99939 | Unusable Spaces | 99939 | Unusable Spaces | 38.99 | Corr. | 8 | Non Useable Floor Area Space Group | 805 | Non-usable - Circulation space |  | Unknown | 0.00 | NO
North Terrace_NT07-Barr Smith Library_Level Four_410 _ Office - Open Plan - Admin | NT-NT07-04-410 | NT07-04-410-Office - Open Plan - Admin | North Terrace | NT | NT07 | Barr Smith Library | 04 | Level Four | 410 | 733 | University Library | 733 | University Library | 62.53 | Office - Open Plan - Admin | 1 | Office Space Group | 116 | Open Plan - Professional/General Staff |  | Adequate | 10,603.97 | NO
North Terrace_NT07-Barr Smith Library_Level Four_411 _ Corr. | NT-NT07-04-411 | NT07-04-411-Corr. | North Terrace | NT | NT07 | Barr Smith Library | 04 | Level Four | 411 | 99939 | Unusable Spaces | 99939 | Unusable Spaces | 7.5 | Corr. | 8 | Non Useable Floor Area Space Group | 805 | Non-usable - Circulation space |  | Unknown | 0.00 | NO
North Terrace_NT07-Barr Smith Library_Level Four_412 _ Office | NT-NT07-04-412 | NT07-04-412-Office | North Terrace | NT | NT07 | Barr Smith Library | 04 | Level Four | 412 | 733 | University Library | 733 | University Library | 17.72 | Office | 1 | Office Space Group | 108 | Office - Professional/General Staff |  | Adequate | 3,005.00 | NO
North Terrace_NT07-Barr Smith Library_Level Four_413 _ Office | NT-NT07-04-413 | NT07-04-413-Office | North Terrace | NT | NT07 | Barr Smith Library | 04 | Level Four | 413 | 733 | University Library | 733 | University Library | 14.79 | Office | 1 | Office Space Group | 108 | Office - Professional/General Staff |  | Adequate | 2,508.12 | NO
North Terrace_NT07-Barr Smith Library_Level Four_414 _ Office | NT-NT07-04-414 | NT07-04-414-Office | North Terrace | NT | NT07 | Barr Smith Library | 04 | Level Four | 414 | 733 | University Library | 733 | University Library | 20.36 | Office | 1 | Office Space Group | 108 | Office - Professional/General Staff |  | Adequate | 3,452.69 | NO
North Terrace_NT07-Barr Smith Library_Level Four_415 _ Office - Open Plan - University | NT-NT07-04-415 | NT07-04-415-Office - Open Plan - University | North Terrace | NT | NT07 | Barr Smith Library | 04 | Level Four | 415 | 733 | University Library | 733 | University Library | 41.49 | Office - Open Plan - University | 1 | Office Space Group | 116 | Open Plan - Professional/General Staff |  | Adequate | 7,035.96 | NO
North Terrace_NT07-Barr Smith Library_Level Four_416 _ Office - Meeting | NT-NT07-04-416 | NT07-04-416-Office - Meeting | North Terrace | NT | NT07 | Barr Smith Library | 04 | Level Four | 416 | 733 | University Library | 733 | University Library | 60.28 | Office - Meeting | 1 | Office Space Group | 108 | Office - Professional/General Staff |  | Adequate | 10,222.41 | NO
North Terrace_NT07-Barr Smith Library_Level Four_417 _ Stair | NT-NT07-04-417 | NT07-04-417-Stair | North Terrace | NT | NT07 | Barr Smith Library | 04 | Level Four | 417 | 99939 | Unusable Spaces | 99939 | Unusable Spaces | 5.59 | Stair | 8 | Non Useable Floor Area Space Group | 805 | Non-usable - Circulation space |  | Unknown | 0.00 | NO
North Terrace_NT07-Barr Smith Library_Level Four_417A _ Corr. | NT-NT07-04-417A | NT07-04-417A-Corr. | North Terrace | NT | NT07 | Barr Smith Library | 04 | Level Four | 417A | 99939 | Unusable Spaces | 99939 | Unusable Spaces | 20.13 | Corr. | 8 | Non Useable Floor Area Space Group | 805 | Non-usable - Circulation space |  | Unknown | 0.00 | NO
North Terrace_NT07-Barr Smith Library_Level Four_418 _ Stair | NT-NT07-04-418 | NT07-04-418-Stair | North Terrace | NT | NT07 | Barr Smith Library | 04 | Level Four | 418 | 99939 | Unusable Spaces | 99939 | Unusable Spaces | 13.29 | Stair | 8 | Non Useable Floor Area Space Group | 805 | Non-usable - Circulation space |  | Unknown | 0.00 | NO
North Terrace_NT07-Barr Smith Library_Level Four_419 _ Tea Toom / Kitchenette | NT-NT07-04-419 | NT07-04-419-Tea Toom / Kitchenette | North Terrace | NT | NT07 | Barr Smith Library | 04 | Level Four | 419 | 733 | University Library | 733 | University Library | 15.17 | Tea Toom / Kitchenette | 6 | General Facility Space Group | 608 | General Facility - Kitchen/Servery/Food Storage |  | Excellent | 4,235.46 | NO
North Terrace_NT07-Barr Smith Library_Level Four_419B _ VSR | NT-NT07-04-419B | NT07-04-419B-VSR | North Terrace | NT | NT07 | Barr Smith Library | 04 | Level Four | 419B | 99939 | Unusable Spaces | 99939 | Unusable Spaces | 1.74 | VSR | 8 | Non Useable Floor Area Space Group | 840 | Non-usable - Service riser |  | Unknown | 0.00 | NO
North Terrace_NT07-Barr Smith Library_Level Four_420 _ A/L | NT-NT07-04-420 | NT07-04-420-A/L | North Terrace | NT | NT07 | Barr Smith Library | 04 | Level Four | 420 | 99939 | Unusable Spaces | 99939 | Unusable Spaces | 2.85 | A/L | 8 | Non Useable Floor Area Space Group | 805 | Non-usable - Circulation space |  | Unknown | 0.00 | NO
North Terrace_NT07-Barr Smith Library_Level Four_420A _ WC / Shower - M | NT-NT07-04-420A | NT07-04-420A-WC / Shower - M | North Terrace | NT | NT07 | Barr Smith Library | 04 | Level Four | 420A | 99939 | Unusable Spaces | 99939 | Unusable Spaces | 13.13 | WC / Shower - M | 8 | Non Useable Floor Area Space Group | 821 | Non-usable - Toilets/Amenities - Male |  | Unknown | 0.00 | NO
North Terrace_NT07-Barr Smith Library_Level Four_421 _ A/L | NT-NT07-04-421 | NT07-04-421-A/L | North Terrace | NT | NT07 | Barr Smith Library | 04 | Level Four | 421 | 99939 | Unusable Spaces | 99939 | Unusable Spaces | 3.14 | A/L | 8 | Non Useable Floor Area Space Group | 805 | Non-usable - Circulation space |  | Unknown | 0.00 | NO
North Terrace_NT07-Barr Smith Library_Level Four_421A _ WC - F | NT-NT07-04-421A | NT07-04-421A-WC - F | North Terrace | NT | NT07 | Barr Smith Library | 04 | Level Four | 421A | 99939 | Unusable Spaces | 99939 | Unusable Spaces | 14.71 | WC - F | 8 | Non Useable Floor Area Space Group | 820 | Non-usable - Toilets/Amenities - Female |  | Unknown | 0.00 | NO
North Terrace_NT07-Barr Smith Library_Level Four_421B _ Shower - F | NT-NT07-04-421B | NT07-04-421B-Shower - F | North Terrace | NT | NT07 | Barr Smith Library | 04 | Level Four | 421B | 99939 | Unusable Spaces | 99939 | Unusable Spaces | 2.57 | Shower - F | 8 | Non Useable Floor Area Space Group | 820 | Non-usable - Toilets/Amenities - Female |  | Unknown | 0.00 | NO
North Terrace_NT07-Barr Smith Library_Level Five_501 _ Stair | NT-NT07-05-501 | NT07-05-501-Stair | North Terrace | NT | NT07 | Barr Smith Library | 05 | Level Five | 501 | 99939 | Unusable Spaces | 99939 | Unusable Spaces | 7.5 | Stair | 8 | Non Useable Floor Area Space Group | 805 | Non-usable - Circulation space |  | Unknown | 0.00 | NO
North Terrace_NT07-Barr Smith Library_Level Five_502 _ Corr. | NT-NT07-05-502 | NT07-05-502-Corr. | North Terrace | NT | NT07 | Barr Smith Library | 05 | Level Five | 502 | 99939 | Unusable Spaces | 99939 | Unusable Spaces | 8.73 | Corr. | 8 | Non Useable Floor Area Space Group | 805 | Non-usable - Circulation space |  | Unknown | 0.00 | NO
North Terrace_NT07-Barr Smith Library_Level Five_503 _ Ventilation Shaft | NT-NT07-05-503 | NT07-05-503-Ventilation Shaft | North Terrace | NT | NT07 | Barr Smith Library | 05 | Level Five | 503 | 99939 | Unusable Spaces | 99939 | Unusable Spaces | 39.44 | Ventilation Shaft | 8 | Non Useable Floor Area Space Group | 840 | Non-usable - Service riser |  | Unknown | 0.00 | NO
North Terrace_NT07-Barr Smith Library_Level Five_504 _ Corr. | NT-NT07-05-504 | NT07-05-504-Corr. | North Terrace | NT | NT07 | Barr Smith Library | 05 | Level Five | 504 | 99939 | Unusable Spaces | 99939 | Unusable Spaces | 1.3 | Corr. | 8 | Non Useable Floor Area Space Group | 805 | Non-usable - Circulation space |  | Unknown | 0.00 | NO
North Terrace_NT07-Barr Smith Library_Level Five_505 _ Ventilation Plant | NT-NT07-05-505 | NT07-05-505-Ventilation Plant | North Terrace | NT | NT07 | Barr Smith Library | 05 | Level Five | 505 | 99939 | Unusable Spaces | 99939 | Unusable Spaces | 79.2 | Ventilation Plant | 8 | Non Useable Floor Area Space Group | 840 | Non-usable - Service riser |  | Unknown | 0.00 | NO
North Terrace_NT07-Barr Smith Library_Level Five_506 _ Shaft | NT-NT07-05-506 | NT07-05-506-Shaft | North Terrace | NT | NT07 | Barr Smith Library | 05 | Level Five | 506 | 99939 | Unusable Spaces | 99939 | Unusable Spaces | 2.38 | Shaft | 8 | Non Useable Floor Area Space Group | 840 | Non-usable - Service riser |  | Unknown | 0.00 | NO
North Terrace_NT07-Barr Smith Library_Level Five_507 _ Platform | NT-NT07-05-507 | NT07-05-507-Platform | North Terrace | NT | NT07 | Barr Smith Library | 05 | Level Five | 507 | 99939 | Unusable Spaces | 99939 | Unusable Spaces | 14.78 | Platform | 8 | Non Useable Floor Area Space Group | 811 | Non-usable - Plant room other |  | Unknown | 0.00 | NO
North Terrace_NT07-Barr Smith Library_Level Five_508 _ Lift Motor Room | NT-NT07-05-508 | NT07-05-508-Lift Motor Room | North Terrace | NT | NT07 | Barr Smith Library | 05 | Level Five | 508 | 99939 | Unusable Spaces | 99939 | Unusable Spaces | 17.64 | Lift Motor Room | 8 | Non Useable Floor Area Space Group | 809 | Non-usable - Lift motor room |  | Unknown | 0.00 | NO
North Terrace_NT07-Barr Smith Library_Level Five_R.01 _ Services Zone 1 (NUFA) | NT-NT07-05-R.01 | NT07-05-R.01-Services Zone 1 (NUFA) | North Terrace | NT | NT07 | Barr Smith Library | 05 | Level Five | R.01 | 99939 | Unusable Spaces | 99939 | Unusable Spaces | 364.99 | Services Zone 1 (NUFA) | 8 | Non Useable Floor Area Space Group | 811 | Non-usable - Plant room other |  | Unknown | 0.00 | NO
North Terrace_NT07-Barr Smith Library_Level Five_R.02 _ Services Zone 2 (NUFA) | NT-NT07-05-R.02 | NT07-05-R.02-Services Zone 2 (NUFA) | North Terrace | NT | NT07 | Barr Smith Library | 05 | Level Five | R.02 | 99939 | Unusable Spaces | 99939 | Unusable Spaces | 240.39 | Services Zone 2 (NUFA) | 8 | Non Useable Floor Area Space Group | 811 | Non-usable - Plant room other |  | Unknown | 0.00 | NO
North Terrace_NT07-Barr Smith Library_Level Five_R.03 _ Services Zone 3 (NUFA) | NT-NT07-05-R.03 | NT07-05-R.03-Services Zone 3 (NUFA) | North Terrace | NT | NT07 | Barr Smith Library | 05 | Level Five | R.03 | 99939 | Unusable Spaces | 99939 | Unusable Spaces | 15.52 | Services Zone 3 (NUFA) | 8 | Non Useable Floor Area Space Group | 811 | Non-usable - Plant room other |  | Unknown | 0.00 | NO
North Terrace_NT08-Barr Smith Bicycle Storage_Ground Floor_G1 _ Barr Smith Bicycle Storage | NT-NT08-GN-G1 | NT08-GN-G1-Barr Smith Bicycle Storage | North Terrace | NT | NT08 | Barr Smith Bicycle Storage | GN | Ground Floor | G1 | 99997 | Parking Spaces | 99939 | Unusable Spaces | 52.2 | Barr Smith Bicycle Storage | 8 | Non Useable Floor Area Space Group | 801 | Non-usable - Bicycle storage |  | Unknown | 0.00 | NO
North Terrace_NT09-Old Classics Wing_Level Four_432 _ Corr. | NT-NT09-01-432 | NT09-01-432-Corr. | North Terrace | NT | NT09 | Old Classics Wing | 01 | Level Four | 432 | 99939 | Unusable Spaces | 99939 | Unusable Spaces | 5.09 | Corr. | 8 | Non Useable Floor Area Space Group | 805 | Non-usable - Circulation space |  | Unknown | 0.00 | NO
North Terrace_NT09-Old Classics Wing_Level Four_432A _ Stair | NT-NT09-01-432A | NT09-01-432A-Stair | North Terrace | NT | NT09 | Old Classics Wing | 01 | Level Four | 432A | 99939 | Unusable Spaces | 99939 | Unusable Spaces | 3.54 | Stair | 8 | Non Useable Floor Area Space Group | 805 | Non-usable - Circulation space |  | Unknown | 0.00 | NO
North Terrace_NT09-Old Classics Wing_Level Four_433 _ DB | NT-NT09-01-433 | NT09-01-433-DB | North Terrace | NT | NT09 | Old Classics Wing | 01 | Level Four | 433 | 99939 | Unusable Spaces | 99939 | Unusable Spaces | 1.83 | DB | 8 | Non Useable Floor Area Space Group | 840 | Non-usable - Service riser |  | Unknown | 0.00 | NO
North Terrace_NT09-Old Classics Wing_Level Four_434 _ Store | NT-NT09-01-434 | NT09-01-434-Store | North Terrace | NT | NT09 | Old Classics Wing | 01 | Level Four | 434 | 99987 | Vacant - Decant Space | 859 | Infrastructure | 29.16 | Store | 4 | Ancillary Area Space Group | 419 | Ancillary Area - Store Room - Generic |  | Adequate | 4,351.61 | NO
North Terrace_NT09-Old Classics Wing_Level Four_435 _ Compactus File Store | NT-NT09-01-435 | NT09-01-435-Compactus File Store | North Terrace | NT | NT09 | Old Classics Wing | 01 | Level Four | 435 | 99987 | Vacant - Decant Space | 859 | Infrastructure | 36.95 | Compactus File Store | 4 | Ancillary Area Space Group | 419 | Ancillary Area - Store Room - Generic |  | Barely Adequate | 5,293.57 | NO
North Terrace_NT09-Old Classics Wing_Level Five_500 _ Stair - external | NT-NT09-02-500 | NT09-02-500-Stair - external | North Terrace | NT | NT09 | Old Classics Wing | 02 | Level Five | 500 | 99939 | Unusable Spaces | 99939 | Unusable Spaces | 9.1 | Stair - external | 8 | Non Useable Floor Area Space Group | 805 | Non-usable - Circulation space |  | Unknown | 0.00 | NO
North Terrace_NT09-Old Classics Wing_Level Five_501 _ Open Plan - circ | NT-NT09-02-501 | NT09-02-501-Open Plan - circ | North Terrace | NT | NT09 | Old Classics Wing | 02 | Level Five | 501 | 99987 | Vacant - Decant Space | 859 | Infrastructure | 9.37 | Open Plan - circ | 1 | Office Space Group | 100 | Office - Specific type not defined |  | Excellent | 2,335.81 | NO
North Terrace_NT09-Old Classics Wing_Level Five_501.01 _ Workstation | NT-NT09-02-501.01 | NT09-02-501.01-Workstation | North Terrace | NT | NT09 | Old Classics Wing | 02 | Level Five | 501.01 | 99987 | Vacant - Decant Space | 859 | Infrastructure | 5.67 | Workstation | 1 | Office Space Group | 116 | Open Plan - Professional/General Staff |  | Excellent | 1,413.45 | NO
North Terrace_NT09-Old Classics Wing_Level Five_501.02 _ Workstation | NT-NT09-02-501.02 | NT09-02-501.02-Workstation | North Terrace | NT | NT09 | Old Classics Wing | 02 | Level Five | 501.02 | 99987 | Vacant - Decant Space | 859 | Infrastructure | 6.08 | Workstation | 1 | Office Space Group | 116 | Open Plan - Professional/General Staff |  | Excellent | 1,515.66 | NO
North Terrace_NT09-Old Classics Wing_Level Five_501.03 _ Workstation | NT-NT09-02-501.03 | NT09-02-501.03-Workstation | North Terrace | NT | NT09 | Old Classics Wing | 02 | Level Five | 501.03 | 99987 | Vacant - Decant Space | 859 | Infrastructure | 4.35 | Workstation | 1 | Office Space Group | 116 | Open Plan - Professional/General Staff |  | Excellent | 1,084.39 | NO
North Terrace_NT09-Old Classics Wing_Level Five_501.04 _ Workstation | NT-NT09-02-501.04 | NT09-02-501.04-Workstation | North Terrace | NT | NT09 | Old Classics Wing | 02 | Level Five | 501.04 | 99987 | Vacant - Decant Space | 859 | Infrastructure | 4.09 | Workstation | 1 | Office Space Group | 116 | Open Plan - Professional/General Staff |  | Excellent | 1,019.58 | NO
North Terrace_NT09-Old Classics Wing_Level Five_501.05 _ Workstation | NT-NT09-02-501.05 | NT09-02-501.05-Workstation | North Terrace | NT | NT09 | Old Classics Wing | 02 | Level Five | 501.05 | 99987 | Vacant - Decant Space | 859 | Infrastructure | 4.09 | Workstation | 1 | Office Space Group | 116 | Open Plan - Professional/General Staff |  | Excellent | 1,019.58 | NO
North Terrace_NT09-Old Classics Wing_Level Five_501.06 _ Workstation | NT-NT09-02-501.06 | NT09-02-501.06-Workstation | North Terrace | NT | NT09 | Old Classics Wing | 02 | Level Five | 501.06 | 99987 | Vacant - Decant Space | 859 | Infrastructure | 4.35 | Workstation | 1 | Office Space Group | 116 | Open Plan - Professional/General Staff |  | Excellent | 1,084.39 | NO
North Terrace_NT09-Old Classics Wing_Level Five_501.07 _ Workstation | NT-NT09-02-501.07 | NT09-02-501.07-Workstation | North Terrace | NT | NT09 | Old Classics Wing | 02 | Level Five | 501.07 | 99987 | Vacant - Decant Space | 859 | Infrastructure | 3.78 | Workstation | 1 | Office Space Group | 116 | Open Plan - Professional/General Staff |  | Excellent | 942.30 | NO
North Terrace_NT09-Old Classics Wing_Level Five_501.08 _ Workstation | NT-NT09-02-501.08 | NT09-02-501.08-Workstation | North Terrace | NT | NT09 | Old Classics Wing | 02 | Level Five | 501.08 | 99987 | Vacant - Decant Space | 859 | Infrastructure | 3.55 | Workstation | 1 | Office Space Group | 116 | Open Plan - Professional/General Staff |  | Excellent | 884.96 | NO
North Terrace_NT09-Old Classics Wing_Level Five_501.09 _ Workstation | NT-NT09-02-501.09 | NT09-02-501.09-Workstation | North Terrace | NT | NT09 | Old Classics Wing | 02 | Level Five | 501.09 | 99987 | Vacant - Decant Space | 859 | Infrastructure | 3.55 | Workstation | 1 | Office Space Group | 116 | Open Plan - Professional/General Staff |  | Excellent | 884.96 | NO
North Terrace_NT09-Old Classics Wing_Level Five_501.10 _ Workstation | NT-NT09-02-501.10 | NT09-02-501.10-Workstation | North Terrace | NT | NT09 | Old Classics Wing | 02 | Level Five | 501.10 | 99987 | Vacant - Decant Space | 859 | Infrastructure | 3.78 | Workstation | 1 | Office Space Group | 116 | Open Plan - Professional/General Staff |  | Excellent | 942.30 | NO
North Terrace_NT09-Old Classics Wing_Level Five_502 _ Waiting | NT-NT09-02-502 | NT09-02-502-Waiting | North Terrace | NT | NT09 | Old Classics Wing | 02 | Level Five | 502 | 99987 | Vacant - Decant Space | 859 | Infrastructure | 8.08 | Waiting | 6 | General Facility Space Group | 623 | General Facility - Waiting Area/Foyer/Reception Area |  | Excellent | 2,255.94 | NO
North Terrace_NT09-Old Classics Wing_Level Five_502A _ Reception | NT-NT09-02-502A | NT09-02-502A-Reception | North Terrace | NT | NT09 | Old Classics Wing | 02 | Level Five | 502A | 99987 | Vacant - Decant Space | 859 | Infrastructure | 3.79 | Reception | 1 | Office Space Group | 118 | Open Plan - Reception Area |  | Excellent | 944.79 | NO
North Terrace_NT09-Old Classics Wing_Level Five_502B _ Meeting - Informal | NT-NT09-02-502B | NT09-02-502B-Meeting - Informal | North Terrace | NT | NT09 | Old Classics Wing | 02 | Level Five | 502B | 99987 | Vacant - Decant Space | 859 | Infrastructure | 6.07 | Meeting - Informal | 1 | Office Space Group | 119 | Informal Work Space |  | Excellent | 1,513.16 | NO
North Terrace_NT09-Old Classics Wing_Level Five_502C _ Informal Work | NT-NT09-02-502C | NT09-02-502C-Informal Work | North Terrace | NT | NT09 | Old Classics Wing | 02 | Level Five | 502C | 99987 | Vacant - Decant Space | 859 | Infrastructure | 5.91 | Informal Work | 1 | Office Space Group | 119 | Informal Work Space |  | Excellent | 1,473.28 | NO
North Terrace_NT09-Old Classics Wing_Level Five_503 _ Open Plan - circ | NT-NT09-02-503 | NT09-02-503-Open Plan - circ | North Terrace | NT | NT09 | Old Classics Wing | 02 | Level Five | 503 | 99987 | Vacant - Decant Space | 859 | Infrastructure | 4.57 | Open Plan - circ | 1 | Office Space Group | 100 | Office - Specific type not defined |  | Excellent | 1,139.24 | NO
North Terrace_NT09-Old Classics Wing_Level Five_503.01 _ Workstation | NT-NT09-02-503.01 | NT09-02-503.01-Workstation | North Terrace | NT | NT09 | Old Classics Wing | 02 | Level Five | 503.01 | 99987 | Vacant - Decant Space | 859 | Infrastructure | 4.19 | Workstation | 1 | Office Space Group | 116 | Open Plan - Professional/General Staff |  | Excellent | 1,044.51 | NO
North Terrace_NT09-Old Classics Wing_Level Five_503.02 _ Workstation | NT-NT09-02-503.02 | NT09-02-503.02-Workstation | North Terrace | NT | NT09 | Old Classics Wing | 02 | Level Five | 503.02 | 99987 | Vacant - Decant Space | 859 | Infrastructure | 4.27 | Workstation | 1 | Office Space Group | 116 | Open Plan - Professional/General Staff |  | Excellent | 1,064.45 | NO
North Terrace_NT09-Old Classics Wing_Level Five_503.03 _ Workstation | NT-NT09-02-503.03 | NT09-02-503.03-Workstation | North Terrace | NT | NT09 | Old Classics Wing | 02 | Level Five | 503.03 | 99987 | Vacant - Decant Space | 859 | Infrastructure | 7.75 | Workstation | 1 | Office Space Group | 116 | Open Plan - Professional/General Staff |  | Excellent | 1,931.96 | NO
North Terrace_NT09-Old Classics Wing_Level Five_503.04 _ Workstation | NT-NT09-02-503.04 | NT09-02-503.04-Workstation | North Terrace | NT | NT09 | Old Classics Wing | 02 | Level Five | 503.04 | 99987 | Vacant - Decant Space | 859 | Infrastructure | 3.64 | Workstation | 1 | Office Space Group | 116 | Open Plan - Professional/General Staff |  | Excellent | 907.40 | NO
North Terrace_NT09-Old Classics Wing_Level Five_503.05 _ Workstation | NT-NT09-02-503.05 | NT09-02-503.05-Workstation | North Terrace | NT | NT09 | Old Classics Wing | 02 | Level Five | 503.05 | 99987 | Vacant - Decant Space | 859 | Infrastructure | 3.58 | Workstation | 1 | Office Space Group | 116 | Open Plan - Professional/General Staff |  | Excellent | 892.44 | NO
North Terrace_NT09-Old Classics Wing_Level Five_504 _ Utility | NT-NT09-02-504 | NT09-02-504-Utility | North Terrace | NT | NT09 | Old Classics Wing | 02 | Level Five | 504 | 99987 | Vacant - Decant Space | 859 | Infrastructure | 4.4 | Utility | 6 | General Facility Space Group | 603 | General Facility - Resource room |  | Excellent | 1,228.48 | NO
North Terrace_NT09-Old Classics Wing_Level Five_505 _ Interview | NT-NT09-02-505 | NT09-02-505-Interview | North Terrace | NT | NT09 | Old Classics Wing | 02 | Level Five | 505 | 99987 | Vacant - Decant Space | 859 | Infrastructure | 4.83 | Interview | 6 | General Facility Space Group | 601 | General Facility - Committee/Conference/Meeting room |  | Excellent | 1,348.54 | NO
North Terrace_NT09-Old Classics Wing_Level Five_506 _ Interview | NT-NT09-02-506 | NT09-02-506-Interview | North Terrace | NT | NT09 | Old Classics Wing | 02 | Level Five | 506 | 99987 | Vacant - Decant Space | 859 | Infrastructure | 4.83 | Interview | 6 | General Facility Space Group | 601 | General Facility - Committee/Conference/Meeting room |  | Excellent | 1,348.54 | NO
North Terrace_NT09-Old Classics Wing_Level Five_507 _ Stair | NT-NT09-02-507 | NT09-02-507-Stair | North Terrace | NT | NT09 | Old Classics Wing | 02 | Level Five | 507 | 99939 | Unusable Spaces | 99939 | Unusable Spaces | 5.05 | Stair | 8 | Non Useable Floor Area Space Group | 805 | Non-usable - Circulation space |  | Excellent | 0.00 | NO
North Terrace_NT09-Old Classics Wing_Level Six_645 _ Office | NT-NT09-03-645 | NT09-03-645-Office | North Terrace | NT | NT09 | Old Classics Wing | 03 | Level Six | 645 | 750 | International Relations | 750 | Global Engagement | 7.61 | Office | 1 | Office Space Group | 108 | Office - Professional/General Staff |  | Adequate | 1,290.52 | NO
North Terrace_NT09-Old Classics Wing_Level Six_646 _ Office | NT-NT09-03-646 | NT09-03-646-Office | North Terrace | NT | NT09 | Old Classics Wing | 03 | Level Six | 646 | 750 | International Relations | 750 | Global Engagement | 7.05 | Office | 1 | Office Space Group | 108 | Office - Professional/General Staff |  | Adequate | 1,195.55 | NO
North Terrace_NT09-Old Classics Wing_Level Six_647 _ Workstation | NT-NT09-03-647 | NT09-03-647-Workstation | North Terrace | NT | NT09 | Old Classics Wing | 03 | Level Six | 647 | 750 | International Relations | 750 | Global Engagement | 6.46 | Workstation | 1 | Office Space Group | 116 | Open Plan - Professional/General Staff |  | Adequate | 1,095.50 | NO
North Terrace_NT09-Old Classics Wing_Level Six_647A _ Workstation | NT-NT09-03-647A | NT09-03-647A-Workstation | North Terrace | NT | NT09 | Old Classics Wing | 03 | Level Six | 647A | 750 | International Relations | 750 | Global Engagement | 6.46 | Workstation | 1 | Office Space Group | 116 | Open Plan - Professional/General Staff |  | Adequate | 1,095.50 | NO
North Terrace_NT09-Old Classics Wing_Level Six_648 _ Workstation | NT-NT09-03-648 | NT09-03-648-Workstation | North Terrace | NT | NT09 | Old Classics Wing | 03 | Level Six | 648 | 750 | International Relations | 750 | Global Engagement | 6.62 | Workstation | 1 | Office Space Group | 116 | Open Plan - Professional/General Staff |  | Adequate | 1,122.63 | NO
North Terrace_NT09-Old Classics Wing_Level Six_649 _ Utility | NT-NT09-03-649 | NT09-03-649-Utility | North Terrace | NT | NT09 | Old Classics Wing | 03 | Level Six | 649 | 750 | International Relations | 750 | Global Engagement | 13.63 | Utility | 6 | General Facility Space Group | 603 | General Facility - Resource room |  | Adequate | 2,588.77 | NO
North Terrace_NT09-Old Classics Wing_Level Six_650 _ Office | NT-NT09-03-650 | NT09-03-650-Office | North Terrace | NT | NT09 | Old Classics Wing | 03 | Level Six | 650 | 750 | International Relations | 750 | Global Engagement | 10.39 | Office | 1 | Office Space Group | 108 | Office - Professional/General Staff |  | Adequate | 1,761.96 | NO
North Terrace_NT09-Old Classics Wing_Level Six_651 _ Workstation | NT-NT09-03-651 | NT09-03-651-Workstation | North Terrace | NT | NT09 | Old Classics Wing | 03 | Level Six | 651 | 750 | International Relations | 750 | Global Engagement | 6.4 | Workstation | 1 | Office Space Group | 116 | Open Plan - Professional/General Staff |  | Adequate | 1,085.33 | NO
North Terrace_NT09-Old Classics Wing_Level Six_652 _ Workstation | NT-NT09-03-652 | NT09-03-652-Workstation | North Terrace | NT | NT09 | Old Classics Wing | 03 | Level Six | 652 | 750 | International Relations | 750 | Global Engagement | 6.61 | Workstation | 1 | Office Space Group | 116 | Open Plan - Professional/General Staff |  | Adequate | 1,120.94 | NO
North Terrace_NT09-Old Classics Wing_Level Six_653 _ Workstation | NT-NT09-03-653 | NT09-03-653-Workstation | North Terrace | NT | NT09 | Old Classics Wing | 03 | Level Six | 653 | 750 | International Relations | 750 | Global Engagement | 5.67 | Workstation | 1 | Office Space Group | 116 | Open Plan - Professional/General Staff |  | Adequate | 961.53 | NO
North Terrace_NT09-Old Classics Wing_Level Six_653A _ Workstation | NT-NT09-03-653A | NT09-03-653A-Workstation | North Terrace | NT | NT09 | Old Classics Wing | 03 | Level Six | 653A | 750 | International Relations | 750 | Global Engagement | 5.79 | Workstation | 1 | Office Space Group | 116 | Open Plan - Professional/General Staff |  | Adequate | 981.88 | NO
North Terrace_NT09-Old Classics Wing_Level Six_654 _ Workstation | NT-NT09-03-654 | NT09-03-654-Workstation | North Terrace | NT | NT09 | Old Classics Wing | 03 | Level Six | 654 | 750 | International Relations | 750 | Global Engagement | 6.29 | Workstation | 1 | Office Space Group | 116 | Open Plan - Professional/General Staff |  | Adequate | 1,066.67 | NO
North Terrace_NT09-Old Classics Wing_Level Six_655 _ Stair | NT-NT09-03-655 | NT09-03-655-Stair | North Terrace | NT | NT09 | Old Classics Wing | 03 | Level Six | 655 | 99939 | Unusable Spaces | 99939 | Unusable Spaces | 4.25 | Stair | 8 | Non Useable Floor Area Space Group | 805 | Non-usable - Circulation space |  | Unknown | 0.00 | NO
North Terrace_NT09-Old Classics Wing_Level Six_655A _ Corr. | NT-NT09-03-655A | NT09-03-655A-Corr. | North Terrace | NT | NT09 | Old Classics Wing | 03 | Level Six | 655A | 99939 | Unusable Spaces | 99939 | Unusable Spaces | 26.81 | Corr. | 8 | Non Useable Floor Area Space Group | 805 | Non-usable - Circulation space |  | Unknown | 0.00 | NO
North Terrace_NT09-Old Classics Wing_Level Six_655B _ Corr. | NT-NT09-03-655B | NT09-03-655B-Corr. | North Terrace | NT | NT09 | Old Classics Wing | 03 | Level Six | 655B | 99939 | Unusable Spaces | 99939 | Unusable Spaces | 6.02 | Corr. | 8 | Non Useable Floor Area Space Group | 805 | Non-usable - Circulation space |  | Unknown | 0.00 | NO
North Terrace_NT09-Old Classics Wing_Level Seven_700 _ Stair - external | NT-NT09-04-700 | NT09-04-700-Stair - external | North Terrace | NT | NT09 | Old Classics Wing | 04 | Level Seven | 700 | 99939 | Unusable Spaces | 99939 | Unusable Spaces | 9.7 | Stair - external | 8 | Non Useable Floor Area Space Group | 805 | Non-usable - Circulation space |  | Unknown | 0.00 | NO
North Terrace_NT09-Old Classics Wing_Level Seven_738 _ Meeting | NT-NT09-04-738 | NT09-04-738-Meeting | North Terrace | NT | NT09 | Old Classics Wing | 04 | Level Seven | 738 | 730 | Office of Academic and Student Engagement | 730 | Office of Academic and Student Engagement | 12.92 | Meeting | 6 | General Facility Space Group | 601 | General Facility - Committee/Conference/Meeting room |  | Excellent | 3,607.26 | NO
North Terrace_NT09-Old Classics Wing_Level Seven_740 _ Open Plan - circ | NT-NT09-04-740 | NT09-04-740-Open Plan - circ | North Terrace | NT | NT09 | Old Classics Wing | 04 | Level Seven | 740 | 730 | Office of Academic and Student Engagement | 730 | Office of Academic and Student Engagement | 28.45 | Open Plan - circ | 1 | Office Space Group | 111 | Open Plan - Specific type not defined |  | Excellent | 7,092.18 | NO
North Terrace_NT09-Old Classics Wing_Level Seven_740.01 _ Workstation | NT-NT09-04-740.01 | NT09-04-740.01-Workstation | North Terrace | NT | NT09 | Old Classics Wing | 04 | Level Seven | 740.01 | 730 | Office of Academic and Student Engagement | 730 | Office of Academic and Student Engagement | 5.47 | Workstation | 1 | Office Space Group | 116 | Open Plan - Professional/General Staff |  | Excellent | 1,363.59 | NO
North Terrace_NT09-Old Classics Wing_Level Seven_740.02 _ Workstation | NT-NT09-04-740.02 | NT09-04-740.02-Workstation | North Terrace | NT | NT09 | Old Classics Wing | 04 | Level Seven | 740.02 | 730 | Office of Academic and Student Engagement | 730 | Office of Academic and Student Engagement | 5.47 | Workstation | 1 | Office Space Group | 116 | Open Plan - Professional/General Staff |  | Excellent | 1,363.59 | NO
North Terrace_NT09-Old Classics Wing_Level Seven_740.03 _ Workstation | NT-NT09-04-740.03 | NT09-04-740.03-Workstation | North Terrace | NT | NT09 | Old Classics Wing | 04 | Level Seven | 740.03 | 730 | Office of Academic and Student Engagement | 730 | Office of Academic and Student Engagement | 4.26 | Workstation | 1 | Office Space Group | 116 | Open Plan - Professional/General Staff |  | Excellent | 1,061.96 | NO
North Terrace_NT09-Old Classics Wing_Level Seven_740.04 _ Workstation | NT-NT09-04-740.04 | NT09-04-740.04-Workstation | North Terrace | NT | NT09 | Old Classics Wing | 04 | Level Seven | 740.04 | 730 | Office of Academic and Student Engagement | 730 | Office of Academic and Student Engagement | 4.32 | Workstation | 1 | Office Space Group | 116 | Open Plan - Professional/General Staff |  | Excellent | 1,076.91 | NO
North Terrace_NT09-Old Classics Wing_Level Seven_740.05 _ Workstation | NT-NT09-04-740.05 | NT09-04-740.05-Workstation | North Terrace | NT | NT09 | Old Classics Wing | 04 | Level Seven | 740.05 | 730 | Office of Academic and Student Engagement | 730 | Office of Academic and Student Engagement | 6.67 | Workstation | 1 | Office Space Group | 116 | Open Plan - Professional/General Staff |  | Excellent | 1,662.74 | NO
North Terrace_NT09-Old Classics Wing_Level Seven_740.06 _ Workstation | NT-NT09-04-740.06 | NT09-04-740.06-Workstation | North Terrace | NT | NT09 | Old Classics Wing | 04 | Level Seven | 740.06 | 730 | Office of Academic and Student Engagement | 730 | Office of Academic and Student Engagement | 6.76 | Workstation | 1 | Office Space Group | 116 | Open Plan - Professional/General Staff |  | Excellent | 1,685.17 | NO
North Terrace_NT09-Old Classics Wing_Level Seven_740.07 _ Workstation | NT-NT09-04-740.07 | NT09-04-740.07-Workstation | North Terrace | NT | NT09 | Old Classics Wing | 04 | Level Seven | 740.07 | 730 | Office of Academic and Student Engagement | 730 | Office of Academic and Student Engagement | 5.95 | Workstation | 1 | Office Space Group | 116 | Open Plan - Professional/General Staff |  | Excellent | 1,483.25 | NO
North Terrace_NT09-Old Classics Wing_Level Seven_740.08 _ Workstation | NT-NT09-04-740.08 | NT09-04-740.08-Workstation | North Terrace | NT | NT09 | Old Classics Wing | 04 | Level Seven | 740.08 | 730 | Office of Academic and Student Engagement | 730 | Office of Academic and Student Engagement | 5.89 | Workstation | 1 | Office Space Group | 116 | Open Plan - Professional/General Staff |  | Excellent | 1,468.29 | NO
North Terrace_NT09-Old Classics Wing_Level Seven_740.09 _ Workstation | NT-NT09-04-740.09 | NT09-04-740.09-Workstation | North Terrace | NT | NT09 | Old Classics Wing | 04 | Level Seven | 740.09 | 730 | Office of Academic and Student Engagement | 730 | Office of Academic and Student Engagement | 7.45 | Workstation | 1 | Office Space Group | 116 | Open Plan - Professional/General Staff |  | Excellent | 1,857.18 | NO
North Terrace_NT09-Old Classics Wing_Level Seven_740.10 _ Workstation | NT-NT09-04-740.10 | NT09-04-740.10-Workstation | North Terrace | NT | NT09 | Old Classics Wing | 04 | Level Seven | 740.10 | 730 | Office of Academic and Student Engagement | 730 | Office of Academic and Student Engagement | 7.45 | Workstation | 1 | Office Space Group | 116 | Open Plan - Professional/General Staff |  | Excellent | 1,857.18 | NO
North Terrace_NT09-Old Classics Wing_Level Seven_740.11 _ Workstation | NT-NT09-04-740.11 | NT09-04-740.11-Workstation | North Terrace | NT | NT09 | Old Classics Wing | 04 | Level Seven | 740.11 | 730 | Office of Academic and Student Engagement | 730 | Office of Academic and Student Engagement | 7.43 | Workstation | 1 | Office Space Group | 116 | Open Plan - Professional/General Staff |  | Excellent | 1,852.19 | NO
North Terrace_NT09-Old Classics Wing_Level Seven_740.12 _ Workstation | NT-NT09-04-740.12 | NT09-04-740.12-Workstation | North Terrace | NT | NT09 | Old Classics Wing | 04 | Level Seven | 740.12 | 730 | Office of Academic and Student Engagement | 730 | Office of Academic and Student Engagement | 7.43 | Workstation | 1 | Office Space Group | 116 | Open Plan - Professional/General Staff |  | Excellent | 1,852.19 | NO
North Terrace_NT09-Old Classics Wing_Level Seven_740.13 _ Workstation | NT-NT09-04-740.13 | NT09-04-740.13-Workstation | North Terrace | NT | NT09 | Old Classics Wing | 04 | Level Seven | 740.13 | 730 | Office of Academic and Student Engagement | 730 | Office of Academic and Student Engagement | 6.63 | Workstation | 1 | Office Space Group | 116 | Open Plan - Professional/General Staff |  | Excellent | 1,652.76 | NO
North Terrace_NT09-Old Classics Wing_Level Seven_740A _ Circulation | NT-NT09-04-740A | NT09-04-740A-Circulation | North Terrace | NT | NT09 | Old Classics Wing | 04 | Level Seven | 740A | 99939 | Unusable Spaces | 99939 | Unusable Spaces | 4.02 | Circulation | 8 | Non Useable Floor Area Space Group | 805 | Non-usable - Circulation space |  | Excellent | 0.00 | NO
North Terrace_NT09-Old Classics Wing_Level Seven_740B _ Circulation | NT-NT09-04-740B | NT09-04-740B-Circulation | North Terrace | NT | NT09 | Old Classics Wing | 04 | Level Seven | 740B | 99939 | Unusable Spaces | 99939 | Unusable Spaces | 5.24 | Circulation | 8 | Non Useable Floor Area Space Group | 805 | Non-usable - Circulation space |  | Excellent | 0.00 | NO
North Terrace_NT10-Darling_Basement_B.01 _ Corr./ stairs | NT-NT10-01-B.01 | NT10-01-B.01-Corr./ stairs | North Terrace | NT | NT10 | Darling | 01 | Basement | B.01 | 99939 | Unusable Spaces | 99939 | Unusable Spaces | 10.29 | Corr./ stairs | 8 | Non Useable Floor Area Space Group | 805 | Non-usable - Circulation space |  | Unknown | 0.00 | NO
North Terrace_NT10-Darling_Basement_B.02 _ Chemical Waste Facility | NT-NT10-01-B.02 | NT10-01-B.02-Chemical Waste Facility | North Terrace | NT | NT10 | Darling | 01 | Basement | B.02 | 285 | School of Biological Sciences | 285 | School of Biological Sciences | 10.34 | Chemical Waste Facility | 4 | Ancillary Area Space Group | 419 | Ancillary Area - Store Room - Generic |  | Adequate | 1,543.06 | NO
North Terrace_NT10-Darling_Basement_B.03 _ Laboratory / Aquarium | NT-NT10-01-B.03 | NT10-01-B.03-Laboratory / Aquarium | North Terrace | NT | NT10 | Darling | 01 | Basement | B.03 | 285 | School of Biological Sciences | 285 | School of Biological Sciences | 55.3 | Laboratory / Aquarium | 3 | Specialist Teaching or Research Space Group | 300 | Laboratory - Specialist teaching and research - type not defined |  | Adequate | 12,472.60 | NO
North Terrace_NT10-Darling_Ground Floor_G00 _ Entry | NT-NT10-02-G00 | NT10-02-G00-Entry | North Terrace | NT | NT10 | Darling | 02 | Ground Floor | G00 | 99939 | Unusable Spaces | 99939 | Unusable Spaces | 8.42 | Entry | 8 | Non Useable Floor Area Space Group | 805 | Non-usable - Circulation space |  | Unknown | 0.00 | NO
North Terrace_NT10-Darling_Ground Floor_G00A _ Canopy | NT-NT10-02-G00A | NT10-02-G00A-Canopy | North Terrace | NT | NT10 | Darling | 02 | Ground Floor | G00A | 99939 | Unusable Spaces | 99939 | Unusable Spaces | 1.95 | Canopy | 8 | Non Useable Floor Area Space Group | 805 | Non-usable - Circulation space |  | Unknown | 0.00 | NO
North Terrace_NT10-Darling_Ground Floor_G01 _ Corr. | NT-NT10-02-G01 | NT10-02-G01-Corr. | North Terrace | NT | NT10 | Darling | 02 | Ground Floor | G01 | 99939 | Unusable Spaces | 99939 | Unusable Spaces | 30.09 | Corr. | 8 | Non Useable Floor Area Space Group | 805 | Non-usable - Circulation space |  | Unknown | 0.00 | NO
North Terrace_NT10-Darling_Ground Floor_G01A _ Stair | NT-NT10-02-G01A | NT10-02-G01A-Stair | North Terrace | NT | NT10 | Darling | 02 | Ground Floor | G01A | 99939 | Unusable Spaces | 99939 | Unusable Spaces | 15.09 | Stair | 8 | Non Useable Floor Area Space Group | 805 | Non-usable - Circulation space |  | Unknown | 0.00 | NO
North Terrace_NT10-Darling_Ground Floor_G01B _ Foyer | NT-NT10-02-G01B | NT10-02-G01B-Foyer | North Terrace | NT | NT10 | Darling | 02 | Ground Floor | G01B | 99939 | Unusable Spaces | 99939 | Unusable Spaces | 6.66 | Foyer | 8 | Non Useable Floor Area Space Group | 805 | Non-usable - Circulation space |  | Unknown | 0.00 | NO
North Terrace_NT10-Darling_Ground Floor_G01C _ Corr. | NT-NT10-02-G01C | NT10-02-G01C-Corr. | North Terrace | NT | NT10 | Darling | 02 | Ground Floor | G01C | 99939 | Unusable Spaces | 99939 | Unusable Spaces | 29.61 | Corr. | 8 | Non Useable Floor Area Space Group | 805 | Non-usable - Circulation space |  | Unknown | 0.00 | NO
North Terrace_NT10-Darling_Ground Floor_G01D _ Switch Room | NT-NT10-02-G01D | NT10-02-G01D-Switch Room | North Terrace | NT | NT10 | Darling | 02 | Ground Floor | G01D | 99939 | Unusable Spaces | 99939 | Unusable Spaces | 1.45 | Switch Room | 8 | Non Useable Floor Area Space Group | 815 | Non-usable - Switch room |  | Unknown | 0.00 | NO
North Terrace_NT10-Darling_Ground Floor_G01E _ Corr. | NT-NT10-02-G01E | NT10-02-G01E-Corr. | North Terrace | NT | NT10 | Darling | 02 | Ground Floor | G01E | 99939 | Unusable Spaces | 99939 | Unusable Spaces | 15.17 | Corr. | 8 | Non Useable Floor Area Space Group | 805 | Non-usable - Circulation space |  | Unknown | 0.00 | NO
North Terrace_NT10-Darling_Ground Floor_G01F _ Corr. | NT-NT10-02-G01F | NT10-02-G01F-Corr. | North Terrace | NT | NT10 | Darling | 02 | Ground Floor | G01F | 99939 | Unusable Spaces | 99939 | Unusable Spaces | 29.04 | Corr. | 8 | Non Useable Floor Area Space Group | 805 | Non-usable - Circulation space |  | Unknown | 0.00 | NO
North Terrace_NT10-Darling_Ground Floor_G01G _ Corr. | NT-NT10-02-G01G | NT10-02-G01G-Corr. | North Terrace | NT | NT10 | Darling | 02 | Ground Floor | G01G | 99939 | Unusable Spaces | 99939 | Unusable Spaces | 1.75 | Corr. | 8 | Non Useable Floor Area Space Group | 805 | Non-usable - Circulation space |  | Unknown | 0.00 | NO
North Terrace_NT10-Darling_Ground Floor_G01H _ Corr. | NT-NT10-02-G01H | NT10-02-G01H-Corr. | North Terrace | NT | NT10 | Darling | 02 | Ground Floor | G01H | 99939 | Unusable Spaces | 99939 | Unusable Spaces | 2.94 | Corr. | 8 | Non Useable Floor Area Space Group | 805 | Non-usable - Circulation space |  | Unknown | 0.00 | NO
North Terrace_NT10-Darling_Ground Floor_G01I _ Corr. | NT-NT10-02-G01I | NT10-02-G01I-Corr. | North Terrace | NT | NT10 | Darling | 02 | Ground Floor | G01I | 99939 | Unusable Spaces | 99939 | Unusable Spaces | 2.94 | Corr. | 8 | Non Useable Floor Area Space Group | 805 | Non-usable - Circulation space |  | Unknown | 0.00 | NO
North Terrace_NT10-Darling_Ground Floor_G01L _ DB | NT-NT10-02-G01L | NT10-02-G01L-DB | North Terrace | NT | NT10 | Darling | 02 | Ground Floor | G01L | 99939 | Unusable Spaces | 99939 | Unusable Spaces | 0.6 | DB | 8 | Non Useable Floor Area Space Group | 840 | Non-usable - Service riser |  | Unknown | 0.00 | NO
North Terrace_NT10-Darling_Ground Floor_G01M _ Lift | NT-NT10-02-G01M | NT10-02-G01M-Lift | North Terrace | NT | NT10 | Darling | 02 | Ground Floor | G01M | 99939 | Unusable Spaces | 99939 | Unusable Spaces | 1.56 | Lift | 8 | Non Useable Floor Area Space Group | 838 | Non-usable - Lift |  | Unknown | 0.00 | NO
North Terrace_NT10-Darling_Ground Floor_G01V _ Vending Machine | NT-NT10-02-G01V | NT10-02-G01V-Vending Machine | North Terrace | NT | NT10 | Darling | 02 | Ground Floor | G01V | 99994 | Uni of Adelaide Student Union Association | 859 | Infrastructure | 1 | Vending Machine | 6 | General Facility Space Group | 611 | General Facility - Commercial/Business/Retail Facilities |  | Adequate | 189.93 | NO
North Terrace_NT10-Darling_Ground Floor_G01W _ Vending Machine | NT-NT10-02-G01W | NT10-02-G01W-Vending Machine | North Terrace | NT | NT10 | Darling | 02 | Ground Floor | G01W | 99994 | Uni of Adelaide Student Union Association | 859 | Infrastructure | 1 | Vending Machine | 6 | General Facility Space Group | 611 | General Facility - Commercial/Business/Retail Facilities |  | Adequate | 189.93 | NO
North Terrace_NT10-Darling_Ground Floor_G02 _ Boardroom | NT-NT10-02-G02 | NT10-02-G02-Boardroom | North Terrace | NT | NT10 | Darling | 02 | Ground Floor | G02 | 121 | Sciences Faculty Office | 121 | Sciences Faculty Administration | 39.71 | Boardroom | 6 | General Facility Space Group | 601 | General Facility - Committee/Conference/Meeting room |  | Adequate | 7,542.20 | NO
North Terrace_NT10-Darling_Ground Floor_G03 _ WC - F | NT-NT10-02-G03 | NT10-02-G03-WC - F | North Terrace | NT | NT10 | Darling | 02 | Ground Floor | G03 | 99939 | Unusable Spaces | 99939 | Unusable Spaces | 12.31 | WC - F | 8 | Non Useable Floor Area Space Group | 820 | Non-usable - Toilets/Amenities - Female |  | Unknown | 0.00 | NO
North Terrace_NT10-Darling_Ground Floor_G03A _ Plantroom | NT-NT10-02-G03A | NT10-02-G03A-Plantroom | North Terrace | NT | NT10 | Darling | 02 | Ground Floor | G03A | 99939 | Unusable Spaces | 99939 | Unusable Spaces | 10.71 | Plantroom | 8 | Non Useable Floor Area Space Group | 811 | Non-usable - Plant room other |  | Unknown | 0.00 | NO
North Terrace_NT10-Darling_Ground Floor_G03B _ Cleaner | NT-NT10-02-G03B | NT10-02-G03B-Cleaner | North Terrace | NT | NT10 | Darling | 02 | Ground Floor | G03B | 99939 | Unusable Spaces | 99939 | Unusable Spaces | 1.35 | Cleaner | 8 | Non Useable Floor Area Space Group | 806 | Non-usable - Cleaners room |  | Unknown | 0.00 | NO
North Terrace_NT10-Darling_Ground Floor_G04 _ Office - Reception | NT-NT10-02-G04 | NT10-02-G04-Office - Reception | North Terrace | NT | NT10 | Darling | 02 | Ground Floor | G04 | 121 | Sciences Faculty Office | 121 | Sciences Faculty Administration | 29.59 | Office - Reception | 1 | Office Space Group | 118 | Open Plan - Reception Area |  | Adequate | 5,017.94 | NO
North Terrace_NT10-Darling_Ground Floor_G04.01 _ Workstation | NT-NT10-02-G04.01 | NT10-02-G04.01-Workstation | North Terrace | NT | NT10 | Darling | 02 | Ground Floor | G04.01 | 121 | Sciences Faculty Office | 121 | Sciences Faculty Administration | 1.59 | Workstation | 1 | Office Space Group | 116 | Open Plan - Professional/General Staff |  | Excellent | 396.36 | NO
North Terrace_NT10-Darling_Ground Floor_G04.02 _ Workstation | NT-NT10-02-G04.02 | NT10-02-G04.02-Workstation | North Terrace | NT | NT10 | Darling | 02 | Ground Floor | G04.02 | 121 | Sciences Faculty Office | 121 | Sciences Faculty Administration | 2.06 | Workstation | 1 | Office Space Group | 116 | Open Plan - Professional/General Staff |  | Excellent | 513.53 | NO
North Terrace_NT10-Darling_Ground Floor_G04.03 _ Workstation | NT-NT10-02-G04.03 | NT10-02-G04.03-Workstation | North Terrace | NT | NT10 | Darling | 02 | Ground Floor | G04.03 | 121 | Sciences Faculty Office | 121 | Sciences Faculty Administration | 2.06 | Workstation | 1 | Office Space Group | 116 | Open Plan - Professional/General Staff |  | Excellent | 513.53 | NO
North Terrace_NT10-Darling_Ground Floor_G04.04 _ Workstation | NT-NT10-02-G04.04 | NT10-02-G04.04-Workstation | North Terrace | NT | NT10 | Darling | 02 | Ground Floor | G04.04 | 121 | Sciences Faculty Office | 121 | Sciences Faculty Administration | 1.59 | Workstation | 1 | Office Space Group | 116 | Open Plan - Professional/General Staff |  | Excellent | 396.36 | NO
North Terrace_NT10-Darling_Ground Floor_G04.05 _ Workstation | NT-NT10-02-G04.05 | NT10-02-G04.05-Workstation | North Terrace | NT | NT10 | Darling | 02 | Ground Floor | G04.05 | 121 | Sciences Faculty Office | 121 | Sciences Faculty Administration | 2.05 | Workstation | 1 | Office Space Group | 116 | Open Plan - Professional/General Staff |  | Excellent | 511.04 | NO
North Terrace_NT10-Darling_Ground Floor_G04.06 _ Workstation | NT-NT10-02-G04.06 | NT10-02-G04.06-Workstation | North Terrace | NT | NT10 | Darling | 02 | Ground Floor | G04.06 | 121 | Sciences Faculty Office | 121 | Sciences Faculty Administration | 2.06 | Workstation | 1 | Office Space Group | 116 | Open Plan - Professional/General Staff |  | Excellent | 513.53 | NO
North Terrace_NT10-Darling_Ground Floor_G04.07 _ Workstation | NT-NT10-02-G04.07 | NT10-02-G04.07-Workstation | North Terrace | NT | NT10 | Darling | 02 | Ground Floor | G04.07 | 121 | Sciences Faculty Office | 121 | Sciences Faculty Administration | 3.15 | Workstation | 1 | Office Space Group | 116 | Open Plan - Professional/General Staff |  | Excellent | 785.25 | NO
North Terrace_NT10-Darling_Ground Floor_G04.08 _ Workstation | NT-NT10-02-G04.08 | NT10-02-G04.08-Workstation | North Terrace | NT | NT10 | Darling | 02 | Ground Floor | G04.08 | 121 | Sciences Faculty Office | 121 | Sciences Faculty Administration | 3.57 | Workstation | 1 | Office Space Group | 116 | Open Plan - Professional/General Staff |  | Excellent | 889.95 | NO
North Terrace_NT10-Darling_Ground Floor_G04.09 _ Workstation | NT-NT10-02-G04.09 | NT10-02-G04.09-Workstation | North Terrace | NT | NT10 | Darling | 02 | Ground Floor | G04.09 | 121 | Sciences Faculty Office | 121 | Sciences Faculty Administration | 3.57 | Workstation | 1 | Office Space Group | 116 | Open Plan - Professional/General Staff |  | Excellent | 889.95 | NO
North Terrace_NT10-Darling_Ground Floor_G04.10 _ Workstation | NT-NT10-02-G04.10 | NT10-02-G04.10-Workstation | North Terrace | NT | NT10 | Darling | 02 | Ground Floor | G04.10 | 121 | Sciences Faculty Office | 121 | Sciences Faculty Administration | 3.55 | Workstation | 1 | Office Space Group | 116 | Open Plan - Professional/General Staff |  | Excellent | 884.96 | NO
North Terrace_NT10-Darling_Ground Floor_G04.11 _ Workstation | NT-NT10-02-G04.11 | NT10-02-G04.11-Workstation | North Terrace | NT | NT10 | Darling | 02 | Ground Floor | G04.11 | 121 | Sciences Faculty Office | 121 | Sciences Faculty Administration | 3.55 | Workstation | 1 | Office Space Group | 116 | Open Plan - Professional/General Staff |  | Excellent | 884.96 | NO
North Terrace_NT10-Darling_Ground Floor_G04.12 _ Workstation | NT-NT10-02-G04.12 | NT10-02-G04.12-Workstation | North Terrace | NT | NT10 | Darling | 02 | Ground Floor | G04.12 | 121 | Sciences Faculty Office | 121 | Sciences Faculty Administration | 3.55 | Workstation | 1 | Office Space Group | 116 | Open Plan - Professional/General Staff |  | Excellent | 884.96 | NO
North Terrace_NT10-Darling_Ground Floor_G04.13 _ Workstation | NT-NT10-02-G04.13 | NT10-02-G04.13-Workstation | North Terrace | NT | NT10 | Darling | 02 | Ground Floor | G04.13 | 121 | Sciences Faculty Office | 121 | Sciences Faculty Administration | 3.55 | Workstation | 1 | Office Space Group | 116 | Open Plan - Professional/General Staff |  | Excellent | 884.96 | NO
North Terrace_NT10-Darling_Ground Floor_G04.14 _ Workstation | NT-NT10-02-G04.14 | NT10-02-G04.14-Workstation | North Terrace | NT | NT10 | Darling | 02 | Ground Floor | G04.14 | 121 | Sciences Faculty Office | 121 | Sciences Faculty Administration | 3.6 | Workstation | 1 | Office Space Group | 116 | Open Plan - Professional/General Staff |  | Excellent | 897.43 | NO
North Terrace_NT10-Darling_Ground Floor_G04.15 _ Workstation | NT-NT10-02-G04.15 | NT10-02-G04.15-Workstation | North Terrace | NT | NT10 | Darling | 02 | Ground Floor | G04.15 | 121 | Sciences Faculty Office | 121 | Sciences Faculty Administration | 3.45 | Workstation | 1 | Office Space Group | 116 | Open Plan - Professional/General Staff |  | Excellent | 860.04 | NO
North Terrace_NT10-Darling_Ground Floor_G04A _ Office - Open Plan circ | NT-NT10-02-G04A | NT10-02-G04A-Office - Open Plan circ | North Terrace | NT | NT10 | Darling | 02 | Ground Floor | G04A | 121 | Sciences Faculty Office | 121 | Sciences Faculty Administration | 16.69 | Office - Open Plan circ | 5 | Library, IT and Learning Space Group | 517 | Informal Learning |  | Adequate | 3,169.97 | NO
North Terrace_NT10-Darling_Ground Floor_G04B _ Corr. | NT-NT10-02-G04B | NT10-02-G04B-Corr. | North Terrace | NT | NT10 | Darling | 02 | Ground Floor | G04B | 121 | Sciences Faculty Office | 121 | Sciences Faculty Administration | 11.32 | Corr. | 8 | Non Useable Floor Area Space Group | 805 | Non-usable - Circulation space |  | Adequate | 0.00 | NO
North Terrace_NT10-Darling_Ground Floor_G04C _ Office | NT-NT10-02-G04C | NT10-02-G04C-Office | North Terrace | NT | NT10 | Darling | 02 | Ground Floor | G04C | 121 | Sciences Faculty Office | 121 | Sciences Faculty Administration | 21.23 | Office | 1 | Office Space Group | 108 | Office - Professional/General Staff |  | Adequate | 3,600.23 | NO
North Terrace_NT10-Darling_Ground Floor_G04D _ Meeting - Informal | NT-NT10-02-G04D | NT10-02-G04D-Meeting - Informal | North Terrace | NT | NT10 | Darling | 02 | Ground Floor | G04D | 121 | Sciences Faculty Office | 121 | Sciences Faculty Administration | 3.93 | Meeting - Informal | 1 | Office Space Group | 119 | Informal Work Space |  | Adequate | 666.46 | NO
North Terrace_NT10-Darling_Ground Floor_G05 _ Corr. | NT-NT10-02-G05 | NT10-02-G05-Corr. | North Terrace | NT | NT10 | Darling | 02 | Ground Floor | G05 | 99939 | Unusable Spaces | 99939 | Unusable Spaces | 9.92 | Corr. | 8 | Non Useable Floor Area Space Group | 805 | Non-usable - Circulation space |  | Unknown | 0.00 | NO
North Terrace_NT10-Darling_Ground Floor_G06 _ Store | NT-NT10-02-G06 | NT10-02-G06-Store | North Terrace | NT | NT10 | Darling | 02 | Ground Floor | G06 | 121 | Sciences Faculty Office | 121 | Sciences Faculty Administration | 8.15 | Store | 4 | Ancillary Area Space Group | 419 | Ancillary Area - Store Room - Generic |  | Adequate | 1,216.24 | NO
North Terrace_NT10-Darling_Ground Floor_G07 _ Meeting | NT-NT10-02-G07 | NT10-02-G07-Meeting | North Terrace | NT | NT10 | Darling | 02 | Ground Floor | G07 | 121 | Sciences Faculty Office | 121 | Sciences Faculty Administration | 13.17 | Meeting | 6 | General Facility Space Group | 601 | General Facility - Committee/Conference/Meeting room |  | Adequate | 2,501.40 | NO
North Terrace_NT10-Darling_Ground Floor_G08 _ Utility / Workroom | NT-NT10-02-G08 | NT10-02-G08-Utility / Workroom | North Terrace | NT | NT10 | Darling | 02 | Ground Floor | G08 | 121 | Sciences Faculty Office | 121 | Sciences Faculty Administration | 32.68 | Utility / Workroom | 6 | General Facility Space Group | 603 | General Facility - Resource room |  | Adequate | 6,206.98 | NO
North Terrace_NT10-Darling_Ground Floor_G08A _ Office | NT-NT10-02-G08A | NT10-02-G08A-Office | North Terrace | NT | NT10 | Darling | 02 | Ground Floor | G08A | 121 | Sciences Faculty Office | 121 | Sciences Faculty Administration | 14.09 | Office | 1 | Office Space Group | 100 | Office - Specific type not defined |  | Adequate | 2,389.41 | NO
North Terrace_NT10-Darling_Ground Floor_G08B _ Office | NT-NT10-02-G08B | NT10-02-G08B-Office | North Terrace | NT | NT10 | Darling | 02 | Ground Floor | G08B | 121 | Sciences Faculty Office | 121 | Sciences Faculty Administration | 15.29 | Office | 1 | Office Space Group | 101 | Office - Academic Staff |  | Adequate | 2,592.91 | NO
North Terrace_NT10-Darling_Ground Floor_G08C _ Office | NT-NT10-02-G08C | NT10-02-G08C-Office | North Terrace | NT | NT10 | Darling | 02 | Ground Floor | G08C | 121 | Sciences Faculty Office | 121 | Sciences Faculty Administration | 4.5 | Office | 1 | Office Space Group | 101 | Office - Academic Staff |  | Adequate | 763.12 | NO
North Terrace_NT10-Darling_Ground Floor_G08C.01 _ Workstation | NT-NT10-02-G08C.01 | NT10-02-G08C.01-Workstation | North Terrace | NT | NT10 | Darling | 02 | Ground Floor | G08C.01 | 121 | Sciences Faculty Office | 121 | Sciences Faculty Administration | 3.06 | Workstation | 1 | Office Space Group | 101 | Office - Academic Staff |  | Adequate | 518.92 | NO
North Terrace_NT10-Darling_Ground Floor_G08C.02 _ Workstation | NT-NT10-02-G08C.02 | NT10-02-G08C.02-Workstation | North Terrace | NT | NT10 | Darling | 02 | Ground Floor | G08C.02 | 121 | Sciences Faculty Office | 121 | Sciences Faculty Administration | 2.77 | Workstation | 1 | Office Space Group | 101 | Office - Academic Staff |  | Adequate | 469.74 | NO
North Terrace_NT10-Darling_Ground Floor_G08C.03 _ Workstation | NT-NT10-02-G08C.03 | NT10-02-G08C.03-Workstation | North Terrace | NT | NT10 | Darling | 02 | Ground Floor | G08C.03 | 121 | Sciences Faculty Office | 121 | Sciences Faculty Administration | 2.77 | Workstation | 1 | Office Space Group | 101 | Office - Academic Staff |  | Adequate | 469.74 | NO
North Terrace_NT10-Darling_Ground Floor_G08D _ Office | NT-NT10-02-G08D | NT10-02-G08D-Office | North Terrace | NT | NT10 | Darling | 02 | Ground Floor | G08D | 121 | Sciences Faculty Office | 121 | Sciences Faculty Administration | 7.35 | Office | 1 | Office Space Group | 101 | Office - Academic Staff |  | Adequate | 1,246.43 | NO
North Terrace_NT10-Darling_Ground Floor_G08D.01 _ Workstation | NT-NT10-02-G08D.01 | NT10-02-G08D.01-Workstation | North Terrace | NT | NT10 | Darling | 02 | Ground Floor | G08D.01 | 121 | Sciences Faculty Office | 121 | Sciences Faculty Administration | 2.68 | Workstation | 1 | Office Space Group | 101 | Office - Academic Staff |  | Adequate | 454.48 | NO
North Terrace_NT10-Darling_Ground Floor_G08D.02 _ Workstation | NT-NT10-02-G08D.02 | NT10-02-G08D.02-Workstation | North Terrace | NT | NT10 | Darling | 02 | Ground Floor | G08D.02 | 121 | Sciences Faculty Office | 121 | Sciences Faculty Administration | 2.99 | Workstation | 1 | Office Space Group | 101 | Office - Academic Staff |  | Adequate | 507.05 | NO
North Terrace_NT10-Darling_Ground Floor_G08D.03 _ Workstation | NT-NT10-02-G08D.03 | NT10-02-G08D.03-Workstation | North Terrace | NT | NT10 | Darling | 02 | Ground Floor | G08D.03 | 121 | Sciences Faculty Office | 121 | Sciences Faculty Administration | 3.19 | Workstation | 1 | Office Space Group | 101 | Office - Academic Staff |  | Adequate | 540.97 | NO
North Terrace_NT10-Darling_Ground Floor_G08D.04 _ Workstation | NT-NT10-02-G08D.04 | NT10-02-G08D.04-Workstation | North Terrace | NT | NT10 | Darling | 02 | Ground Floor | G08D.04 | 121 | Sciences Faculty Office | 121 | Sciences Faculty Administration | 3.19 | Workstation | 1 | Office Space Group | 101 | Office - Academic Staff |  | Adequate | 540.97 | NO
North Terrace_NT10-Darling_Ground Floor_G08D.05 _ Workstation | NT-NT10-02-G08D.05 | NT10-02-G08D.05-Workstation | North Terrace | NT | NT10 | Darling | 02 | Ground Floor | G08D.05 | 121 | Sciences Faculty Office | 121 | Sciences Faculty Administration | 3.21 | Workstation | 1 | Office Space Group | 101 | Office - Academic Staff |  | Adequate | 544.36 | NO
North Terrace_NT10-Darling_Ground Floor_G08E _ Tea Room | NT-NT10-02-G08E | NT10-02-G08E-Tea Room | North Terrace | NT | NT10 | Darling | 02 | Ground Floor | G08E | 121 | Sciences Faculty Office | 121 | Sciences Faculty Administration | 7.49 | Tea Room | 6 | General Facility Space Group | 608 | General Facility - Kitchen/Servery/Food Storage |  | Adequate | 1,422.59 | NO
North Terrace_NT10-Darling_Ground Floor_G08F _ Office | NT-NT10-02-G08F | NT10-02-G08F-Office | North Terrace | NT | NT10 | Darling | 02 | Ground Floor | G08F | 121 | Sciences Faculty Office | 121 | Sciences Faculty Administration | 11.86 | Office | 1 | Office Space Group | 101 | Office - Academic Staff |  | Adequate | 2,011.24 | NO
North Terrace_NT10-Darling_Ground Floor_G08G _ Office | NT-NT10-02-G08G | NT10-02-G08G-Office | North Terrace | NT | NT10 | Darling | 02 | Ground Floor | G08G | 121 | Sciences Faculty Office | 121 | Sciences Faculty Administration | 11.38 | Office | 1 | Office Space Group | 101 | Office - Academic Staff |  | Adequate | 1,929.84 | NO
North Terrace_NT10-Darling_Ground Floor_G08H _ Office | NT-NT10-02-G08H | NT10-02-G08H-Office | North Terrace | NT | NT10 | Darling | 02 | Ground Floor | G08H | 121 | Sciences Faculty Office | 121 | Sciences Faculty Administration | 11.69 | Office | 1 | Office Space Group | 101 | Office - Academic Staff |  | Adequate | 1,982.42 | NO
North Terrace_NT10-Darling_Ground Floor_G09 _ Store | NT-NT10-02-G09 | NT10-02-G09-Store | North Terrace | NT | NT10 | Darling | 02 | Ground Floor | G09 | 121 | Sciences Faculty Office | 121 | Sciences Faculty Administration | 9.47 | Store | 4 | Ancillary Area Space Group | 419 | Ancillary Area - Store Room - Generic |  | Adequate | 1,413.23 | NO
North Terrace_NT10-Darling_Ground Floor_G10 _ Store | NT-NT10-02-G10 | NT10-02-G10-Store | North Terrace | NT | NT10 | Darling | 02 | Ground Floor | G10 | 121 | Sciences Faculty Office | 121 | Sciences Faculty Administration | 17.74 | Store | 4 | Ancillary Area Space Group | 419 | Ancillary Area - Store Room - Generic |  | Adequate | 2,647.38 | NO
North Terrace_NT10-Darling_Ground Floor_G100 _ Constant Temp Room | NT-NT10-02-G100 | NT10-02-G100-Constant Temp Room | North Terrace | NT | NT10 | Darling | 02 | Ground Floor | G100 | 285 | School of Biological Sciences | 285 | School of Biological Sciences | 11.52 | Constant Temp Room | 4 | Ancillary Area Space Group | 405 | Ancillary Area - Constant Temperature/ Freezer/Cold/Warm Rooms |  | Adequate | 1,719.16 | NO
North Terrace_NT10-Darling_Ground Floor_G100A _ Service Zone (NUFA) | NT-NT10-02-G100A | NT10-02-G100A-Service Zone (NUFA) | North Terrace | NT | NT10 | Darling | 02 | Ground Floor | G100A | 99939 | Unusable Spaces | 99939 | Unusable Spaces | 104.13 | Service Zone (NUFA) | 8 | Non Useable Floor Area Space Group | 811 | Non-usable - Plant room other |  | Unknown | 0.00 | NO
North Terrace_NT10-Darling_Ground Floor_G11.01 _ Workstation | NT-NT10-02-G11.01 | NT10-02-G11.01-Workstation | North Terrace | NT | NT10 | Darling | 02 | Ground Floor | G11.01 | 121 | Sciences Faculty Office | 121 | Sciences Faculty Administration | 4.31 | Workstation | 1 | Office Space Group | 101 | Office - Academic Staff |  | Adequate | 730.90 | NO
North Terrace_NT10-Darling_Ground Floor_G11.02 _ Workstation | NT-NT10-02-G11.02 | NT10-02-G11.02-Workstation | North Terrace | NT | NT10 | Darling | 02 | Ground Floor | G11.02 | 121 | Sciences Faculty Office | 121 | Sciences Faculty Administration | 4.11 | Workstation | 1 | Office Space Group | 101 | Office - Academic Staff |  | Adequate | 696.98 | NO
North Terrace_NT10-Darling_Ground Floor_G11.03 _ Workstation | NT-NT10-02-G11.03 | NT10-02-G11.03-Workstation | North Terrace | NT | NT10 | Darling | 02 | Ground Floor | G11.03 | 121 | Sciences Faculty Office | 121 | Sciences Faculty Administration | 4.11 | Workstation | 1 | Office Space Group | 101 | Office - Academic Staff |  | Adequate | 696.98 | NO
North Terrace_NT10-Darling_Ground Floor_G11.04 _ Workstation | NT-NT10-02-G11.04 | NT10-02-G11.04-Workstation | North Terrace | NT | NT10 | Darling | 02 | Ground Floor | G11.04 | 121 | Sciences Faculty Office | 121 | Sciences Faculty Administration | 3.8 | Workstation | 1 | Office Space Group | 101 | Office - Academic Staff |  | Adequate | 644.41 | NO
North Terrace_NT10-Darling_Ground Floor_G11.05 _ Workstation | NT-NT10-02-G11.05 | NT10-02-G11.05-Workstation | North Terrace | NT | NT10 | Darling | 02 | Ground Floor | G11.05 | 121 | Sciences Faculty Office | 121 | Sciences Faculty Administration | 3.26 | Workstation | 1 | Office Space Group | 101 | Office - Academic Staff |  | Adequate | 552.84 | NO
North Terrace_NT10-Darling_Ground Floor_G11.06 _ Workstation | NT-NT10-02-G11.06 | NT10-02-G11.06-Workstation | North Terrace | NT | NT10 | Darling | 02 | Ground Floor | G11.06 | 121 | Sciences Faculty Office | 121 | Sciences Faculty Administration | 4.66 | Workstation | 1 | Office Space Group | 101 | Office - Academic Staff |  | Adequate | 790.25 | NO
North Terrace_NT10-Darling_Ground Floor_G12 _ Office - Staff | NT-NT10-02-G12 | NT10-02-G12-Office - Staff | North Terrace | NT | NT10 | Darling | 02 | Ground Floor | G12 | 285 | School of Biological Sciences | 285 | School of Biological Sciences | 25.08 | Office - Staff | 1 | Office Space Group | 101 | Office - Academic Staff |  | Adequate | 4,253.12 | NO
North Terrace_NT10-Darling_Ground Floor_G13 _ Store | NT-NT10-02-G13 | NT10-02-G13-Store | North Terrace | NT | NT10 | Darling | 02 | Ground Floor | G13 | 285 | School of Biological Sciences | 285 | School of Biological Sciences | 17.74 | Store | 4 | Ancillary Area Space Group | 404 | Ancillary Area - Animal Holding |  | Adequate | 2,647.38 | NO
North Terrace_NT10-Darling_Ground Floor_G14 _ Store | NT-NT10-02-G14 | NT10-02-G14-Store | North Terrace | NT | NT10 | Darling | 02 | Ground Floor | G14 | 285 | School of Biological Sciences | 285 | School of Biological Sciences | 5.85 | Store | 4 | Ancillary Area Space Group | 419 | Ancillary Area - Store Room - Generic |  | Adequate | 873.01 | NO
North Terrace_NT10-Darling_Ground Floor_G15 _ Research Laboratory | NT-NT10-02-G15 | NT10-02-G15-Research Laboratory | North Terrace | NT | NT10 | Darling | 02 | Ground Floor | G15 | 285 | School of Biological Sciences | 285 | School of Biological Sciences | 46.24 | Research Laboratory | 3 | Specialist Teaching or Research Space Group | 312 | Laboratory - Research Only |  | Adequate | 10,429.17 | NO
North Terrace_NT10-Darling_Ground Floor_G15A _ Auto Montage Room | NT-NT10-02-G15A | NT10-02-G15A-Auto Montage Room | North Terrace | NT | NT10 | Darling | 02 | Ground Floor | G15A | 285 | School of Biological Sciences | 285 | School of Biological Sciences | 9.89 | Auto Montage Room | 4 | Ancillary Area Space Group | 401 | Ancillary Area - Laboratory Service and Preparation |  | Adequate | 1,475.91 | NO
North Terrace_NT10-Darling_Ground Floor_G15B _ Laboratory Annexe | NT-NT10-02-G15B | NT10-02-G15B-Laboratory Annexe | North Terrace | NT | NT10 | Darling | 02 | Ground Floor | G15B | 285 | School of Biological Sciences | 285 | School of Biological Sciences | 11.15 | Laboratory Annexe | 4 | Ancillary Area Space Group | 401 | Ancillary Area - Laboratory Service and Preparation |  | Adequate | 1,663.94 | NO
North Terrace_NT10-Darling_Ground Floor_G15D _ Office - Staff | NT-NT10-02-G15D | NT10-02-G15D-Office - Staff | North Terrace | NT | NT10 | Darling | 02 | Ground Floor | G15D | 285 | School of Biological Sciences | 285 | School of Biological Sciences | 11.94 | Office - Staff | 1 | Office Space Group | 101 | Office - Academic Staff |  | Adequate | 2,024.81 | NO
North Terrace_NT10-Darling_Ground Floor_G16 _ Office - Student | NT-NT10-02-G16 | NT10-02-G16-Office - Student | North Terrace | NT | NT10 | Darling | 02 | Ground Floor | G16 | 285 | School of Biological Sciences | 285 | School of Biological Sciences | 23.13 | Office - Student | 1 | Office Space Group | 103 | Office - Research Students |  | Adequate | 3,922.43 | NO
North Terrace_NT10-Darling_Ground Floor_G17 _ Office - Student | NT-NT10-02-G17 | NT10-02-G17-Office - Student | North Terrace | NT | NT10 | Darling | 02 | Ground Floor | G17 | 285 | School of Biological Sciences | 285 | School of Biological Sciences | 17.17 | Office - Student | 1 | Office Space Group | 103 | Office - Research Students |  | Adequate | 2,911.73 | NO
North Terrace_NT10-Darling_Ground Floor_G18 _ Research Laboratory | NT-NT10-02-G18 | NT10-02-G18-Research Laboratory | North Terrace | NT | NT10 | Darling | 02 | Ground Floor | G18 | 285 | School of Biological Sciences | 285 | School of Biological Sciences | 18.61 | Research Laboratory | 3 | Specialist Teaching or Research Space Group | 312 | Laboratory - Research Only |  | Adequate | 4,197.38 | NO
North Terrace_NT10-Darling_Ground Floor_G19 _ Switch Room | NT-NT10-02-G19 | NT10-02-G19-Switch Room | North Terrace | NT | NT10 | Darling | 02 | Ground Floor | G19 | 99939 | Unusable Spaces | 99939 | Unusable Spaces | 6.49 | Switch Room | 8 | Non Useable Floor Area Space Group | 815 | Non-usable - Switch room |  | Adequate | 0.00 | NO
North Terrace_NT10-Darling_Ground Floor_G20 _ Autoclave | NT-NT10-02-G20 | NT10-02-G20-Autoclave | North Terrace | NT | NT10 | Darling | 02 | Ground Floor | G20 | 285 | School of Biological Sciences | 285 | School of Biological Sciences | 11.15 | Autoclave | 4 | Ancillary Area Space Group | 401 | Ancillary Area - Laboratory Service and Preparation |  | Adequate | 1,663.94 | NO
North Terrace_NT10-Darling_Ground Floor_G21 _ Office | NT-NT10-02-G21 | NT10-02-G21-Office | North Terrace | NT | NT10 | Darling | 02 | Ground Floor | G21 | 285 | School of Biological Sciences | 285 | School of Biological Sciences | 34.96 | Office | 1 | Office Space Group | 103 | Office - Research Students |  | Adequate | 5,928.59 | NO
North Terrace_NT10-Darling_Ground Floor_G22 _ Animal Holding Room | NT-NT10-02-G22 | NT10-02-G22-Animal Holding Room | North Terrace | NT | NT10 | Darling | 02 | Ground Floor | G22 | 99939 | Unusable Spaces | 99939 | Unusable Spaces | 13.46 | Animal Holding Room | 4 | Ancillary Area Space Group | 404 | Ancillary Area - Animal Holding |  | Unknown | 0.00 | NO
North Terrace_NT10-Darling_Ground Floor_G22A _ Animal Holding Room | NT-NT10-02-G22A | NT10-02-G22A-Animal Holding Room | North Terrace | NT | NT10 | Darling | 02 | Ground Floor | G22A | 285 | School of Biological Sciences | 285 | School of Biological Sciences | 8.05 | Animal Holding Room | 4 | Ancillary Area Space Group | 404 | Ancillary Area - Animal Holding |  | Adequate | 1,201.32 | NO
North Terrace_NT10-Darling_Ground Floor_G22B _ Research Laboratory | NT-NT10-02-G22B | NT10-02-G22B-Research Laboratory | North Terrace | NT | NT10 | Darling | 02 | Ground Floor | G22B | 285 | School of Biological Sciences | 285 | School of Biological Sciences | 16.66 | Research Laboratory | 3 | Specialist Teaching or Research Space Group | 312 | Laboratory - Research Only |  | Adequate | 3,757.57 | NO
North Terrace_NT10-Darling_Ground Floor_G23 _ Animal Holding Room | NT-NT10-02-G23 | NT10-02-G23-Animal Holding Room | North Terrace | NT | NT10 | Darling | 02 | Ground Floor | G23 | 285 | School of Biological Sciences | 285 | School of Biological Sciences | 8.45 | Animal Holding Room | 4 | Ancillary Area Space Group | 404 | Ancillary Area - Animal Holding |  | Adequate | 1,261.01 | NO
North Terrace_NT10-Darling_Ground Floor_G23A _ Animal Holding Room | NT-NT10-02-G23A | NT10-02-G23A-Animal Holding Room | North Terrace | NT | NT10 | Darling | 02 | Ground Floor | G23A | 285 | School of Biological Sciences | 285 | School of Biological Sciences | 9.93 | Animal Holding Room | 4 | Ancillary Area Space Group | 404 | Ancillary Area - Animal Holding |  | Adequate | 1,481.88 | NO
North Terrace_NT10-Darling_Ground Floor_G23B _ Animal Holding Room | NT-NT10-02-G23B | NT10-02-G23B-Animal Holding Room | North Terrace | NT | NT10 | Darling | 02 | Ground Floor | G23B | 285 | School of Biological Sciences | 285 | School of Biological Sciences | 9.93 | Animal Holding Room | 4 | Ancillary Area Space Group | 404 | Ancillary Area - Animal Holding |  | Adequate | 1,481.88 | NO
North Terrace_NT10-Darling_Ground Floor_G24 _ A/L | NT-NT10-02-G24 | NT10-02-G24-A/L | North Terrace | NT | NT10 | Darling | 02 | Ground Floor | G24 | 99939 | Unusable Spaces | 99939 | Unusable Spaces | 10.25 | A/L | 8 | Non Useable Floor Area Space Group | 822 | Non-usable - Toilets/Amenities - Unisex |  | Unknown | 0.00 | NO
North Terrace_NT10-Darling_Ground Floor_G24A _ WC / Shower - M | NT-NT10-02-G24A | NT10-02-G24A-WC / Shower - M | North Terrace | NT | NT10 | Darling | 02 | Ground Floor | G24A | 99939 | Unusable Spaces | 99939 | Unusable Spaces | 10.72 | WC / Shower - M | 8 | Non Useable Floor Area Space Group | 821 | Non-usable - Toilets/Amenities - Male |  | Unknown | 0.00 | NO
North Terrace_NT10-Darling_Ground Floor_G25 _ Mail Room | NT-NT10-02-G25 | NT10-02-G25-Mail Room | North Terrace | NT | NT10 | Darling | 02 | Ground Floor | G25 | 285 | School of Biological Sciences | 285 | School of Biological Sciences | 17.24 | Mail Room | 4 | Ancillary Area Space Group | 408 | Ancillary Area - Mail Room/ Goods Receipt/Despatch |  | Adequate | 2,572.76 | NO
North Terrace_NT10-Darling_Ground Floor_G25A _ Lift Motor Room | NT-NT10-02-G25A | NT10-02-G25A-Lift Motor Room | North Terrace | NT | NT10 | Darling | 02 | Ground Floor | G25A | 99939 | Unusable Spaces | 99939 | Unusable Spaces | 4.81 | Lift Motor Room | 8 | Non Useable Floor Area Space Group | 809 | Non-usable - Lift motor room |  | Unknown | 0.00 | NO
North Terrace_NT10-Darling_Ground Floor_G25C _ Corr. | NT-NT10-02-G25C | NT10-02-G25C-Corr. | North Terrace | NT | NT10 | Darling | 02 | Ground Floor | G25C | 99939 | Unusable Spaces | 99939 | Unusable Spaces | 2.61 | Corr. | 8 | Non Useable Floor Area Space Group | 805 | Non-usable - Circulation space |  | Unknown | 0.00 | NO
North Terrace_NT10-Darling_Ground Floor_G25D _ WC - U - Access (LH) | NT-NT10-02-G25D | NT10-02-G25D-WC - U - Access (LH) | North Terrace | NT | NT10 | Darling | 02 | Ground Floor | G25D | 99939 | Unusable Spaces | 99939 | Unusable Spaces | 4.83 | WC - U - Access (LH) | 8 | Non Useable Floor Area Space Group | 818 | Non-usable - Toilets/Amenities - Unisex Accessible |  | Unknown | 0.00 | NO
North Terrace_NT10-Darling_Ground Floor_G26 _ Comms - Main | NT-NT10-02-G26 | NT10-02-G26-Comms - Main | North Terrace | NT | NT10 | Darling | 02 | Ground Floor | G26 | 850 | ITDS Branch Central Costs | 869 | Information Technology and Digital Services | 8.39 | Comms - Main | 8 | Non Useable Floor Area Space Group | 812 | Non-usable - Comms/network system/Telephone/PABX |  | Adequate | 0.00 | NO
North Terrace_NT10-Darling_Ground Floor_M17 _ Cold Room Machinery | NT-NT10-02-M17 | NT10-02-M17-Cold Room Machinery | North Terrace | NT | NT10 | Darling | 02 | Ground Floor | M17 | 99946 | Vacant not occupiable | 99939 | Unusable Spaces | 8.16 | Cold Room Machinery | 4 | Ancillary Area Space Group | 405 | Ancillary Area - Constant Temperature/ Freezer/Cold/Warm Rooms |  | Unknown | 0.00 | NO
North Terrace_NT10-Darling_Ground Floor_M18 _ Plantroom | NT-NT10-02-M18 | NT10-02-M18-Plantroom | North Terrace | NT | NT10 | Darling | 02 | Ground Floor | M18 | 99939 | Unusable Spaces | 99939 | Unusable Spaces | 6.46 | Plantroom | 8 | Non Useable Floor Area Space Group | 811 | Non-usable - Plant room other |  | Unknown | 0.00 | NO
North Terrace_NT10-Darling_Ground Floor_M19 _ Plantroom - AHU | NT-NT10-02-M19 | NT10-02-M19-Plantroom - AHU | North Terrace | NT | NT10 | Darling | 02 | Ground Floor | M19 | 99946 | Vacant not occupiable | 99939 | Unusable Spaces | 10.2 | Plantroom - AHU | 8 | Non Useable Floor Area Space Group | 810 | Non-usable - Mechanical plant room |  | Unknown | 0.00 | NO
North Terrace_NT10-Darling_Ground Floor_M21 _ Plantroom - AHU | NT-NT10-02-M21 | NT10-02-M21-Plantroom - AHU | North Terrace | NT | NT10 | Darling | 02 | Ground Floor | M21 | 99946 | Vacant not occupiable | 99939 | Unusable Spaces | 26.55 | Plantroom - AHU | 8 | Non Useable Floor Area Space Group | 810 | Non-usable - Mechanical plant room |  | Unknown | 0.00 | NO
North Terrace_NT10-Darling_Ground Floor_M21A _ A/L | NT-NT10-02-M21A | NT10-02-M21A-A/L | North Terrace | NT | NT10 | Darling | 02 | Ground Floor | M21A | 99939 | Unusable Spaces | 99939 | Unusable Spaces | 2.89 | A/L | 8 | Non Useable Floor Area Space Group | 822 | Non-usable - Toilets/Amenities - Unisex |  | Unknown | 0.00 | NO
North Terrace_NT10-Darling_Ground Floor_M22 _ Plantroom | NT-NT10-02-M22 | NT10-02-M22-Plantroom | North Terrace | NT | NT10 | Darling | 02 | Ground Floor | M22 | 99939 | Unusable Spaces | 99939 | Unusable Spaces | 10.14 | Plantroom | 8 | Non Useable Floor Area Space Group | 811 | Non-usable - Plant room other |  | Unknown | 0.00 | NO
North Terrace_NT10-Darling_Ground Floor_M22A _ Plantroom | NT-NT10-02-M22A | NT10-02-M22A-Plantroom | North Terrace | NT | NT10 | Darling | 02 | Ground Floor | M22A | 99939 | Unusable Spaces | 99939 | Unusable Spaces | 10.33 | Plantroom | 8 | Non Useable Floor Area Space Group | 811 | Non-usable - Plant room other |  | Unknown | 0.00 | NO
North Terrace_NT10-Darling_First Floor_101 _ Corr. | NT-NT10-03-101 | NT10-03-101-Corr. | North Terrace | NT | NT10 | Darling | 03 | First Floor | 101 | 99939 | Unusable Spaces | 99939 | Unusable Spaces | 48.07 | Corr. | 8 | Non Useable Floor Area Space Group | 805 | Non-usable - Circulation space |  | Unknown | 0.00 | NO
North Terrace_NT10-Darling_First Floor_101A _ Stair | NT-NT10-03-101A | NT10-03-101A-Stair | North Terrace | NT | NT10 | Darling | 03 | First Floor | 101A | 99939 | Unusable Spaces | 99939 | Unusable Spaces | 16.18 | Stair | 8 | Non Useable Floor Area Space Group | 805 | Non-usable - Circulation space |  | Unknown | 0.00 | NO
North Terrace_NT10-Darling_First Floor_101B _ Corr. | NT-NT10-03-101B | NT10-03-101B-Corr. | North Terrace | NT | NT10 | Darling | 03 | First Floor | 101B | 99939 | Unusable Spaces | 99939 | Unusable Spaces | 29.5 | Corr. | 8 | Non Useable Floor Area Space Group | 805 | Non-usable - Circulation space |  | Unknown | 0.00 | NO
North Terrace_NT10-Darling_First Floor_101C _ Corr. | NT-NT10-03-101C | NT10-03-101C-Corr. | North Terrace | NT | NT10 | Darling | 03 | First Floor | 101C | 99939 | Unusable Spaces | 99939 | Unusable Spaces | 12.85 | Corr. | 8 | Non Useable Floor Area Space Group | 805 | Non-usable - Circulation space |  | Unknown | 0.00 | NO
North Terrace_NT10-Darling_First Floor_101D _ Switch Room | NT-NT10-03-101D | NT10-03-101D-Switch Room | North Terrace | NT | NT10 | Darling | 03 | First Floor | 101D | 99939 | Unusable Spaces | 99939 | Unusable Spaces | 1.47 | Switch Room | 8 | Non Useable Floor Area Space Group | 815 | Non-usable - Switch room |  | Unknown | 0.00 | NO
North Terrace_NT10-Darling_First Floor_101E _ Corr. | NT-NT10-03-101E | NT10-03-101E-Corr. | North Terrace | NT | NT10 | Darling | 03 | First Floor | 101E | 99939 | Unusable Spaces | 99939 | Unusable Spaces | 28.75 | Corr. | 8 | Non Useable Floor Area Space Group | 805 | Non-usable - Circulation space |  | Unknown | 0.00 | NO
North Terrace_NT10-Darling_First Floor_101F _ Corr. | NT-NT10-03-101F | NT10-03-101F-Corr. | North Terrace | NT | NT10 | Darling | 03 | First Floor | 101F | 99939 | Unusable Spaces | 99939 | Unusable Spaces | 6.71 | Corr. | 8 | Non Useable Floor Area Space Group | 805 | Non-usable - Circulation space |  | Unknown | 0.00 | NO
North Terrace_NT10-Darling_First Floor_101G _ Corr. | NT-NT10-03-101G | NT10-03-101G-Corr. | North Terrace | NT | NT10 | Darling | 03 | First Floor | 101G | 99939 | Unusable Spaces | 99939 | Unusable Spaces | 20.76 | Corr. | 8 | Non Useable Floor Area Space Group | 805 | Non-usable - Circulation space |  | Unknown | 0.00 | NO
North Terrace_NT10-Darling_First Floor_101M _ Lift | NT-NT10-03-101M | NT10-03-101M-Lift | North Terrace | NT | NT10 | Darling | 03 | First Floor | 101M | 99939 | Unusable Spaces | 99939 | Unusable Spaces | 1.54 | Lift | 8 | Non Useable Floor Area Space Group | 838 | Non-usable - Lift |  | Unknown | 0.00 | NO
North Terrace_NT10-Darling_First Floor_102 _ Research Laboratory (RRS) | NT-NT10-03-102 | NT10-03-102-Research Laboratory (RRS) | North Terrace | NT | NT10 | Darling | 03 | First Floor | 102 | 285 | School of Biological Sciences | 285 | School of Biological Sciences | 42.5 | Research Laboratory (RRS) | 3 | Specialist Teaching or Research Space Group | 312 | Laboratory - Research Only |  | Adequate | 9,585.63 | NO
North Terrace_NT10-Darling_First Floor_103 _ Office - Staff | NT-NT10-03-103 | NT10-03-103-Office - Staff | North Terrace | NT | NT10 | Darling | 03 | First Floor | 103 | 285 | School of Biological Sciences | 285 | School of Biological Sciences | 14.56 | Office - Staff | 1 | Office Space Group | 101 | Office - Academic Staff |  | Adequate | 2,469.12 | NO
North Terrace_NT10-Darling_First Floor_104 _ Office - Post Grad. | NT-NT10-03-104 | NT10-03-104-Office - Post Grad. | North Terrace | NT | NT10 | Darling | 03 | First Floor | 104 | 285 | School of Biological Sciences | 285 | School of Biological Sciences | 50.49 | Office - Post Grad. | 1 | Office Space Group | 103 | Office - Research Students |  | Adequate | 8,562.20 | NO
North Terrace_NT10-Darling_First Floor_105 _ Office - Marine Honours Students | NT-NT10-03-105 | NT10-03-105-Office - Marine Honours Students | North Terrace | NT | NT10 | Darling | 03 | First Floor | 105 | 285 | School of Biological Sciences | 285 | School of Biological Sciences | 19.64 | Office - Marine Honours Students | 1 | Office Space Group | 103 | Office - Research Students |  | Adequate | 3,330.59 | NO
North Terrace_NT10-Darling_First Floor_106 _ Const.Temp. Room | NT-NT10-03-106 | NT10-03-106-Const.Temp. Room | North Terrace | NT | NT10 | Darling | 03 | First Floor | 106 | 285 | School of Biological Sciences | 285 | School of Biological Sciences | 4.83 | Const.Temp. Room | 4 | Ancillary Area Space Group | 405 | Ancillary Area - Constant Temperature/ Freezer/Cold/Warm Rooms |  | Adequate | 720.79 | NO
North Terrace_NT10-Darling_First Floor_106A _ Const.Temp. Room | NT-NT10-03-106A | NT10-03-106A-Const.Temp. Room | North Terrace | NT | NT10 | Darling | 03 | First Floor | 106A | 285 | School of Biological Sciences | 285 | School of Biological Sciences | 5.25 | Const.Temp. Room | 4 | Ancillary Area Space Group | 405 | Ancillary Area - Constant Temperature/ Freezer/Cold/Warm Rooms |  | Adequate | 783.47 | NO
North Terrace_NT10-Darling_First Floor_107 _ Office | NT-NT10-03-107 | NT10-03-107-Office | North Terrace | NT | NT10 | Darling | 03 | First Floor | 107 | 285 | School of Biological Sciences | 285 | School of Biological Sciences | 12.82 | Office | 1 | Office Space Group | 101 | Office - Academic Staff |  | Adequate | 2,174.04 | NO
North Terrace_NT10-Darling_First Floor_108 _ Research Laboratory (RRS) | NT-NT10-03-108 | NT10-03-108-Research Laboratory (RRS) | North Terrace | NT | NT10 | Darling | 03 | First Floor | 108 | 285 | School of Biological Sciences | 285 | School of Biological Sciences | 42.36 | Research Laboratory (RRS) | 3 | Specialist Teaching or Research Space Group | 312 | Laboratory - Research Only |  | Adequate | 9,554.05 | NO
North Terrace_NT10-Darling_First Floor_109 _ Research Laboratory (RRS) | NT-NT10-03-109 | NT10-03-109-Research Laboratory (RRS) | North Terrace | NT | NT10 | Darling | 03 | First Floor | 109 | 285 | School of Biological Sciences | 285 | School of Biological Sciences | 45.35 | Research Laboratory (RRS) | 3 | Specialist Teaching or Research Space Group | 312 | Laboratory - Research Only |  | Adequate | 10,228.43 | NO
North Terrace_NT10-Darling_First Floor_110 _ Research Laboratory | NT-NT10-03-110 | NT10-03-110-Research Laboratory | North Terrace | NT | NT10 | Darling | 03 | First Floor | 110 | 285 | School of Biological Sciences | 285 | School of Biological Sciences | 42.24 | Research Laboratory | 3 | Specialist Teaching or Research Space Group | 312 | Laboratory - Research Only |  | Adequate | 9,526.99 | NO
North Terrace_NT10-Darling_First Floor_111 _ Office | NT-NT10-03-111 | NT10-03-111-Office | North Terrace | NT | NT10 | Darling | 03 | First Floor | 111 | 285 | School of Biological Sciences | 285 | School of Biological Sciences | 15.32 | Office | 1 | Office Space Group | 101 | Office - Academic Staff |  | Adequate | 2,598.00 | NO
North Terrace_NT10-Darling_First Floor_112 _ Office - Staff | NT-NT10-03-112 | NT10-03-112-Office - Staff | North Terrace | NT | NT10 | Darling | 03 | First Floor | 112 | 285 | School of Biological Sciences | 285 | School of Biological Sciences | 16.69 | Office - Staff | 1 | Office Space Group | 102 | Office - Research Staff |  | Adequate | 2,830.33 | NO
North Terrace_NT10-Darling_First Floor_113 _ Equipment Room | NT-NT10-03-113 | NT10-03-113-Equipment Room | North Terrace | NT | NT10 | Darling | 03 | First Floor | 113 | 285 | School of Biological Sciences | 285 | School of Biological Sciences | 10.85 | Equipment Room | 4 | Ancillary Area Space Group | 401 | Ancillary Area - Laboratory Service and Preparation |  | Adequate | 1,619.17 | NO
North Terrace_NT10-Darling_First Floor_114 _ Central Services Unit | NT-NT10-03-114 | NT10-03-114-Central Services Unit | North Terrace | NT | NT10 | Darling | 03 | First Floor | 114 | 285 | School of Biological Sciences | 285 | School of Biological Sciences | 35.39 | Central Services Unit | 3 | Specialist Teaching or Research Space Group | 312 | Laboratory - Research Only |  | Adequate | 7,982.01 | NO
North Terrace_NT10-Darling_First Floor_114A _ Cold Room | NT-NT10-03-114A | NT10-03-114A-Cold Room | North Terrace | NT | NT10 | Darling | 03 | First Floor | 114A | 285 | School of Biological Sciences | 285 | School of Biological Sciences | 19.08 | Cold Room | 4 | Ancillary Area Space Group | 405 | Ancillary Area - Constant Temperature/ Freezer/Cold/Warm Rooms |  | Adequate | 2,847.35 | NO
North Terrace_NT10-Darling_First Floor_114B _ Freezer Room | NT-NT10-03-114B | NT10-03-114B-Freezer Room | North Terrace | NT | NT10 | Darling | 03 | First Floor | 114B | 285 | School of Biological Sciences | 285 | School of Biological Sciences | 9.95 | Freezer Room | 4 | Ancillary Area Space Group | 405 | Ancillary Area - Constant Temperature/ Freezer/Cold/Warm Rooms |  | Adequate | 1,484.86 | NO
North Terrace_NT10-Darling_First Floor_114C _ Media Prep | NT-NT10-03-114C | NT10-03-114C-Media Prep | North Terrace | NT | NT10 | Darling | 03 | First Floor | 114C | 285 | School of Biological Sciences | 285 | School of Biological Sciences | 9.15 | Media Prep | 4 | Ancillary Area Space Group | 401 | Ancillary Area - Laboratory Service and Preparation |  | Adequate | 1,365.48 | NO
North Terrace_NT10-Darling_First Floor_114D _ room - above 114a & b | NT-NT10-03-114D | NT10-03-114D-room - above 114a & b | North Terrace | NT | NT10 | Darling | 03 | First Floor | 114D | 99946 | Vacant not occupiable | 99939 | Unusable Spaces | 17.78 | room - above 114a & b | 8 | Non Useable Floor Area Space Group | 800 | Non-usable - Specific type not defined |  | Unknown | 0.00 | NO
North Terrace_NT10-Darling_First Floor_114E _ rooms - above 114a/b | NT-NT10-03-114E | NT10-03-114E-rooms - above 114a/b | North Terrace | NT | NT10 | Darling | 03 | First Floor | 114E | 99946 | Vacant not occupiable | 99939 | Unusable Spaces | 12.5 | rooms - above 114a/b | 3 | Specialist Teaching or Research Space Group | 300 | Laboratory - Specialist teaching and research - type not defined |  | Unknown | 0.00 | NO
North Terrace_NT10-Darling_First Floor_115 _ Office - Post Grad. | NT-NT10-03-115 | NT10-03-115-Office - Post Grad. | North Terrace | NT | NT10 | Darling | 03 | First Floor | 115 | 285 | School of Biological Sciences | 285 | School of Biological Sciences | 26.53 | Office - Post Grad. | 1 | Office Space Group | 103 | Office - Research Students |  | Adequate | 4,499.01 | NO
North Terrace_NT10-Darling_First Floor_115A _ Store | NT-NT10-03-115A | NT10-03-115A-Store | North Terrace | NT | NT10 | Darling | 03 | First Floor | 115A | 285 | School of Biological Sciences | 285 | School of Biological Sciences | 18.25 | Store | 4 | Ancillary Area Space Group | 419 | Ancillary Area - Store Room - Generic |  | Adequate | 2,723.49 | NO
North Terrace_NT10-Darling_First Floor_115B _ room - above 115a | NT-NT10-03-115B | NT10-03-115B-room - above 115a | North Terrace | NT | NT10 | Darling | 03 | First Floor | 115B | 99946 | Vacant not occupiable | 99939 | Unusable Spaces | 18.25 | room - above 115a | 8 | Non Useable Floor Area Space Group | 811 | Non-usable - Plant room other |  | Unknown | 0.00 | NO
North Terrace_NT10-Darling_First Floor_116 _ Store | NT-NT10-03-116 | NT10-03-116-Store | North Terrace | NT | NT10 | Darling | 03 | First Floor | 116 | 99939 | Unusable Spaces | 99939 | Unusable Spaces | 6.33 | Store | 4 | Ancillary Area Space Group | 419 | Ancillary Area - Store Room - Generic |  | Unknown | 0.00 | NO
North Terrace_NT10-Darling_First Floor_117 _ Office - Staff | NT-NT10-03-117 | NT10-03-117-Office - Staff | North Terrace | NT | NT10 | Darling | 03 | First Floor | 117 | 285 | School of Biological Sciences | 285 | School of Biological Sciences | 18.37 | Office - Staff | 1 | Office Space Group | 101 | Office - Academic Staff |  | Adequate | 3,115.22 | NO
North Terrace_NT10-Darling_First Floor_118 _ Office - Staff | NT-NT10-03-118 | NT10-03-118-Office - Staff | North Terrace | NT | NT10 | Darling | 03 | First Floor | 118 | 285 | School of Biological Sciences | 285 | School of Biological Sciences | 11.38 | Office - Staff | 1 | Office Space Group | 101 | Office - Academic Staff |  | Adequate | 1,929.84 | NO
North Terrace_NT10-Darling_First Floor_119 _ Marine Ecology Laborotory | NT-NT10-03-119 | NT10-03-119-Marine Ecology Laborotory | North Terrace | NT | NT10 | Darling | 03 | First Floor | 119 | 285 | School of Biological Sciences | 285 | School of Biological Sciences | 42.32 | Marine Ecology Laborotory | 3 | Specialist Teaching or Research Space Group | 312 | Laboratory - Research Only |  | Adequate | 9,545.03 | NO
North Terrace_NT10-Darling_First Floor_120 _ Store / Lab Prep | NT-NT10-03-120 | NT10-03-120-Store / Lab Prep | North Terrace | NT | NT10 | Darling | 03 | First Floor | 120 | 285 | School of Biological Sciences | 285 | School of Biological Sciences | 37.84 | Store / Lab Prep | 4 | Ancillary Area Space Group | 401 | Ancillary Area - Laboratory Service and Preparation |  | Adequate | 5,646.95 | NO
North Terrace_NT10-Darling_First Floor_120A _ Office | NT-NT10-03-120A | NT10-03-120A-Office | North Terrace | NT | NT10 | Darling | 03 | First Floor | 120A | 285 | School of Biological Sciences | 285 | School of Biological Sciences | 10.84 | Office | 1 | Office Space Group | 101 | Office - Academic Staff |  | Adequate | 1,838.27 | NO
North Terrace_NT10-Darling_First Floor_120B _ Office | NT-NT10-03-120B | NT10-03-120B-Office | North Terrace | NT | NT10 | Darling | 03 | First Floor | 120B | 285 | School of Biological Sciences | 285 | School of Biological Sciences | 10.84 | Office | 1 | Office Space Group | 101 | Office - Academic Staff |  | Adequate | 1,838.27 | NO
North Terrace_NT10-Darling_First Floor_120C _ Office | NT-NT10-03-120C | NT10-03-120C-Office | North Terrace | NT | NT10 | Darling | 03 | First Floor | 120C | 285 | School of Biological Sciences | 285 | School of Biological Sciences | 9.13 | Office | 1 | Office Space Group | 101 | Office - Academic Staff |  | Adequate | 1,548.28 | NO
North Terrace_NT10-Darling_First Floor_122 _ Store | NT-NT10-03-122 | NT10-03-122-Store | North Terrace | NT | NT10 | Darling | 03 | First Floor | 122 | 285 | School of Biological Sciences | 285 | School of Biological Sciences | 12.02 | Store | 4 | Ancillary Area Space Group | 419 | Ancillary Area - Store Room - Generic |  | Adequate | 1,793.77 | NO
North Terrace_NT10-Darling_First Floor_123 _ Office - Student | NT-NT10-03-123 | NT10-03-123-Office - Student | North Terrace | NT | NT10 | Darling | 03 | First Floor | 123 | 285 | School of Biological Sciences | 285 | School of Biological Sciences | 12.14 | Office - Student | 1 | Office Space Group | 114 | Open Plan - Research Students |  | Adequate | 2,058.73 | NO
North Terrace_NT10-Darling_First Floor_124 _ Marine Microscopy Laboratory | NT-NT10-03-124 | NT10-03-124-Marine Microscopy Laboratory | North Terrace | NT | NT10 | Darling | 03 | First Floor | 124 | 285 | School of Biological Sciences | 285 | School of Biological Sciences | 46.2 | Marine Microscopy Laboratory | 3 | Specialist Teaching or Research Space Group | 312 | Laboratory - Research Only |  | Adequate | 10,420.14 | NO
North Terrace_NT10-Darling_First Floor_126 _ Office - Student | NT-NT10-03-126 | NT10-03-126-Office - Student | North Terrace | NT | NT10 | Darling | 03 | First Floor | 126 | 285 | School of Biological Sciences | 285 | School of Biological Sciences | 33.44 | Office - Student | 1 | Office Space Group | 103 | Office - Research Students |  | Adequate | 5,670.83 | NO
North Terrace_NT10-Darling_First Floor_126B _ Office | NT-NT10-03-126B | NT10-03-126B-Office | North Terrace | NT | NT10 | Darling | 03 | First Floor | 126B | 285 | School of Biological Sciences | 285 | School of Biological Sciences | 20.54 | Office | 1 | Office Space Group | 103 | Office - Research Students |  | Adequate | 3,483.22 | NO
North Terrace_NT10-Darling_First Floor_127 _ Office - Staff | NT-NT10-03-127 | NT10-03-127-Office - Staff | North Terrace | NT | NT10 | Darling | 03 | First Floor | 127 | 285 | School of Biological Sciences | 285 | School of Biological Sciences | 18.95 | Office - Staff | 1 | Office Space Group | 101 | Office - Academic Staff |  | Adequate | 3,213.58 | NO
North Terrace_NT10-Darling_First Floor_128A _ Office - Post Grad. | NT-NT10-03-128A | NT10-03-128A-Office - Post Grad. | North Terrace | NT | NT10 | Darling | 03 | First Floor | 128A | 285 | School of Biological Sciences | 285 | School of Biological Sciences | 7.74 | Office - Post Grad. | 1 | Office Space Group | 103 | Office - Research Students |  | Adequate | 1,312.57 | NO
North Terrace_NT10-Darling_First Floor_128B _ Office - Staff | NT-NT10-03-128B | NT10-03-128B-Office - Staff | North Terrace | NT | NT10 | Darling | 03 | First Floor | 128B | 285 | School of Biological Sciences | 285 | School of Biological Sciences | 16.76 | Office - Staff | 1 | Office Space Group | 102 | Office - Research Staff |  | Adequate | 2,842.20 | NO
North Terrace_NT10-Darling_First Floor_128C _ Office - Staff | NT-NT10-03-128C | NT10-03-128C-Office - Staff | North Terrace | NT | NT10 | Darling | 03 | First Floor | 128C | 285 | School of Biological Sciences | 285 | School of Biological Sciences | 8.17 | Office - Staff | 1 | Office Space Group | 101 | Office - Academic Staff |  | Adequate | 1,385.49 | NO
North Terrace_NT10-Darling_First Floor_128D _ WC - U - Access (RH + S) | NT-NT10-03-128D | NT10-03-128D-WC - U - Access (RH + S) | North Terrace | NT | NT10 | Darling | 03 | First Floor | 128D | 99939 | Unusable Spaces | 99939 | Unusable Spaces | 6.75 | WC - U - Access (RH + S) | 8 | Non Useable Floor Area Space Group | 818 | Non-usable - Toilets/Amenities - Unisex Accessible |  | Unknown | 0.00 | NO
North Terrace_NT10-Darling_First Floor_128E _ Lift | NT-NT10-03-128E | NT10-03-128E-Lift | North Terrace | NT | NT10 | Darling | 03 | First Floor | 128E | 99939 | Unusable Spaces | 99939 | Unusable Spaces | 4.2 | Lift | 8 | Non Useable Floor Area Space Group | 838 | Non-usable - Lift |  | Unknown | 0.00 | NO
North Terrace_NT10-Darling_Second Floor_201 _ Corr. | NT-NT10-04-201 | NT10-04-201-Corr. | North Terrace | NT | NT10 | Darling | 04 | Second Floor | 201 | 99939 | Unusable Spaces | 99939 | Unusable Spaces | 38.92 | Corr. | 8 | Non Useable Floor Area Space Group | 805 | Non-usable - Circulation space |  | Unknown | 0.00 | NO
North Terrace_NT10-Darling_Second Floor_201A _ Stair | NT-NT10-04-201A | NT10-04-201A-Stair | North Terrace | NT | NT10 | Darling | 04 | Second Floor | 201A | 99939 | Unusable Spaces | 99939 | Unusable Spaces | 13 | Stair | 8 | Non Useable Floor Area Space Group | 805 | Non-usable - Circulation space |  | Unknown | 0.00 | NO
North Terrace_NT10-Darling_Second Floor_202 _ A/L | NT-NT10-04-202 | NT10-04-202-A/L | North Terrace | NT | NT10 | Darling | 04 | Second Floor | 202 | 99939 | Unusable Spaces | 99939 | Unusable Spaces | 1.82 | A/L | 8 | Non Useable Floor Area Space Group | 822 | Non-usable - Toilets/Amenities - Unisex |  | Unknown | 0.00 | NO
North Terrace_NT10-Darling_Second Floor_202A _ WC - M | NT-NT10-04-202A | NT10-04-202A-WC - M | North Terrace | NT | NT10 | Darling | 04 | Second Floor | 202A | 99939 | Unusable Spaces | 99939 | Unusable Spaces | 13.3 | WC - M | 8 | Non Useable Floor Area Space Group | 821 | Non-usable - Toilets/Amenities - Male |  | Unknown | 0.00 | NO
North Terrace_NT10-Darling_Second Floor_203 _ WC - U - Access (RH) | NT-NT10-04-203 | NT10-04-203-WC - U - Access (RH) | North Terrace | NT | NT10 | Darling | 04 | Second Floor | 203 | 99939 | Unusable Spaces | 99939 | Unusable Spaces | 4.06 | WC - U - Access (RH) | 8 | Non Useable Floor Area Space Group | 818 | Non-usable - Toilets/Amenities - Unisex Accessible |  | Unknown | 0.00 | NO
North Terrace_NT10-Darling_Second Floor_204 _ A/L | NT-NT10-04-204 | NT10-04-204-A/L | North Terrace | NT | NT10 | Darling | 04 | Second Floor | 204 | 99939 | Unusable Spaces | 99939 | Unusable Spaces | 2.7 | A/L | 8 | Non Useable Floor Area Space Group | 822 | Non-usable - Toilets/Amenities - Unisex |  | Unknown | 0.00 | NO
North Terrace_NT10-Darling_Second Floor_204A _ WC - F | NT-NT10-04-204A | NT10-04-204A-WC - F | North Terrace | NT | NT10 | Darling | 04 | Second Floor | 204A | 99939 | Unusable Spaces | 99939 | Unusable Spaces | 12.25 | WC - F | 8 | Non Useable Floor Area Space Group | 820 | Non-usable - Toilets/Amenities - Female |  | Unknown | 0.00 | NO
North Terrace_NT10-Darling_Second Floor_204B _ Cleaner | NT-NT10-04-204B | NT10-04-204B-Cleaner | North Terrace | NT | NT10 | Darling | 04 | Second Floor | 204B | 99939 | Unusable Spaces | 99939 | Unusable Spaces | 2.88 | Cleaner | 8 | Non Useable Floor Area Space Group | 806 | Non-usable - Cleaners room |  | Unknown | 0.00 | NO
North Terrace_NT10-Darling_Second Floor_205 _ Research Laboratory | NT-NT10-04-205 | NT10-04-205-Research Laboratory | North Terrace | NT | NT10 | Darling | 04 | Second Floor | 205 | 285 | School of Biological Sciences | 285 | School of Biological Sciences | 52.27 | Research Laboratory | 3 | Specialist Teaching or Research Space Group | 312 | Laboratory - Research Only |  | Adequate | 11,789.20 | NO
North Terrace_NT10-Darling_Second Floor_205A _ Office | NT-NT10-04-205A | NT10-04-205A-Office | North Terrace | NT | NT10 | Darling | 04 | Second Floor | 205A | 285 | School of Biological Sciences | 285 | School of Biological Sciences | 44.26 | Office | 1 | Office Space Group | 101 | Office - Academic Staff |  | Adequate | 7,505.71 | NO
North Terrace_NT10-Darling_Second Floor_205B _ Office - Staff | NT-NT10-04-205B | NT10-04-205B-Office - Staff | North Terrace | NT | NT10 | Darling | 04 | Second Floor | 205B | 285 | School of Biological Sciences | 285 | School of Biological Sciences | 24.86 | Office - Staff | 1 | Office Space Group | 101 | Office - Academic Staff |  | Adequate | 4,215.81 | NO
North Terrace_NT10-Darling_Second Floor_205C _ Office - Staff | NT-NT10-04-205C | NT10-04-205C-Office - Staff | North Terrace | NT | NT10 | Darling | 04 | Second Floor | 205C | 285 | School of Biological Sciences | 285 | School of Biological Sciences | 23.61 | Office - Staff | 1 | Office Space Group | 101 | Office - Academic Staff |  | Adequate | 4,003.83 | NO
North Terrace_NT10-Darling_Second Floor_205D _ Office - Student | NT-NT10-04-205D | NT10-04-205D-Office - Student | North Terrace | NT | NT10 | Darling | 04 | Second Floor | 205D | 285 | School of Biological Sciences | 285 | School of Biological Sciences | 48.01 | Office - Student | 1 | Office Space Group | 103 | Office - Research Students |  | Adequate | 8,141.64 | NO
North Terrace_NT10-Darling_Second Floor_205E _ Office | NT-NT10-04-205E | NT10-04-205E-Office | North Terrace | NT | NT10 | Darling | 04 | Second Floor | 205E | 285 | School of Biological Sciences | 285 | School of Biological Sciences | 31.42 | Office | 1 | Office Space Group | 101 | Office - Academic Staff |  | Adequate | 5,328.27 | NO
North Terrace_NT10-Darling_Second Floor_205F _ Office - Student | NT-NT10-04-205F | NT10-04-205F-Office - Student | North Terrace | NT | NT10 | Darling | 04 | Second Floor | 205F | 99989 | State Government Departments | 859 | Infrastructure | 36.81 | Office - Student | 1 | Office Space Group | 103 | Office - Research Students |  | Adequate | 6,242.32 | NO
North Terrace_NT10-Darling_Second Floor_205G _ Corr. 2 | NT-NT10-04-205G | NT10-04-205G-Corr. 2 | North Terrace | NT | NT10 | Darling | 04 | Second Floor | 205G | 99939 | Unusable Spaces | 99939 | Unusable Spaces | 8.81 | Corr. 2 | 8 | Non Useable Floor Area Space Group | 805 | Non-usable - Circulation space |  | Unknown | 0.00 | NO
North Terrace_NT10-Darling_Second Floor_205H _ Corr. 1 | NT-NT10-04-205H | NT10-04-205H-Corr. 1 | North Terrace | NT | NT10 | Darling | 04 | Second Floor | 205H | 99939 | Unusable Spaces | 99939 | Unusable Spaces | 41.48 | Corr. 1 | 8 | Non Useable Floor Area Space Group | 805 | Non-usable - Circulation space |  | Unknown | 0.00 | NO
North Terrace_NT10-Darling_Second Floor_206 _ Office | NT-NT10-04-206 | NT10-04-206-Office | North Terrace | NT | NT10 | Darling | 04 | Second Floor | 206 | 285 | School of Biological Sciences | 285 | School of Biological Sciences | 18.85 | Office | 1 | Office Space Group | 101 | Office - Academic Staff |  | Adequate | 3,196.62 | NO
North Terrace_NT10-Darling_Second Floor_207 _ DNA Extraction Laboratory | NT-NT10-04-207 | NT10-04-207-DNA Extraction Laboratory | North Terrace | NT | NT10 | Darling | 04 | Second Floor | 207 | 99989 | State Government Departments | 859 | Infrastructure | 18.98 | DNA Extraction Laboratory | 3 | Specialist Teaching or Research Space Group | 312 | Laboratory - Research Only |  | Adequate | 4,280.83 | NO
North Terrace_NT10-Darling_Second Floor_208 _ Research Laboratory | NT-NT10-04-208 | NT10-04-208-Research Laboratory | North Terrace | NT | NT10 | Darling | 04 | Second Floor | 208 | 99989 | State Government Departments | 859 | Infrastructure | 28.84 | Research Laboratory | 3 | Specialist Teaching or Research Space Group | 312 | Laboratory - Research Only |  | Adequate | 6,504.70 | NO
North Terrace_NT10-Darling_Second Floor_209 _ Meeting | NT-NT10-04-209 | NT10-04-209-Meeting | North Terrace | NT | NT10 | Darling | 04 | Second Floor | 209 | 285 | School of Biological Sciences | 285 | School of Biological Sciences | 49.21 | Meeting | 6 | General Facility Space Group | 601 | General Facility - Committee/Conference/Meeting room |  | Adequate | 9,346.55 | NO
North Terrace_NT10-Darling_Second Floor_209A _ Office - Centre for Ancient DNA | NT-NT10-04-209A | NT10-04-209A-Office - Centre for Ancient DNA | North Terrace | NT | NT10 | Darling | 04 | Second Floor | 209A | 285 | School of Biological Sciences | 285 | School of Biological Sciences | 22.37 | Office - Centre for Ancient DNA | 1 | Office Space Group | 101 | Office - Academic Staff |  | Adequate | 3,793.55 | NO
North Terrace_NT10-Darling_Second Floor_209B _ Office | NT-NT10-04-209B | NT10-04-209B-Office | North Terrace | NT | NT10 | Darling | 04 | Second Floor | 209B | 285 | School of Biological Sciences | 285 | School of Biological Sciences | 22.2 | Office | 1 | Office Space Group | 101 | Office - Academic Staff |  | Adequate | 3,764.72 | NO
North Terrace_NT10-Darling_Second Floor_209C _ Kitchen | NT-NT10-04-209C | NT10-04-209C-Kitchen | North Terrace | NT | NT10 | Darling | 04 | Second Floor | 209C | 285 | School of Biological Sciences | 285 | School of Biological Sciences | 12.12 | Kitchen | 6 | General Facility Space Group | 608 | General Facility - Kitchen/Servery/Food Storage |  | Adequate | 2,301.98 | NO
North Terrace_NT10-Darling_Second Floor_209D _ Store | NT-NT10-04-209D | NT10-04-209D-Store | North Terrace | NT | NT10 | Darling | 04 | Second Floor | 209D | 285 | School of Biological Sciences | 285 | School of Biological Sciences | 6.49 | Store | 4 | Ancillary Area Space Group | 419 | Ancillary Area - Store Room - Generic |  | Adequate | 968.52 | NO
North Terrace_NT10-Darling_Second Floor_210 _ Store | NT-NT10-04-210 | NT10-04-210-Store | North Terrace | NT | NT10 | Darling | 04 | Second Floor | 210 | 285 | School of Biological Sciences | 285 | School of Biological Sciences | 10.78 | Store | 4 | Ancillary Area Space Group | 419 | Ancillary Area - Store Room - Generic |  | Adequate | 1,608.72 | NO
North Terrace_NT10-Darling_Second Floor_210A _ Office | NT-NT10-04-210A | NT10-04-210A-Office | North Terrace | NT | NT10 | Darling | 04 | Second Floor | 210A | 99989 | State Government Departments | 859 | Infrastructure | 11.1 | Office | 1 | Office Space Group | 101 | Office - Academic Staff |  | Adequate | 1,882.36 | NO
North Terrace_NT10-Darling_Second Floor_210B _ Office - Staff | NT-NT10-04-210B | NT10-04-210B-Office - Staff | North Terrace | NT | NT10 | Darling | 04 | Second Floor | 210B | 285 | School of Biological Sciences | 285 | School of Biological Sciences | 11.1 | Office - Staff | 1 | Office Space Group | 101 | Office - Academic Staff |  | Adequate | 1,882.36 | NO
North Terrace_NT10-Darling_Second Floor_210C _ Cold Room (RRS) | NT-NT10-04-210C | NT10-04-210C-Cold Room (RRS) | North Terrace | NT | NT10 | Darling | 04 | Second Floor | 210C | 285 | School of Biological Sciences | 285 | School of Biological Sciences | 7.71 | Cold Room (RRS) | 4 | Ancillary Area Space Group | 405 | Ancillary Area - Constant Temperature/ Freezer/Cold/Warm Rooms |  | Adequate | 1,150.58 | NO
North Terrace_NT10-Darling_Second Floor_210D _ Switch Room (RRS) | NT-NT10-04-210D | NT10-04-210D-Switch Room (RRS) | North Terrace | NT | NT10 | Darling | 04 | Second Floor | 210D | 99939 | Unusable Spaces | 99939 | Unusable Spaces | 1.47 | Switch Room (RRS) | 8 | Non Useable Floor Area Space Group | 815 | Non-usable - Switch room |  | Unknown | 0.00 | NO
North Terrace_NT10-Darling_Second Floor_210E _ Office - Staff | NT-NT10-04-210E | NT10-04-210E-Office - Staff | North Terrace | NT | NT10 | Darling | 04 | Second Floor | 210E | 99989 | State Government Departments | 859 | Infrastructure | 9.43 | Office - Staff | 1 | Office Space Group | 101 | Office - Academic Staff |  | Adequate | 1,599.16 | NO
North Terrace_NT10-Darling_Second Floor_210F _ Corr. | NT-NT10-04-210F | NT10-04-210F-Corr. | North Terrace | NT | NT10 | Darling | 04 | Second Floor | 210F | 99939 | Unusable Spaces | 99939 | Unusable Spaces | 31.03 | Corr. | 8 | Non Useable Floor Area Space Group | 805 | Non-usable - Circulation space |  | Unknown | 0.00 | NO
North Terrace_NT10-Darling_Second Floor_211 _ DNA Sequencing Laboratory | NT-NT10-04-211 | NT10-04-211-DNA Sequencing Laboratory | North Terrace | NT | NT10 | Darling | 04 | Second Floor | 211 | 99989 | State Government Departments | 859 | Infrastructure | 130.01 | DNA Sequencing Laboratory | 3 | Specialist Teaching or Research Space Group | 312 | Laboratory - Research Only |  | Adequate | 29,323.01 | NO
North Terrace_NT10-Darling_Second Floor_211A _ Equipment Room (RRS) | NT-NT10-04-211A | NT10-04-211A-Equipment Room (RRS) | North Terrace | NT | NT10 | Darling | 04 | Second Floor | 211A | 99989 | State Government Departments | 859 | Infrastructure | 13.5 | Equipment Room (RRS) | 4 | Ancillary Area Space Group | 401 | Ancillary Area - Laboratory Service and Preparation |  | Adequate | 2,014.64 | NO
North Terrace_NT10-Darling_Second Floor_211C _ Equipment Room | NT-NT10-04-211C | NT10-04-211C-Equipment Room | North Terrace | NT | NT10 | Darling | 04 | Second Floor | 211C | 99989 | State Government Departments | 859 | Infrastructure | 15.27 | Equipment Room | 1 | Office Space Group | 101 | Office - Academic Staff |  | Adequate | 2,589.52 | NO
North Terrace_NT10-Darling_Second Floor_211D _ Office - Staff | NT-NT10-04-211D | NT10-04-211D-Office - Staff | North Terrace | NT | NT10 | Darling | 04 | Second Floor | 211D | 99989 | State Government Departments | 859 | Infrastructure | 12.14 | Office - Staff | 1 | Office Space Group | 101 | Office - Academic Staff |  | Adequate | 2,058.73 | NO
North Terrace_NT10-Darling_Second Floor_211E _ Dark Room (RRS) | NT-NT10-04-211E | NT10-04-211E-Dark Room (RRS) | North Terrace | NT | NT10 | Darling | 04 | Second Floor | 211E | 99989 | State Government Departments | 859 | Infrastructure | 2.54 | Dark Room (RRS) | 4 | Ancillary Area Space Group | 411 | Ancillary Area - Darkroom |  | Adequate | 379.05 | NO
North Terrace_NT10-Darling_Second Floor_211F _ Corr. | NT-NT10-04-211F | NT10-04-211F-Corr. | North Terrace | NT | NT10 | Darling | 04 | Second Floor | 211F | 99939 | Unusable Spaces | 99939 | Unusable Spaces | 10.16 | Corr. | 8 | Non Useable Floor Area Space Group | 805 | Non-usable - Circulation space |  | Unknown | 0.00 | NO
North Terrace_NT10-Darling_Second Floor_211M _ Lift | NT-NT10-04-211M | NT10-04-211M-Lift | North Terrace | NT | NT10 | Darling | 04 | Second Floor | 211M | 99939 | Unusable Spaces | 99939 | Unusable Spaces | 1.54 | Lift | 8 | Non Useable Floor Area Space Group | 838 | Non-usable - Lift |  | Unknown | 0.00 | NO
North Terrace_NT10-Darling_Second Floor_212 _ Office - Student | NT-NT10-04-212 | NT10-04-212-Office - Student | North Terrace | NT | NT10 | Darling | 04 | Second Floor | 212 | 285 | School of Biological Sciences | 285 | School of Biological Sciences | 21.42 | Office - Student | 1 | Office Space Group | 103 | Office - Research Students |  | Adequate | 3,632.45 | NO
North Terrace_NT10-Darling_Second Floor_212A _ Office - Post Grad. | NT-NT10-04-212A | NT10-04-212A-Office - Post Grad. | North Terrace | NT | NT10 | Darling | 04 | Second Floor | 212A | 285 | School of Biological Sciences | 285 | School of Biological Sciences | 9.6 | Office - Post Grad. | 1 | Office Space Group | 103 | Office - Research Students |  | Adequate | 1,627.99 | NO
North Terrace_NT10-Darling_Second Floor_212B _ Office - Post Grad. | NT-NT10-04-212B | NT10-04-212B-Office - Post Grad. | North Terrace | NT | NT10 | Darling | 04 | Second Floor | 212B | 285 | School of Biological Sciences | 285 | School of Biological Sciences | 10.15 | Office - Post Grad. | 1 | Office Space Group | 103 | Office - Research Students |  | Adequate | 1,721.26 | NO
North Terrace_NT10-Darling_Second Floor_212C _ Genetics Laboratory | NT-NT10-04-212C | NT10-04-212C-Genetics Laboratory | North Terrace | NT | NT10 | Darling | 04 | Second Floor | 212C | 285 | School of Biological Sciences | 285 | School of Biological Sciences | 37.69 | Genetics Laboratory | 3 | Specialist Teaching or Research Space Group | 312 | Laboratory - Research Only |  | Adequate | 8,500.76 | NO
North Terrace_NT10-Darling_Second Floor_213 _ Office - Staff | NT-NT10-04-213 | NT10-04-213-Office - Staff | North Terrace | NT | NT10 | Darling | 04 | Second Floor | 213 | 285 | School of Biological Sciences | 285 | School of Biological Sciences | 15.89 | Office - Staff | 1 | Office Space Group | 101 | Office - Academic Staff |  | Adequate | 2,694.66 | NO
North Terrace_NT10-Darling_Second Floor_213A _ Lift | NT-NT10-04-213A | NT10-04-213A-Lift | North Terrace | NT | NT10 | Darling | 04 | Second Floor | 213A | 99939 | Unusable Spaces | 99939 | Unusable Spaces | 4.56 | Lift | 8 | Non Useable Floor Area Space Group | 838 | Non-usable - Lift |  | Unknown | 0.00 | NO
North Terrace_NT10-Darling_Second Floor_214 _ Store | NT-NT10-04-214 | NT10-04-214-Store | North Terrace | NT | NT10 | Darling | 04 | Second Floor | 214 | 99946 | Vacant not occupiable | 99939 | Unusable Spaces | 4.32 | Store | 4 | Ancillary Area Space Group | 419 | Ancillary Area - Store Room - Generic |  | Unknown | 0.00 | NO
North Terrace_NT10-Darling_Roof_R.01 _ Plant Platform 1 | NT-NT10-05-R.01 | NT10-05-R.01-Plant Platform 1 | North Terrace | NT | NT10 | Darling | 05 | Roof | R.01 | 99939 | Unusable Spaces | 99939 | Unusable Spaces | 6.93 | Plant Platform 1 | 8 | Non Useable Floor Area Space Group | 811 | Non-usable - Plant room other |  | Unknown | 0.00 | NO
North Terrace_NT10-Darling_Roof_R.02 _ Plant Platform 2 | NT-NT10-05-R.02 | NT10-05-R.02-Plant Platform 2 | North Terrace | NT | NT10 | Darling | 05 | Roof | R.02 | 99939 | Unusable Spaces | 99939 | Unusable Spaces | 8.03 | Plant Platform 2 | 8 | Non Useable Floor Area Space Group | 811 | Non-usable - Plant room other |  | Unknown | 0.00 | NO
North Terrace_NT10-Darling_Roof_R.03 _ Plant Access 1 | NT-NT10-05-R.03 | NT10-05-R.03-Plant Access 1 | North Terrace | NT | NT10 | Darling | 05 | Roof | R.03 | 99939 | Unusable Spaces | 99939 | Unusable Spaces | 54.52 | Plant Access 1 | 8 | Non Useable Floor Area Space Group | 805 | Non-usable - Circulation space |  | Unknown | 0.00 | NO
North Terrace_NT10-Darling_Roof_R.04 _ Plant Platform 3 | NT-NT10-05-R.04 | NT10-05-R.04-Plant Platform 3 | North Terrace | NT | NT10 | Darling | 05 | Roof | R.04 | 99939 | Unusable Spaces | 99939 | Unusable Spaces | 2.78 | Plant Platform 3 | 8 | Non Useable Floor Area Space Group | 811 | Non-usable - Plant room other |  | Unknown | 0.00 | NO
North Terrace_NT10-Darling_Roof_R.05 _ Plant Access 2 | NT-NT10-05-R.05 | NT10-05-R.05-Plant Access 2 | North Terrace | NT | NT10 | Darling | 05 | Roof | R.05 | 99939 | Unusable Spaces | 99939 | Unusable Spaces | 2.17 | Plant Access 2 | 8 | Non Useable Floor Area Space Group | 805 | Non-usable - Circulation space |  | Unknown | 0.00 | NO
North Terrace_NT10-Darling_Roof_R.06 _ Plant Platform 4 | NT-NT10-05-R.06 | NT10-05-R.06-Plant Platform 4 | North Terrace | NT | NT10 | Darling | 05 | Roof | R.06 | 99939 | Unusable Spaces | 99939 | Unusable Spaces | 10.47 | Plant Platform 4 | 8 | Non Useable Floor Area Space Group | 811 | Non-usable - Plant room other |  | Unknown | 0.00 | NO
North Terrace_NT10-Darling_Roof_R.07 _ Plant Platform 5 | NT-NT10-05-R.07 | NT10-05-R.07-Plant Platform 5 | North Terrace | NT | NT10 | Darling | 05 | Roof | R.07 | 99939 | Unusable Spaces | 99939 | Unusable Spaces | 10.19 | Plant Platform 5 | 8 | Non Useable Floor Area Space Group | 811 | Non-usable - Plant room other |  | Unknown | 0.00 | NO
North Terrace_NT10-Darling_Roof_R.077 _ ---delete | NT-NT10-05-R.077 | NT10-05-R.077----delete | North Terrace | NT | NT10 | Darling | 05 | Roof | R.077 | 99939 | Unusable Spaces | 99939 | Unusable Spaces | 0 | ---delete | 9 | Non Reportable Areas Space Group | 900 | Non-reportable - Specific type not defined |  | Unknown | 0.00 | NO
North Terrace_NT11-Elder Hall_Gallery Level_101 _ Stair | NT-NT11-01-101 | NT11-01-101-Stair | North Terrace | NT | NT11 | Elder Hall | 01 | Gallery Level | 101 | 99939 | Unusable Spaces | 99939 | Unusable Spaces | 1.6 | Stair | 8 | Non Useable Floor Area Space Group | 805 | Non-usable - Circulation space |  | Unknown | 0.00 | NO
North Terrace_NT11-Elder Hall_Gallery Level_102 _ Auditorium Gallery | NT-NT11-01-102 | NT11-01-102-Auditorium Gallery | North Terrace | NT | NT11 | Elder Hall | 01 | Gallery Level | 102 | 99998 | Central Common Teaching Areas (In Use) | 952 | Corporate Services Division Admin | 132.11 | Auditorium Gallery | 6 | General Facility Space Group | 613 | General Facility - Assembly Hall/Auditorium |  | Adequate | 25,091.92 | NO
North Terrace_NT11-Elder Hall_Gallery Level_102A _ Walkway | NT-NT11-01-102A | NT11-01-102A-Walkway | North Terrace | NT | NT11 | Elder Hall | 01 | Gallery Level | 102A | 99939 | Unusable Spaces | 99939 | Unusable Spaces | 26.92 | Walkway | 6 | General Facility Space Group | 613 | General Facility - Assembly Hall/Auditorium |  | Unknown | 0.00 | NO
North Terrace_NT11-Elder Hall_Gallery Level_103 _ Stair | NT-NT11-01-103 | NT11-01-103-Stair | North Terrace | NT | NT11 | Elder Hall | 01 | Gallery Level | 103 | 99939 | Unusable Spaces | 99939 | Unusable Spaces | 1.62 | Stair | 8 | Non Useable Floor Area Space Group | 805 | Non-usable - Circulation space |  | Unknown | 0.00 | NO
North Terrace_NT11-Elder Hall_Gallery Level_105 _ Plantroom | NT-NT11-01-105 | NT11-01-105-Plantroom | North Terrace | NT | NT11 | Elder Hall | 01 | Gallery Level | 105 | 99939 | Unusable Spaces | 99939 | Unusable Spaces | 13.9 | Plantroom | 8 | Non Useable Floor Area Space Group | 811 | Non-usable - Plant room other |  | Unknown | 0.00 | NO
North Terrace_NT11-Elder Hall_Gallery Level_105A _ Corr. | NT-NT11-01-105A | NT11-01-105A-Corr. | North Terrace | NT | NT11 | Elder Hall | 01 | Gallery Level | 105A | 99939 | Unusable Spaces | 99939 | Unusable Spaces | 0.9 | Corr. | 8 | Non Useable Floor Area Space Group | 805 | Non-usable - Circulation space |  | Unknown | 0.00 | NO
North Terrace_NT11-Elder Hall_Basement_LG30 _ A/L | NT-NT11-BA-LG30 | NT11-BA-LG30-A/L | North Terrace | NT | NT11 | Elder Hall | BA | Basement | LG30 | 99939 | Unusable Spaces | 99939 | Unusable Spaces | 10.81 | A/L | 8 | Non Useable Floor Area Space Group | 822 | Non-usable - Toilets/Amenities - Unisex |  | Unknown | 0.00 | NO
North Terrace_NT11-Elder Hall_Basement_LG31 _ A/C Plantroom | NT-NT11-BA-LG31 | NT11-BA-LG31-A/C Plantroom | North Terrace | NT | NT11 | Elder Hall | BA | Basement | LG31 | 99939 | Unusable Spaces | 99939 | Unusable Spaces | 52.49 | A/C Plantroom | 8 | Non Useable Floor Area Space Group | 810 | Non-usable - Mechanical plant room |  | Unknown | 0.00 | NO
North Terrace_NT11-Elder Hall_Basement_LG32 _ A/L | NT-NT11-BA-LG32 | NT11-BA-LG32-A/L | North Terrace | NT | NT11 | Elder Hall | BA | Basement | LG32 | 99939 | Unusable Spaces | 99939 | Unusable Spaces | 10.81 | A/L | 8 | Non Useable Floor Area Space Group | 822 | Non-usable - Toilets/Amenities - Unisex |  | Unknown | 0.00 | NO
North Terrace_NT11-Elder Hall_Ground Floor_101 _ Stair | NT-NT11-GN-101 | NT11-GN-101-Stair | North Terrace | NT | NT11 | Elder Hall | GN | Ground Floor | 101 | 99939 | Unusable Spaces | 99939 | Unusable Spaces | 3.92 | Stair | 8 | Non Useable Floor Area Space Group | 805 | Non-usable - Circulation space |  | Unknown | 0.00 | NO
North Terrace_NT11-Elder Hall_Ground Floor_101A _ Stair | NT-NT11-GN-101A | NT11-GN-101A-Stair | North Terrace | NT | NT11 | Elder Hall | GN | Ground Floor | 101A | 99939 | Unusable Spaces | 99939 | Unusable Spaces | 7.89 | Stair | 8 | Non Useable Floor Area Space Group | 805 | Non-usable - Circulation space |  | Unknown | 0.00 | NO
North Terrace_NT11-Elder Hall_Ground Floor_103 _ Stair | NT-NT11-GN-103 | NT11-GN-103-Stair | North Terrace | NT | NT11 | Elder Hall | GN | Ground Floor | 103 | 99939 | Unusable Spaces | 99939 | Unusable Spaces | 3.92 | Stair | 8 | Non Useable Floor Area Space Group | 805 | Non-usable - Circulation space |  | Unknown | 0.00 | NO
North Terrace_NT11-Elder Hall_Ground Floor_103A _ Stair | NT-NT11-GN-103A | NT11-GN-103A-Stair | North Terrace | NT | NT11 | Elder Hall | GN | Ground Floor | 103A | 99939 | Unusable Spaces | 99939 | Unusable Spaces | 6.67 | Stair | 8 | Non Useable Floor Area Space Group | 805 | Non-usable - Circulation space |  | Unknown | 0.00 | NO
North Terrace_NT11-Elder Hall_Ground Floor_104 _ Organ Loft | NT-NT11-GN-104 | NT11-GN-104-Organ Loft | North Terrace | NT | NT11 | Elder Hall | GN | Ground Floor | 104 | 540 | Elder Conservatorium of Music | 540 | Elder Conservatorium School Performing Arts | 33.35 | Organ Loft | 6 | General Facility Space Group | 612 | General Facility - Theatre |  | Adequate | 6,334.23 | NO
North Terrace_NT11-Elder Hall_Ground Floor_104A _ Stair | NT-NT11-GN-104A | NT11-GN-104A-Stair | North Terrace | NT | NT11 | Elder Hall | GN | Ground Floor | 104A | 99939 | Unusable Spaces | 99939 | Unusable Spaces | 1.02 | Stair | 8 | Non Useable Floor Area Space Group | 805 | Non-usable - Circulation space |  | Unknown | 0.00 | NO
North Terrace_NT11-Elder Hall_Ground Floor_G00 _ Entry | NT-NT11-GN-G00 | NT11-GN-G00-Entry | North Terrace | NT | NT11 | Elder Hall | GN | Ground Floor | G00 | 99939 | Unusable Spaces | 99939 | Unusable Spaces | 8.6 | Entry | 8 | Non Useable Floor Area Space Group | 805 | Non-usable - Circulation space |  | Unknown | 0.00 | NO
North Terrace_NT11-Elder Hall_Ground Floor_G01 _ Outer Foyer | NT-NT11-GN-G01 | NT11-GN-G01-Outer Foyer | North Terrace | NT | NT11 | Elder Hall | GN | Ground Floor | G01 | 99939 | Unusable Spaces | 99939 | Unusable Spaces | 54.08 | Outer Foyer | 8 | Non Useable Floor Area Space Group | 805 | Non-usable - Circulation space |  | Unknown | 0.00 | NO
North Terrace_NT11-Elder Hall_Ground Floor_G02 _ Inner Foyer | NT-NT11-GN-G02 | NT11-GN-G02-Inner Foyer | North Terrace | NT | NT11 | Elder Hall | GN | Ground Floor | G02 | 99939 | Unusable Spaces | 99939 | Unusable Spaces | 70.13 | Inner Foyer | 8 | Non Useable Floor Area Space Group | 805 | Non-usable - Circulation space |  | Unknown | 0.00 | NO
North Terrace_NT11-Elder Hall_Ground Floor_G02A _ VSR | NT-NT11-GN-G02A | NT11-GN-G02A-VSR | North Terrace | NT | NT11 | Elder Hall | GN | Ground Floor | G02A | 99939 | Unusable Spaces | 99939 | Unusable Spaces | 2.98 | VSR | 8 | Non Useable Floor Area Space Group | 840 | Non-usable - Service riser |  | Unknown | 0.00 | NO
North Terrace_NT11-Elder Hall_Ground Floor_G03 _ Main Hall | NT-NT11-GN-G03 | NT11-GN-G03-Main Hall | North Terrace | NT | NT11 | Elder Hall | GN | Ground Floor | G03 | 99998 | Central Common Teaching Areas (In Use) | 952 | Corporate Services Division Admin | 237.92 | Main Hall | 6 | General Facility Space Group | 613 | General Facility - Assembly Hall/Auditorium |  | Adequate | 45,188.62 | NO
North Terrace_NT11-Elder Hall_Ground Floor_G03A _ Main Hall - circ | NT-NT11-GN-G03A | NT11-GN-G03A-Main Hall - circ | North Terrace | NT | NT11 | Elder Hall | GN | Ground Floor | G03A | 99998 | Central Common Teaching Areas (In Use) | 952 | Corporate Services Division Admin | 72.16 | Main Hall - circ | 6 | General Facility Space Group | 613 | General Facility - Assembly Hall/Auditorium |  | Adequate | 13,705.49 | NO
North Terrace_NT11-Elder Hall_Ground Floor_G04 _ Stage | NT-NT11-GN-G04 | NT11-GN-G04-Stage | North Terrace | NT | NT11 | Elder Hall | GN | Ground Floor | G04 | 540 | Elder Conservatorium of Music | 540 | Elder Conservatorium School Performing Arts | 175.15 | Stage | 6 | General Facility Space Group | 613 | General Facility - Assembly Hall/Auditorium |  | Adequate | 33,266.59 | NO
North Terrace_NT11-Elder Hall_Ground Floor_G04A _ Store - Stage | NT-NT11-GN-G04A | NT11-GN-G04A-Store - Stage | North Terrace | NT | NT11 | Elder Hall | GN | Ground Floor | G04A | 540 | Elder Conservatorium of Music | 540 | Elder Conservatorium School Performing Arts | 33.2 | Store - Stage | 4 | Ancillary Area Space Group | 419 | Ancillary Area - Store Room - Generic |  | Adequate | 4,954.51 | NO
North Terrace_NT11-Elder Hall_Ground Floor_G04B _ Stair | NT-NT11-GN-G04B | NT11-GN-G04B-Stair | North Terrace | NT | NT11 | Elder Hall | GN | Ground Floor | G04B | 99939 | Unusable Spaces | 99939 | Unusable Spaces | 1.32 | Stair | 8 | Non Useable Floor Area Space Group | 805 | Non-usable - Circulation space |  | Unknown | 0.00 | NO
North Terrace_NT11-Elder Hall_Ground Floor_G05 _ A/L | NT-NT11-GN-G05 | NT11-GN-G05-A/L | North Terrace | NT | NT11 | Elder Hall | GN | Ground Floor | G05 | 99939 | Unusable Spaces | 99939 | Unusable Spaces | 1.33 | A/L | 8 | Non Useable Floor Area Space Group | 822 | Non-usable - Toilets/Amenities - Unisex |  | Unknown | 0.00 | NO
North Terrace_NT11-Elder Hall_Ground Floor_G05A _ WC - M | NT-NT11-GN-G05A | NT11-GN-G05A-WC - M | North Terrace | NT | NT11 | Elder Hall | GN | Ground Floor | G05A | 99939 | Unusable Spaces | 99939 | Unusable Spaces | 11.98 | WC - M | 8 | Non Useable Floor Area Space Group | 821 | Non-usable - Toilets/Amenities - Male |  | Unknown | 0.00 | NO
North Terrace_NT11-Elder Hall_Ground Floor_G06 _ A/L | NT-NT11-GN-G06 | NT11-GN-G06-A/L | North Terrace | NT | NT11 | Elder Hall | GN | Ground Floor | G06 | 99939 | Unusable Spaces | 99939 | Unusable Spaces | 1.32 | A/L | 8 | Non Useable Floor Area Space Group | 822 | Non-usable - Toilets/Amenities - Unisex |  | Unknown | 0.00 | NO
North Terrace_NT11-Elder Hall_Ground Floor_G06A _ WC - F | NT-NT11-GN-G06A | NT11-GN-G06A-WC - F | North Terrace | NT | NT11 | Elder Hall | GN | Ground Floor | G06A | 99939 | Unusable Spaces | 99939 | Unusable Spaces | 12.03 | WC - F | 8 | Non Useable Floor Area Space Group | 820 | Non-usable - Toilets/Amenities - Female |  | Unknown | 0.00 | NO
North Terrace_NT11-Elder Hall_Ground Floor_G06D _ VSR | NT-NT11-GN-G06D | NT11-GN-G06D-VSR | North Terrace | NT | NT11 | Elder Hall | GN | Ground Floor | G06D | 99939 | Unusable Spaces | 99939 | Unusable Spaces | 1.09 | VSR | 8 | Non Useable Floor Area Space Group | 840 | Non-usable - Service riser |  | Unknown | 0.00 | NO
North Terrace_NT11-Elder Hall_Ground Floor_G07 _ Cloak Room | NT-NT11-GN-G07 | NT11-GN-G07-Cloak Room | North Terrace | NT | NT11 | Elder Hall | GN | Ground Floor | G07 | 99998 | Central Common Teaching Areas (In Use) | 952 | Corporate Services Division Admin | 8.73 | Cloak Room | 4 | Ancillary Area Space Group | 419 | Ancillary Area - Store Room - Generic |  | Adequate | 1,302.80 | NO
North Terrace_NT11-Elder Hall_Ground Floor_G07A _ Closet | NT-NT11-GN-G07A | NT11-GN-G07A-Closet | North Terrace | NT | NT11 | Elder Hall | GN | Ground Floor | G07A | 99998 | Central Common Teaching Areas (In Use) | 952 | Corporate Services Division Admin | 1.68 | Closet | 4 | Ancillary Area Space Group | 419 | Ancillary Area - Store Room - Generic |  | Adequate | 250.71 | NO
North Terrace_NT11-Elder Hall_Ground Floor_G08 _ Corr. | NT-NT11-GN-G08 | NT11-GN-G08-Corr. | North Terrace | NT | NT11 | Elder Hall | GN | Ground Floor | G08 | 99939 | Unusable Spaces | 99939 | Unusable Spaces | 3.79 | Corr. | 8 | Non Useable Floor Area Space Group | 805 | Non-usable - Circulation space |  | Unknown | 0.00 | NO
North Terrace_NT11-Elder Hall_Ground Floor_G09 _ Broadcast Booth | NT-NT11-GN-G09 | NT11-GN-G09-Broadcast Booth | North Terrace | NT | NT11 | Elder Hall | GN | Ground Floor | G09 | 99998 | Central Common Teaching Areas (In Use) | 952 | Corporate Services Division Admin | 7.46 | Broadcast Booth | 4 | Ancillary Area Space Group | 412 | Ancillary Area - Lecture Theatre and seminar support room |  | Adequate | 1,113.27 | NO
North Terrace_NT11-Elder Hall_Ground Floor_G10 _ Corr. | NT-NT11-GN-G10 | NT11-GN-G10-Corr. | North Terrace | NT | NT11 | Elder Hall | GN | Ground Floor | G10 | 99939 | Unusable Spaces | 99939 | Unusable Spaces | 2.39 | Corr. | 8 | Non Useable Floor Area Space Group | 805 | Non-usable - Circulation space |  | Unknown | 0.00 | NO
North Terrace_NT11-Elder Hall_Ground Floor_G10A _ Stair | NT-NT11-GN-G10A | NT11-GN-G10A-Stair | North Terrace | NT | NT11 | Elder Hall | GN | Ground Floor | G10A | 99939 | Unusable Spaces | 99939 | Unusable Spaces | 3.08 | Stair | 8 | Non Useable Floor Area Space Group | 805 | Non-usable - Circulation space |  | Unknown | 0.00 | NO
North Terrace_NT11-Elder Hall_Ground Floor_G11 _ Light Control Room | NT-NT11-GN-G11 | NT11-GN-G11-Light Control Room | North Terrace | NT | NT11 | Elder Hall | GN | Ground Floor | G11 | 99998 | Central Common Teaching Areas (In Use) | 952 | Corporate Services Division Admin | 7.46 | Light Control Room | 6 | General Facility Space Group | 614 | General Facility - Theatre support room |  | Adequate | 1,416.89 | NO
North Terrace_NT11-Elder Hall_Ground Floor_G12 _ Ticket Office | NT-NT11-GN-G12 | NT11-GN-G12-Ticket Office | North Terrace | NT | NT11 | Elder Hall | GN | Ground Floor | G12 | 99998 | Central Common Teaching Areas (In Use) | 952 | Corporate Services Division Admin | 8.73 | Ticket Office | 6 | General Facility Space Group | 614 | General Facility - Theatre support room |  | Adequate | 1,658.11 | NO
North Terrace_NT11-Elder Hall_Ground Floor_G12D _ VSR | NT-NT11-GN-G12D | NT11-GN-G12D-VSR | North Terrace | NT | NT11 | Elder Hall | GN | Ground Floor | G12D | 99939 | Unusable Spaces | 99939 | Unusable Spaces | 1.09 | VSR | 8 | Non Useable Floor Area Space Group | 840 | Non-usable - Service riser |  | Unknown | 0.00 | NO
North Terrace_NT11-Elder Hall_Ground Floor_G13 _ Exit Lobby | NT-NT11-GN-G13 | NT11-GN-G13-Exit Lobby | North Terrace | NT | NT11 | Elder Hall | GN | Ground Floor | G13 | 99939 | Unusable Spaces | 99939 | Unusable Spaces | 19.58 | Exit Lobby | 8 | Non Useable Floor Area Space Group | 805 | Non-usable - Circulation space |  | Unknown | 0.00 | NO
North Terrace_NT11-Elder Hall_Ground Floor_G13A _ Stair - external | NT-NT11-GN-G13A | NT11-GN-G13A-Stair - external | North Terrace | NT | NT11 | Elder Hall | GN | Ground Floor | G13A | 99939 | Unusable Spaces | 99939 | Unusable Spaces | 15.54 | Stair - external | 8 | Non Useable Floor Area Space Group | 805 | Non-usable - Circulation space |  | Unknown | 0.00 | NO
North Terrace_NT11-Elder Hall_Ground Floor_G13B _ VSR | NT-NT11-GN-G13B | NT11-GN-G13B-VSR | North Terrace | NT | NT11 | Elder Hall | GN | Ground Floor | G13B | 99939 | Unusable Spaces | 99939 | Unusable Spaces | 1.04 | VSR | 8 | Non Useable Floor Area Space Group | 840 | Non-usable - Service riser |  | Unknown | 0.00 | NO
North Terrace_NT11-Elder Hall_Ground Floor_G13C _ VSR | NT-NT11-GN-G13C | NT11-GN-G13C-VSR | North Terrace | NT | NT11 | Elder Hall | GN | Ground Floor | G13C | 99939 | Unusable Spaces | 99939 | Unusable Spaces | 0.63 | VSR | 8 | Non Useable Floor Area Space Group | 805 | Non-usable - Circulation space |  | Unknown | 0.00 | NO
North Terrace_NT11-Elder Hall_Ground Floor_G14 _ Stair | NT-NT11-GN-G14 | NT11-GN-G14-Stair | North Terrace | NT | NT11 | Elder Hall | GN | Ground Floor | G14 | 99939 | Unusable Spaces | 99939 | Unusable Spaces | 4.71 | Stair | 8 | Non Useable Floor Area Space Group | 805 | Non-usable - Circulation space |  | Unknown | 0.00 | NO
North Terrace_NT11-Elder Hall_Ground Floor_G15 _ Artist Prep. Room | NT-NT11-GN-G15 | NT11-GN-G15-Artist Prep. Room | North Terrace | NT | NT11 | Elder Hall | GN | Ground Floor | G15 | 540 | Elder Conservatorium of Music | 540 | Elder Conservatorium School Performing Arts | 16.19 | Artist Prep. Room | 6 | General Facility Space Group | 614 | General Facility - Theatre support room |  | Adequate | 3,075.00 | NO
North Terrace_NT11-Elder Hall_Ground Floor_G16 _ Corr. | NT-NT11-GN-G16 | NT11-GN-G16-Corr. | North Terrace | NT | NT11 | Elder Hall | GN | Ground Floor | G16 | 99939 | Unusable Spaces | 99939 | Unusable Spaces | 9.41 | Corr. | 8 | Non Useable Floor Area Space Group | 805 | Non-usable - Circulation space |  | Unknown | 0.00 | NO
North Terrace_NT11-Elder Hall_Ground Floor_G16A _ Light Well | NT-NT11-GN-G16A | NT11-GN-G16A-Light Well | North Terrace | NT | NT11 | Elder Hall | GN | Ground Floor | G16A | 99939 | Unusable Spaces | 99939 | Unusable Spaces | 6.12 | Light Well | 8 | Non Useable Floor Area Space Group | 800 | Non-usable - Specific type not defined |  | Unknown | 0.00 | NO
North Terrace_NT11-Elder Hall_Ground Floor_G17 _ Stair | NT-NT11-GN-G17 | NT11-GN-G17-Stair | North Terrace | NT | NT11 | Elder Hall | GN | Ground Floor | G17 | 99939 | Unusable Spaces | 99939 | Unusable Spaces | 3.83 | Stair | 8 | Non Useable Floor Area Space Group | 805 | Non-usable - Circulation space |  | Unknown | 0.00 | NO
North Terrace_NT11-Elder Hall_Ground Floor_G18 _ Practice Room | NT-NT11-GN-G18 | NT11-GN-G18-Practice Room | North Terrace | NT | NT11 | Elder Hall | GN | Ground Floor | G18 | 540 | Elder Conservatorium of Music | 540 | Elder Conservatorium School Performing Arts | 5.58 | Practice Room | 3 | Specialist Teaching or Research Space Group | 336 | Music Practice Rooms - Teaching |  | Adequate | 1,258.54 | NO
North Terrace_NT11-Elder Hall_Ground Floor_G19 _ WC - U | NT-NT11-GN-G19 | NT11-GN-G19-WC - U | North Terrace | NT | NT11 | Elder Hall | GN | Ground Floor | G19 | 99939 | Unusable Spaces | 99939 | Unusable Spaces | 4.12 | WC - U | 8 | Non Useable Floor Area Space Group | 822 | Non-usable - Toilets/Amenities - Unisex |  | Unknown | 0.00 | NO
North Terrace_NT11-Elder Hall_Ground Floor_G21 _ Practice Room | NT-NT11-GN-G21 | NT11-GN-G21-Practice Room | North Terrace | NT | NT11 | Elder Hall | GN | Ground Floor | G21 | 540 | Elder Conservatorium of Music | 540 | Elder Conservatorium School Performing Arts | 11.46 | Practice Room | 3 | Specialist Teaching or Research Space Group | 336 | Music Practice Rooms - Teaching |  | Adequate | 2,584.74 | NO
North Terrace_NT11-Elder Hall_Ground Floor_G22 _ Corr. | NT-NT11-GN-G22 | NT11-GN-G22-Corr. | North Terrace | NT | NT11 | Elder Hall | GN | Ground Floor | G22 | 99939 | Unusable Spaces | 99939 | Unusable Spaces | 7.26 | Corr. | 8 | Non Useable Floor Area Space Group | 805 | Non-usable - Circulation space |  | Adequate | 0.00 | NO
North Terrace_NT11-Elder Hall_Ground Floor_G23 _ Practice Room | NT-NT11-GN-G23 | NT11-GN-G23-Practice Room | North Terrace | NT | NT11 | Elder Hall | GN | Ground Floor | G23 | 540 | Elder Conservatorium of Music | 540 | Elder Conservatorium School Performing Arts | 9.41 | Practice Room | 3 | Specialist Teaching or Research Space Group | 336 | Music Practice Rooms - Teaching |  | Adequate | 2,122.37 | NO
North Terrace_NT11-Elder Hall_Ground Floor_G25 _ Corr. | NT-NT11-GN-G25 | NT11-GN-G25-Corr. | North Terrace | NT | NT11 | Elder Hall | GN | Ground Floor | G25 | 99939 | Unusable Spaces | 99939 | Unusable Spaces | 5.65 | Corr. | 8 | Non Useable Floor Area Space Group | 805 | Non-usable - Circulation space |  | Unknown | 0.00 | NO
North Terrace_NT11-Elder Hall_Ground Floor_G28 _ Stair | NT-NT11-GN-G28 | NT11-GN-G28-Stair | North Terrace | NT | NT11 | Elder Hall | GN | Ground Floor | G28 | 99939 | Unusable Spaces | 99939 | Unusable Spaces | 3.83 | Stair | 8 | Non Useable Floor Area Space Group | 805 | Non-usable - Circulation space |  | Unknown | 0.00 | NO
North Terrace_NT11-Elder Hall_Ground Floor_G29 _ Practice Room | NT-NT11-GN-G29 | NT11-GN-G29-Practice Room | North Terrace | NT | NT11 | Elder Hall | GN | Ground Floor | G29 | 540 | Elder Conservatorium of Music | 540 | Elder Conservatorium School Performing Arts | 5.58 | Practice Room | 3 | Specialist Teaching or Research Space Group | 336 | Music Practice Rooms - Teaching |  | Adequate | 1,258.54 | NO
North Terrace_NT11-Elder Hall_Ground Floor_G30 _ Store | NT-NT11-GN-G30 | NT11-GN-G30-Store | North Terrace | NT | NT11 | Elder Hall | GN | Ground Floor | G30 | 540 | Elder Conservatorium of Music | 540 | Elder Conservatorium School Performing Arts | 16.19 | Store | 4 | Ancillary Area Space Group | 419 | Ancillary Area - Store Room - Generic |  | Adequate | 2,416.07 | NO
North Terrace_NT11-Elder Hall_Ground Floor_G31 _ Exit Lobby | NT-NT11-GN-G31 | NT11-GN-G31-Exit Lobby | North Terrace | NT | NT11 | Elder Hall | GN | Ground Floor | G31 | 99939 | Unusable Spaces | 99939 | Unusable Spaces | 16.12 | Exit Lobby | 8 | Non Useable Floor Area Space Group | 805 | Non-usable - Circulation space |  | Unknown | 0.00 | NO
North Terrace_NT11-Elder Hall_Ground Floor_G31A _ Stair - external | NT-NT11-GN-G31A | NT11-GN-G31A-Stair - external | North Terrace | NT | NT11 | Elder Hall | GN | Ground Floor | G31A | 99939 | Unusable Spaces | 99939 | Unusable Spaces | 15.54 | Stair - external | 8 | Non Useable Floor Area Space Group | 805 | Non-usable - Circulation space |  | Unknown | 0.00 | NO
North Terrace_NT11-Elder Hall_Ground Floor_G31B _ Store | NT-NT11-GN-G31B | NT11-GN-G31B-Store | North Terrace | NT | NT11 | Elder Hall | GN | Ground Floor | G31B | 540 | Elder Conservatorium of Music | 540 | Elder Conservatorium School Performing Arts | 4.86 | Store | 4 | Ancillary Area Space Group | 419 | Ancillary Area - Store Room - Generic |  | Adequate | 725.27 | NO
North Terrace_NT11-Elder Hall_Ground Floor_G31C _ VSR | NT-NT11-GN-G31C | NT11-GN-G31C-VSR | North Terrace | NT | NT11 | Elder Hall | GN | Ground Floor | G31C | 99939 | Unusable Spaces | 99939 | Unusable Spaces | 1.04 | VSR | 8 | Non Useable Floor Area Space Group | 840 | Non-usable - Service riser |  | Unknown | 0.00 | NO
North Terrace_NT11-Elder Hall_Lower Ground_LG01 _ Entry | NT-NT11-LG-LG01 | NT11-LG-LG01-Entry | North Terrace | NT | NT11 | Elder Hall | LG | Lower Ground | LG01 | 99939 | Unusable Spaces | 99939 | Unusable Spaces | 28.96 | Entry | 8 | Non Useable Floor Area Space Group | 805 | Non-usable - Circulation space |  | Good | 0.00 | NO
North Terrace_NT11-Elder Hall_Lower Ground_LG01A _ Stair | NT-NT11-LG-LG01A | NT11-LG-LG01A-Stair | North Terrace | NT | NT11 | Elder Hall | LG | Lower Ground | LG01A | 99939 | Unusable Spaces | 99939 | Unusable Spaces | 4.62 | Stair | 8 | Non Useable Floor Area Space Group | 805 | Non-usable - Circulation space |  | Good | 0.00 | NO
North Terrace_NT11-Elder Hall_Lower Ground_LG05 _ Common Room - Student | NT-NT11-LG-LG05 | NT11-LG-LG05-Common Room - Student | North Terrace | NT | NT11 | Elder Hall | LG | Lower Ground | LG05 | 540 | Elder Conservatorium of Music | 540 | Elder Conservatorium School Performing Arts | 46.08 | Common Room - Student | 6 | General Facility Space Group | 606 | General Facility - Common Room Student access |  | Good | 10,940.08 | NO
North Terrace_NT11-Elder Hall_Lower Ground_LG05A _ Corr. | NT-NT11-LG-LG05A | NT11-LG-LG05A-Corr. | North Terrace | NT | NT11 | Elder Hall | LG | Lower Ground | LG05A | 99939 | Unusable Spaces | 99939 | Unusable Spaces | 16.56 | Corr. | 8 | Non Useable Floor Area Space Group | 805 | Non-usable - Circulation space |  | Good | 0.00 | NO
North Terrace_NT11-Elder Hall_Lower Ground_LG06 _ Rehersal | NT-NT11-LG-LG06 | NT11-LG-LG06-Rehersal | North Terrace | NT | NT11 | Elder Hall | LG | Lower Ground | LG06 | 540 | Elder Conservatorium of Music | 540 | Elder Conservatorium School Performing Arts | 43.92 | Rehersal | 2 | Teaching Space Group | 206 | Lecture/Seminar/Tutorial/Class Room (<30) Flat Floor |  | Good | 11,358.27 | NO
North Terrace_NT11-Elder Hall_Lower Ground_LG06A _ Store | NT-NT11-LG-LG06A | NT11-LG-LG06A-Store | North Terrace | NT | NT11 | Elder Hall | LG | Lower Ground | LG06A | 540 | Elder Conservatorium of Music | 540 | Elder Conservatorium School Performing Arts | 8.99 | Store | 4 | Ancillary Area Space Group | 419 | Ancillary Area - Store Room - Generic |  | Adequate | 1,341.60 | NO
North Terrace_NT11-Elder Hall_Lower Ground_LG06B _ Store | NT-NT11-LG-LG06B | NT11-LG-LG06B-Store | North Terrace | NT | NT11 | Elder Hall | LG | Lower Ground | LG06B | 540 | Elder Conservatorium of Music | 540 | Elder Conservatorium School Performing Arts | 16.59 | Store | 4 | Ancillary Area Space Group | 419 | Ancillary Area - Store Room - Generic |  | Adequate | 2,475.76 | NO
North Terrace_NT11-Elder Hall_Lower Ground_LG07 _ Corr. | NT-NT11-LG-LG07 | NT11-LG-LG07-Corr. | North Terrace | NT | NT11 | Elder Hall | LG | Lower Ground | LG07 | 99939 | Unusable Spaces | 99939 | Unusable Spaces | 57.27 | Corr. | 8 | Non Useable Floor Area Space Group | 805 | Non-usable - Circulation space |  | Good | 0.00 | NO
North Terrace_NT11-Elder Hall_Lower Ground_LG07A _ Corr. | NT-NT11-LG-LG07A | NT11-LG-LG07A-Corr. | North Terrace | NT | NT11 | Elder Hall | LG | Lower Ground | LG07A | 99939 | Unusable Spaces | 99939 | Unusable Spaces | 20.22 | Corr. | 8 | Non Useable Floor Area Space Group | 805 | Non-usable - Circulation space |  | Good | 0.00 | NO
North Terrace_NT11-Elder Hall_Lower Ground_LG07B _ Corr. | NT-NT11-LG-LG07B | NT11-LG-LG07B-Corr. | North Terrace | NT | NT11 | Elder Hall | LG | Lower Ground | LG07B | 99939 | Unusable Spaces | 99939 | Unusable Spaces | 18.63 | Corr. | 8 | Non Useable Floor Area Space Group | 805 | Non-usable - Circulation space |  | Good | 0.00 | NO
North Terrace_NT11-Elder Hall_Lower Ground_LG08 _ Teaching Room | NT-NT11-LG-LG08 | NT11-LG-LG08-Teaching Room | North Terrace | NT | NT11 | Elder Hall | LG | Lower Ground | LG08 | 540 | Elder Conservatorium of Music | 540 | Elder Conservatorium School Performing Arts | 33.09 | Teaching Room | 8 | Non Useable Floor Area Space Group | 805 | Non-usable - Circulation space |  | Good | 0.00 | NO
North Terrace_NT11-Elder Hall_Lower Ground_LG09 _ Teaching Room | NT-NT11-LG-LG09 | NT11-LG-LG09-Teaching Room | North Terrace | NT | NT11 | Elder Hall | LG | Lower Ground | LG09 | 540 | Elder Conservatorium of Music | 540 | Elder Conservatorium School Performing Arts | 34.62 | Teaching Room | 3 | Specialist Teaching or Research Space Group | 336 | Music Practice Rooms - Teaching |  | Good | 9,760.43 | NO
North Terrace_NT11-Elder Hall_Lower Ground_LG10A _ Cleaner | NT-NT11-LG-LG10A | NT11-LG-LG10A-Cleaner | North Terrace | NT | NT11 | Elder Hall | LG | Lower Ground | LG10A | 99939 | Unusable Spaces | 99939 | Unusable Spaces | 1.77 | Cleaner | 8 | Non Useable Floor Area Space Group | 806 | Non-usable - Cleaners room |  | Adequate | 0.00 | NO
North Terrace_NT11-Elder Hall_Lower Ground_LG10B _ Stair - Lift Motor Room | NT-NT11-LG-LG10B | NT11-LG-LG10B-Stair - Lift Motor Room | North Terrace | NT | NT11 | Elder Hall | LG | Lower Ground | LG10B | 99939 | Unusable Spaces | 99939 | Unusable Spaces | 2.26 | Stair - Lift Motor Room | 8 | Non Useable Floor Area Space Group | 805 | Non-usable - Circulation space |  | Unknown | 0.00 | NO
North Terrace_NT11-Elder Hall_Lower Ground_LG10C _ Lift | NT-NT11-LG-LG10C | NT11-LG-LG10C-Lift | North Terrace | NT | NT11 | Elder Hall | LG | Lower Ground | LG10C | 99939 | Unusable Spaces | 99939 | Unusable Spaces | 2.97 | Lift | 8 | Non Useable Floor Area Space Group | 838 | Non-usable - Lift |  | Adequate | 0.00 | NO
North Terrace_NT11-Elder Hall_Lower Ground_LG10D _ WC - U - Access (LH) | NT-NT11-LG-LG10D | NT11-LG-LG10D-WC - U - Access (LH) | North Terrace | NT | NT11 | Elder Hall | LG | Lower Ground | LG10D | 99939 | Unusable Spaces | 99939 | Unusable Spaces | 5.82 | WC - U - Access (LH) | 8 | Non Useable Floor Area Space Group | 818 | Non-usable - Toilets/Amenities - Unisex Accessible |  | Good | 0.00 | NO
North Terrace_NT11-Elder Hall_Lower Ground_LG10E _ WC - F | NT-NT11-LG-LG10E | NT11-LG-LG10E-WC - F | North Terrace | NT | NT11 | Elder Hall | LG | Lower Ground | LG10E | 99939 | Unusable Spaces | 99939 | Unusable Spaces | 6.7 | WC - F | 8 | Non Useable Floor Area Space Group | 820 | Non-usable - Toilets/Amenities - Female |  | Good | 0.00 | NO
North Terrace_NT11-Elder Hall_Lower Ground_LG10F _ VSR | NT-NT11-LG-LG10F | NT11-LG-LG10F-VSR | North Terrace | NT | NT11 | Elder Hall | LG | Lower Ground | LG10F | 99939 | Unusable Spaces | 99939 | Unusable Spaces | 0.66 | VSR | 8 | Non Useable Floor Area Space Group | 840 | Non-usable - Service riser |  | Unknown | 0.00 | NO
North Terrace_NT11-Elder Hall_Lower Ground_LG11 _ Teaching Room | NT-NT11-LG-LG11 | NT11-LG-LG11-Teaching Room | North Terrace | NT | NT11 | Elder Hall | LG | Lower Ground | LG11 | 540 | Elder Conservatorium of Music | 540 | Elder Conservatorium School Performing Arts | 23.79 | Teaching Room | 3 | Specialist Teaching or Research Space Group | 336 | Music Practice Rooms - Teaching |  | Good | 6,707.12 | NO
North Terrace_NT11-Elder Hall_Lower Ground_LG12 _ Teaching Room | NT-NT11-LG-LG12 | NT11-LG-LG12-Teaching Room | North Terrace | NT | NT11 | Elder Hall | LG | Lower Ground | LG12 | 540 | Elder Conservatorium of Music | 540 | Elder Conservatorium School Performing Arts | 39.65 | Teaching Room | 3 | Specialist Teaching or Research Space Group | 336 | Music Practice Rooms - Teaching |  | Good | 11,178.54 | NO
North Terrace_NT11-Elder Hall_Lower Ground_LG13 _ "Bishop Hall" | NT-NT11-LG-LG13 | NT11-LG-LG13-"Bishop Hall" | North Terrace | NT | NT11 | Elder Hall | LG | Lower Ground | LG13 | 540 | Elder Conservatorium of Music | 540 | Elder Conservatorium School Performing Arts | 112.49 | "Bishop Hall" | 2 | Teaching Space Group | 204 | Lecture/Seminar/Tutorial (>70 seats) Flat Floor |  | Good | 29,091.35 | NO
North Terrace_NT11-Elder Hall_Lower Ground_LG14 _ Teaching Room | NT-NT11-LG-LG14 | NT11-LG-LG14-Teaching Room | North Terrace | NT | NT11 | Elder Hall | LG | Lower Ground | LG14 | 540 | Elder Conservatorium of Music | 540 | Elder Conservatorium School Performing Arts | 39.65 | Teaching Room | 3 | Specialist Teaching or Research Space Group | 336 | Music Practice Rooms - Teaching |  | Good | 11,178.54 | NO
North Terrace_NT11-Elder Hall_Lower Ground_LG15 _ Office | NT-NT11-LG-LG15 | NT11-LG-LG15-Office | North Terrace | NT | NT11 | Elder Hall | LG | Lower Ground | LG15 | 540 | Elder Conservatorium of Music | 540 | Elder Conservatorium School Performing Arts | 23.79 | Office | 1 | Office Space Group | 101 | Office - Academic Staff |  | Good | 5,042.95 | NO
North Terrace_NT11-Elder Hall_Lower Ground_LG16 _ Store | NT-NT11-LG-LG16 | NT11-LG-LG16-Store | North Terrace | NT | NT11 | Elder Hall | LG | Lower Ground | LG16 | 540 | Elder Conservatorium of Music | 540 | Elder Conservatorium School Performing Arts | 3 | Store | 4 | Ancillary Area Space Group | 419 | Ancillary Area - Store Room - Generic |  | Adequate | 447.70 | NO
North Terrace_NT11-Elder Hall_Lower Ground_LG17 _ WC - M | NT-NT11-LG-LG17 | NT11-LG-LG17-WC - M | North Terrace | NT | NT11 | Elder Hall | LG | Lower Ground | LG17 | 99939 | Unusable Spaces | 99939 | Unusable Spaces | 13.63 | WC - M | 8 | Non Useable Floor Area Space Group | 821 | Non-usable - Toilets/Amenities - Male |  | Good | 0.00 | NO
North Terrace_NT11-Elder Hall_Lower Ground_LG18 _ Stair | NT-NT11-LG-LG18 | NT11-LG-LG18-Stair | North Terrace | NT | NT11 | Elder Hall | LG | Lower Ground | LG18 | 99939 | Unusable Spaces | 99939 | Unusable Spaces | 5.94 | Stair | 8 | Non Useable Floor Area Space Group | 805 | Non-usable - Circulation space |  | Adequate | 0.00 | NO
North Terrace_NT11-Elder Hall_Lower Ground_LG19 _ Teaching Room | NT-NT11-LG-LG19 | NT11-LG-LG19-Teaching Room | North Terrace | NT | NT11 | Elder Hall | LG | Lower Ground | LG19 | 540 | Elder Conservatorium of Music | 540 | Elder Conservatorium School Performing Arts | 34.62 | Teaching Room | 3 | Specialist Teaching or Research Space Group | 336 | Music Practice Rooms - Teaching |  | Good | 9,760.43 | NO
North Terrace_NT11-Elder Hall_Lower Ground_LG20 _ Teaching Room | NT-NT11-LG-LG20 | NT11-LG-LG20-Teaching Room | North Terrace | NT | NT11 | Elder Hall | LG | Lower Ground | LG20 | 540 | Elder Conservatorium of Music | 540 | Elder Conservatorium School Performing Arts | 33.09 | Teaching Room | 3 | Specialist Teaching or Research Space Group | 336 | Music Practice Rooms - Teaching |  | Good | 9,329.07 | NO
North Terrace_NT11-Elder Hall_Lower Ground_LG21 _ Office | NT-NT11-LG-LG21 | NT11-LG-LG21-Office | North Terrace | NT | NT11 | Elder Hall | LG | Lower Ground | LG21 | 540 | Elder Conservatorium of Music | 540 | Elder Conservatorium School Performing Arts | 15.33 | Office | 1 | Office Space Group | 108 | Office - Professional/General Staff |  | Good | 3,249.62 | NO
North Terrace_NT11-Elder Hall_Lower Ground_LG22 _ Corr. | NT-NT11-LG-LG22 | NT11-LG-LG22-Corr. | North Terrace | NT | NT11 | Elder Hall | LG | Lower Ground | LG22 | 99939 | Unusable Spaces | 99939 | Unusable Spaces | 9.59 | Corr. | 8 | Non Useable Floor Area Space Group | 805 | Non-usable - Circulation space |  | Good | 0.00 | NO
North Terrace_NT11-Elder Hall_Lower Ground_LG23 _ Office | NT-NT11-LG-LG23 | NT11-LG-LG23-Office | North Terrace | NT | NT11 | Elder Hall | LG | Lower Ground | LG23 | 540 | Elder Conservatorium of Music | 540 | Elder Conservatorium School Performing Arts | 5.57 | Office | 1 | Office Space Group | 101 | Office - Academic Staff |  | Good | 1,180.72 | NO
North Terrace_NT11-Elder Hall_Lower Ground_LG24 _ Stair | NT-NT11-LG-LG24 | NT11-LG-LG24-Stair | North Terrace | NT | NT11 | Elder Hall | LG | Lower Ground | LG24 | 99939 | Unusable Spaces | 99939 | Unusable Spaces | 3.13 | Stair | 8 | Non Useable Floor Area Space Group | 805 | Non-usable - Circulation space |  | Good | 0.00 | NO
North Terrace_NT11-Elder Hall_Lower Ground_LG25 _ Office | NT-NT11-LG-LG25 | NT11-LG-LG25-Office | North Terrace | NT | NT11 | Elder Hall | LG | Lower Ground | LG25 | 540 | Elder Conservatorium of Music | 540 | Elder Conservatorium School Performing Arts | 13.34 | Office | 1 | Office Space Group | 101 | Office - Academic Staff |  | Good | 2,827.78 | NO
North Terrace_NT11-Elder Hall_Lower Ground_LG26 _ Tea Room | NT-NT11-LG-LG26 | NT11-LG-LG26-Tea Room | North Terrace | NT | NT11 | Elder Hall | LG | Lower Ground | LG26 | 540 | Elder Conservatorium of Music | 540 | Elder Conservatorium School Performing Arts | 6.19 | Tea Room | 6 | General Facility Space Group | 608 | General Facility - Kitchen/Servery/Food Storage |  | Good | 1,469.60 | NO
North Terrace_NT11-Elder Hall_Lower Ground_LG27 _ Lockers | NT-NT11-LG-LG27 | NT11-LG-LG27-Lockers | North Terrace | NT | NT11 | Elder Hall | LG | Lower Ground | LG27 | 540 | Elder Conservatorium of Music | 540 | Elder Conservatorium School Performing Arts | 16.32 | Lockers | 4 | Ancillary Area Space Group | 416 | Ancillary Area - Locker Storage/Room |  | Good | 3,044.34 | NO
North Terrace_NT11-Elder Hall_Lower Ground_LG30 _ Entry - external | NT-NT11-LG-LG30 | NT11-LG-LG30-Entry - external | North Terrace | NT | NT11 | Elder Hall | LG | Lower Ground | LG30 | 99939 | Unusable Spaces | 99939 | Unusable Spaces | 3.12 | Entry - external | 8 | Non Useable Floor Area Space Group | 805 | Non-usable - Circulation space |  | Unknown | 0.00 | NO
North Terrace_NT12-Engineering and Maths. Sciences_First Floor_101 _ Corr. | NT-NT12-01-101 | NT12-01-101-Corr. | North Terrace | NT | NT12 | Engineering and Maths. Sciences | 01 | First Floor | 101 | 99939 | Unusable Spaces | 99939 | Unusable Spaces | 17.33 | Corr. | 8 | Non Useable Floor Area Space Group | 805 | Non-usable - Circulation space |  | Unknown | 0.00 | NO
North Terrace_NT12-Engineering and Maths. Sciences_First Floor_101A _ Corr. | NT-NT12-01-101A | NT12-01-101A-Corr. | North Terrace | NT | NT12 | Engineering and Maths. Sciences | 01 | First Floor | 101A | 99939 | Unusable Spaces | 99939 | Unusable Spaces | 4.82 | Corr. | 8 | Non Useable Floor Area Space Group | 805 | Non-usable - Circulation space |  | Unknown | 0.00 | NO
North Terrace_NT12-Engineering and Maths. Sciences_First Floor_102 _ Stair | NT-NT12-01-102 | NT12-01-102-Stair | North Terrace | NT | NT12 | Engineering and Maths. Sciences | 01 | First Floor | 102 | 99939 | Unusable Spaces | 99939 | Unusable Spaces | 16.63 | Stair | 8 | Non Useable Floor Area Space Group | 805 | Non-usable - Circulation space |  | Unknown | 0.00 | NO
North Terrace_NT12-Engineering and Maths. Sciences_First Floor_104 _ Corr. | NT-NT12-01-104 | NT12-01-104-Corr. | North Terrace | NT | NT12 | Engineering and Maths. Sciences | 01 | First Floor | 104 | 99939 | Unusable Spaces | 99939 | Unusable Spaces | 31.53 | Corr. | 8 | Non Useable Floor Area Space Group | 805 | Non-usable - Circulation space |  | Unknown | 0.00 | NO
North Terrace_NT12-Engineering and Maths. Sciences_First Floor_104A _ Corr. | NT-NT12-01-104A | NT12-01-104A-Corr. | North Terrace | NT | NT12 | Engineering and Maths. Sciences | 01 | First Floor | 104A | 99939 | Unusable Spaces | 99939 | Unusable Spaces | 13.39 | Corr. | 8 | Non Useable Floor Area Space Group | 805 | Non-usable - Circulation space |  | Unknown | 0.00 | NO
North Terrace_NT12-Engineering and Maths. Sciences_First Floor_104D _ Elec DB | NT-NT12-01-104D | NT12-01-104D-Elec DB | North Terrace | NT | NT12 | Engineering and Maths. Sciences | 01 | First Floor | 104D | 99939 | Unusable Spaces | 99939 | Unusable Spaces | 1.12 | Elec DB | 8 | Non Useable Floor Area Space Group | 840 | Non-usable - Service riser |  | Unknown | 0.00 | NO
North Terrace_NT12-Engineering and Maths. Sciences_First Floor_105 _ CS CAT Suite 11 | NT-NT12-01-105 | NT12-01-105-CS CAT Suite 11 | North Terrace | NT | NT12 | Engineering and Maths. Sciences | 01 | First Floor | 105 | 214 | ECMS Infrastructure | 214 | ECMS Faculty Services | 119.11 | CS CAT Suite 11 | 3 | Specialist Teaching or Research Space Group | 310 | Laboratory - Computing - Open Access |  | Adequate | 26,864.58 | NO
North Terrace_NT12-Engineering and Maths. Sciences_First Floor_105A _ void | NT-NT12-01-105A | NT12-01-105A-void | North Terrace | NT | NT12 | Engineering and Maths. Sciences | 01 | First Floor | 105A | 99939 | Unusable Spaces | 99939 | Unusable Spaces | 1.07 | void | 8 | Non Useable Floor Area Space Group | 800 | Non-usable - Specific type not defined |  | Unknown | 0.00 | NO
North Terrace_NT12-Engineering and Maths. Sciences_First Floor_106 _ Maths Computer Suite | NT-NT12-01-106 | NT12-01-106-Maths Computer Suite | North Terrace | NT | NT12 | Engineering and Maths. Sciences | 01 | First Floor | 106 | 214 | ECMS Infrastructure | 214 | ECMS Faculty Services | 97.9 | Maths Computer Suite | 3 | Specialist Teaching or Research Space Group | 310 | Laboratory - Computing - Open Access |  | Adequate | 22,080.78 | NO
North Terrace_NT12-Engineering and Maths. Sciences_First Floor_106A _ void | NT-NT12-01-106A | NT12-01-106A-void | North Terrace | NT | NT12 | Engineering and Maths. Sciences | 01 | First Floor | 106A | 99939 | Unusable Spaces | 99939 | Unusable Spaces | 0.21 | void | 8 | Non Useable Floor Area Space Group | 800 | Non-usable - Specific type not defined |  | Unknown | 0.00 | NO
North Terrace_NT12-Engineering and Maths. Sciences_First Floor_106B _ void | NT-NT12-01-106B | NT12-01-106B-void | North Terrace | NT | NT12 | Engineering and Maths. Sciences | 01 | First Floor | 106B | 99939 | Unusable Spaces | 99939 | Unusable Spaces | 0.94 | void | 8 | Non Useable Floor Area Space Group | 800 | Non-usable - Specific type not defined |  | Unknown | 0.00 | NO
North Terrace_NT12-Engineering and Maths. Sciences_First Floor_107 _ Maths Drop In Centre | NT-NT12-01-107 | NT12-01-107-Maths Drop In Centre | North Terrace | NT | NT12 | Engineering and Maths. Sciences | 01 | First Floor | 107 | 235 | School of Mathematical Sciences | 235 | School of Mathematical Sciences | 70.77 | Maths Drop In Centre | 2 | Teaching Space Group | 217 | Collaborative Teaching Space |  | Good | 18,302.03 | NO
North Terrace_NT12-Engineering and Maths. Sciences_First Floor_108 _ CS CAT Suite 8 | NT-NT12-01-108 | NT12-01-108-CS CAT Suite 8 | North Terrace | NT | NT12 | Engineering and Maths. Sciences | 01 | First Floor | 108 | 214 | ECMS Infrastructure | 214 | ECMS Faculty Services | 192.27 | CS CAT Suite 8 | 3 | Specialist Teaching or Research Space Group | 310 | Laboratory - Computing - Open Access |  | Adequate | 43,365.39 | NO
North Terrace_NT12-Engineering and Maths. Sciences_First Floor_110 _ Computer Science Learning Centre | NT-NT12-01-110 | NT12-01-110-Computer Science Learning Centre | North Terrace | NT | NT12 | Engineering and Maths. Sciences | 01 | First Floor | 110 | 221 | School of Computer Science | 221 | School of Computer Science | 55.71 | Computer Science Learning Centre | 3 | Specialist Teaching or Research Space Group | 310 | Laboratory - Computing - Open Access |  | Good | 15,706.34 | NO
North Terrace_NT12-Engineering and Maths. Sciences_First Floor_113 _ Stair | NT-NT12-01-113 | NT12-01-113-Stair | North Terrace | NT | NT12 | Engineering and Maths. Sciences | 01 | First Floor | 113 | 99939 | Unusable Spaces | 99939 | Unusable Spaces | 7.6 | Stair | 8 | Non Useable Floor Area Space Group | 805 | Non-usable - Circulation space |  | Unknown | 0.00 | NO
North Terrace_NT12-Engineering and Maths. Sciences_First Floor_113A _ Stair | NT-NT12-01-113A | NT12-01-113A-Stair | North Terrace | NT | NT12 | Engineering and Maths. Sciences | 01 | First Floor | 113A | 99939 | Unusable Spaces | 99939 | Unusable Spaces | 2.52 | Stair | 8 | Non Useable Floor Area Space Group | 805 | Non-usable - Circulation space |  | Unknown | 0.00 | NO
North Terrace_NT12-Engineering and Maths. Sciences_First Floor_114 _ Comms | NT-NT12-01-114 | NT12-01-114-Comms | North Terrace | NT | NT12 | Engineering and Maths. Sciences | 01 | First Floor | 114 | 850 | ITDS Branch Central Costs | 869 | Information Technology and Digital Services | 7.85 | Comms | 8 | Non Useable Floor Area Space Group | 812 | Non-usable - Comms/network system/Telephone/PABX |  | Good | 0.00 | NO
North Terrace_NT12-Engineering and Maths. Sciences_First Floor_115 _ Plantroom - Mech | NT-NT12-01-115 | NT12-01-115-Plantroom - Mech | North Terrace | NT | NT12 | Engineering and Maths. Sciences | 01 | First Floor | 115 | 99939 | Unusable Spaces | 99939 | Unusable Spaces | 25.02 | Plantroom - Mech | 8 | Non Useable Floor Area Space Group | 810 | Non-usable - Mechanical plant room |  | Unknown | 0.00 | NO
North Terrace_NT12-Engineering and Maths. Sciences_First Floor_128 _ WC | NT-NT12-01-128 | NT12-01-128-WC | North Terrace | NT | NT12 | Engineering and Maths. Sciences | 01 | First Floor | 128 | 99939 | Unusable Spaces | 99939 | Unusable Spaces | 19.76 | WC | 8 | Non Useable Floor Area Space Group | 822 | Non-usable - Toilets/Amenities - Unisex |  | Unknown | 0.00 | NO
North Terrace_NT12-Engineering and Maths. Sciences_First Floor_128A _ Store | NT-NT12-01-128A | NT12-01-128A-Store | North Terrace | NT | NT12 | Engineering and Maths. Sciences | 01 | First Floor | 128A | 99939 | Unusable Spaces | 99939 | Unusable Spaces | 0.32 | Store | 4 | Ancillary Area Space Group | 419 | Ancillary Area - Store Room - Generic |  | Unknown | 0.00 | NO
North Terrace_NT12-Engineering and Maths. Sciences_First Floor_128B _ VSR | NT-NT12-01-128B | NT12-01-128B-VSR | North Terrace | NT | NT12 | Engineering and Maths. Sciences | 01 | First Floor | 128B | 99939 | Unusable Spaces | 99939 | Unusable Spaces | 0.51 | VSR | 8 | Non Useable Floor Area Space Group | 840 | Non-usable - Service riser |  | Unknown | 0.00 | NO
North Terrace_NT12-Engineering and Maths. Sciences_First Floor_129 _ WC - U - Access (RH) | NT-NT12-01-129 | NT12-01-129-WC - U - Access (RH) | North Terrace | NT | NT12 | Engineering and Maths. Sciences | 01 | First Floor | 129 | 99939 | Unusable Spaces | 99939 | Unusable Spaces | 4 | WC - U - Access (RH) | 8 | Non Useable Floor Area Space Group | 818 | Non-usable - Toilets/Amenities - Unisex Accessible |  | Unknown | 0.00 | NO
North Terrace_NT12-Engineering and Maths. Sciences_Second Floor_201 _ Lobby | NT-NT12-02-201 | NT12-02-201-Lobby | North Terrace | NT | NT12 | Engineering and Maths. Sciences | 02 | Second Floor | 201 | 99939 | Unusable Spaces | 99939 | Unusable Spaces | 14.2 | Lobby | 8 | Non Useable Floor Area Space Group | 805 | Non-usable - Circulation space |  | Unknown | 0.00 | NO
North Terrace_NT12-Engineering and Maths. Sciences_Second Floor_201A _ Corr. | NT-NT12-02-201A | NT12-02-201A-Corr. | North Terrace | NT | NT12 | Engineering and Maths. Sciences | 02 | Second Floor | 201A | 99939 | Unusable Spaces | 99939 | Unusable Spaces | 39.29 | Corr. | 8 | Non Useable Floor Area Space Group | 805 | Non-usable - Circulation space |  | Unknown | 0.00 | NO
North Terrace_NT12-Engineering and Maths. Sciences_Second Floor_202 _ Stair | NT-NT12-02-202 | NT12-02-202-Stair | North Terrace | NT | NT12 | Engineering and Maths. Sciences | 02 | Second Floor | 202 | 99939 | Unusable Spaces | 99939 | Unusable Spaces | 16.62 | Stair | 8 | Non Useable Floor Area Space Group | 805 | Non-usable - Circulation space |  | Unknown | 0.00 | NO
North Terrace_NT12-Engineering and Maths. Sciences_Second Floor_204 _ Corr. | NT-NT12-02-204 | NT12-02-204-Corr. | North Terrace | NT | NT12 | Engineering and Maths. Sciences | 02 | Second Floor | 204 | 99939 | Unusable Spaces | 99939 | Unusable Spaces | 43.13 | Corr. | 8 | Non Useable Floor Area Space Group | 805 | Non-usable - Circulation space |  | Unknown | 0.00 | NO
North Terrace_NT12-Engineering and Maths. Sciences_Second Floor_204A _ Corr. | NT-NT12-02-204A | NT12-02-204A-Corr. | North Terrace | NT | NT12 | Engineering and Maths. Sciences | 02 | Second Floor | 204A | 99939 | Unusable Spaces | 99939 | Unusable Spaces | 14.86 | Corr. | 8 | Non Useable Floor Area Space Group | 805 | Non-usable - Circulation space |  | Unknown | 0.00 | NO
North Terrace_NT12-Engineering and Maths. Sciences_Second Floor_204B _ DB - Elec | NT-NT12-02-204B | NT12-02-204B-DB - Elec | North Terrace | NT | NT12 | Engineering and Maths. Sciences | 02 | Second Floor | 204B | 99939 | Unusable Spaces | 99939 | Unusable Spaces | 1.11 | DB - Elec | 8 | Non Useable Floor Area Space Group | 840 | Non-usable - Service riser |  | Unknown | 0.00 | NO
North Terrace_NT12-Engineering and Maths. Sciences_Second Floor_205 _ Engineering Design Suite | NT-NT12-02-205 | NT12-02-205-Engineering Design Suite | North Terrace | NT | NT12 | Engineering and Maths. Sciences | 02 | Second Floor | 205 | 99998 | Central Common Teaching Areas (In Use) | 952 | Corporate Services Division Admin | 278.21 | Engineering Design Suite | 2 | Teaching Space Group | 204 | Lecture/Seminar/Tutorial (>70 seats) Flat Floor |  | Excellent | 84,611.62 | NO
North Terrace_NT12-Engineering and Maths. Sciences_Second Floor_206 _ Recording Studio | NT-NT12-02-206 | NT12-02-206-Recording Studio | North Terrace | NT | NT12 | Engineering and Maths. Sciences | 02 | Second Floor | 206 | 214 | ECMS Infrastructure | 214 | ECMS Faculty Services | 26.64 | Recording Studio | 3 | Specialist Teaching or Research Space Group | 313 | Audio Visual Teaching space - Undergraduate/Postgraduate |  | Excellent | 8,832.49 | NO
North Terrace_NT12-Engineering and Maths. Sciences_Second Floor_208 _ Stair | NT-NT12-02-208 | NT12-02-208-Stair | North Terrace | NT | NT12 | Engineering and Maths. Sciences | 02 | Second Floor | 208 | 99939 | Unusable Spaces | 99939 | Unusable Spaces | 7.96 | Stair | 8 | Non Useable Floor Area Space Group | 805 | Non-usable - Circulation space |  | Unknown | 0.00 | NO
North Terrace_NT12-Engineering and Maths. Sciences_Second Floor_208A _ Stair | NT-NT12-02-208A | NT12-02-208A-Stair | North Terrace | NT | NT12 | Engineering and Maths. Sciences | 02 | Second Floor | 208A | 99939 | Unusable Spaces | 99939 | Unusable Spaces | 3.16 | Stair | 8 | Non Useable Floor Area Space Group | 805 | Non-usable - Circulation space |  | Unknown | 0.00 | NO
North Terrace_NT12-Engineering and Maths. Sciences_Second Floor_209 _ Voice & Data Mainframe | NT-NT12-02-209 | NT12-02-209-Voice & Data Mainframe | North Terrace | NT | NT12 | Engineering and Maths. Sciences | 02 | Second Floor | 209 | 850 | ITDS Branch Central Costs | 869 | Information Technology and Digital Services | 7.21 | Voice & Data Mainframe | 8 | Non Useable Floor Area Space Group | 840 | Non-usable - Service riser |  | Good | 0.00 | NO
North Terrace_NT12-Engineering and Maths. Sciences_Second Floor_210 _ Mechanical Services | NT-NT12-02-210 | NT12-02-210-Mechanical Services | North Terrace | NT | NT12 | Engineering and Maths. Sciences | 02 | Second Floor | 210 | 99939 | Unusable Spaces | 99939 | Unusable Spaces | 25.02 | Mechanical Services | 8 | Non Useable Floor Area Space Group | 840 | Non-usable - Service riser |  | Unknown | 0.00 | NO
North Terrace_NT12-Engineering and Maths. Sciences_Second Floor_211 _ "The Norman Blockley Computer Su | NT-NT12-02-211 | NT12-02-211-"The Norman Blockley Computer Su | North Terrace | NT | NT12 | Engineering and Maths. Sciences | 02 | Second Floor | 211 | 222 | School of Electrical and Electronic Engineering | 222 | School of Electrical and Electronic Engineering | 112.66 | "The Norman Blockley Computer Su | 3 | Specialist Teaching or Research Space Group | 310 | Laboratory - Computing - Open Access |  | Good | 31,762.27 | NO
North Terrace_NT12-Engineering and Maths. Sciences_Second Floor_212 _ Seminar No.1 | NT-NT12-02-212 | NT12-02-212-Seminar No.1 | North Terrace | NT | NT12 | Engineering and Maths. Sciences | 02 | Second Floor | 212 | 99998 | Central Common Teaching Areas (In Use) | 952 | Corporate Services Division Admin | 56.66 | Seminar No.1 | 2 | Teaching Space Group | 206 | Lecture/Seminar/Tutorial/Class Room (<30) Flat Floor |  | Excellent | 17,231.93 | NO
North Terrace_NT12-Engineering and Maths. Sciences_Second Floor_213 _ Seminar No.2 | NT-NT12-02-213 | NT12-02-213-Seminar No.2 | North Terrace | NT | NT12 | Engineering and Maths. Sciences | 02 | Second Floor | 213 | 99998 | Central Common Teaching Areas (In Use) | 952 | Corporate Services Division Admin | 53.16 | Seminar No.2 | 2 | Teaching Space Group | 206 | Lecture/Seminar/Tutorial/Class Room (<30) Flat Floor |  | Excellent | 16,167.48 | NO
North Terrace_NT12-Engineering and Maths. Sciences_Second Floor_214 _ WC - U - Access (LH) | NT-NT12-02-214 | NT12-02-214-WC - U - Access (LH) | North Terrace | NT | NT12 | Engineering and Maths. Sciences | 02 | Second Floor | 214 | 99939 | Unusable Spaces | 99939 | Unusable Spaces | 4.33 | WC - U - Access (LH) | 8 | Non Useable Floor Area Space Group | 818 | Non-usable - Toilets/Amenities - Unisex Accessible |  | Unknown | 0.00 | NO
North Terrace_NT12-Engineering and Maths. Sciences_Second Floor_215 _ WC - M | NT-NT12-02-215 | NT12-02-215-WC - M | North Terrace | NT | NT12 | Engineering and Maths. Sciences | 02 | Second Floor | 215 | 99939 | Unusable Spaces | 99939 | Unusable Spaces | 6.97 | WC - M | 8 | Non Useable Floor Area Space Group | 821 | Non-usable - Toilets/Amenities - Male |  | Unknown | 0.00 | NO
North Terrace_NT12-Engineering and Maths. Sciences_Second Floor_216 _ Cleaner | NT-NT12-02-216 | NT12-02-216-Cleaner | North Terrace | NT | NT12 | Engineering and Maths. Sciences | 02 | Second Floor | 216 | 99939 | Unusable Spaces | 99939 | Unusable Spaces | 2.37 | Cleaner | 8 | Non Useable Floor Area Space Group | 806 | Non-usable - Cleaners room |  | Unknown | 0.00 | NO
North Terrace_NT12-Engineering and Maths. Sciences_Second Floor_217 _ Plantroom - Mech | NT-NT12-02-217 | NT12-02-217-Plantroom - Mech | North Terrace | NT | NT12 | Engineering and Maths. Sciences | 02 | Second Floor | 217 | 99939 | Unusable Spaces | 99939 | Unusable Spaces | 19.03 | Plantroom - Mech | 8 | Non Useable Floor Area Space Group | 810 | Non-usable - Mechanical plant room |  | Unknown | 0.00 | NO
North Terrace_NT12-Engineering and Maths. Sciences_Second Floor_218 _ Seminar No.3 | NT-NT12-02-218 | NT12-02-218-Seminar No.3 | North Terrace | NT | NT12 | Engineering and Maths. Sciences | 02 | Second Floor | 218 | 99998 | Central Common Teaching Areas (In Use) | 952 | Corporate Services Division Admin | 63.61 | Seminar No.3 | 2 | Teaching Space Group | 206 | Lecture/Seminar/Tutorial/Class Room (<30) Flat Floor |  | Good | 16,450.36 | NO
North Terrace_NT12-Engineering and Maths. Sciences_Third Floor_301 _ Lobby | NT-NT12-03-301 | NT12-03-301-Lobby | North Terrace | NT | NT12 | Engineering and Maths. Sciences | 03 | Third Floor | 301 | 99939 | Unusable Spaces | 99939 | Unusable Spaces | 14.28 | Lobby | 8 | Non Useable Floor Area Space Group | 805 | Non-usable - Circulation space |  | Unknown | 0.00 | NO
North Terrace_NT12-Engineering and Maths. Sciences_Third Floor_301A _ Corr. | NT-NT12-03-301A | NT12-03-301A-Corr. | North Terrace | NT | NT12 | Engineering and Maths. Sciences | 03 | Third Floor | 301A | 99939 | Unusable Spaces | 99939 | Unusable Spaces | 38.53 | Corr. | 8 | Non Useable Floor Area Space Group | 805 | Non-usable - Circulation space |  | Unknown | 0.00 | NO
North Terrace_NT12-Engineering and Maths. Sciences_Third Floor_302 _ Stair | NT-NT12-03-302 | NT12-03-302-Stair | North Terrace | NT | NT12 | Engineering and Maths. Sciences | 03 | Third Floor | 302 | 99939 | Unusable Spaces | 99939 | Unusable Spaces | 16.62 | Stair | 8 | Non Useable Floor Area Space Group | 805 | Non-usable - Circulation space |  | Unknown | 0.00 | NO
North Terrace_NT12-Engineering and Maths. Sciences_Third Floor_304 _ Corr. | NT-NT12-03-304 | NT12-03-304-Corr. | North Terrace | NT | NT12 | Engineering and Maths. Sciences | 03 | Third Floor | 304 | 99939 | Unusable Spaces | 99939 | Unusable Spaces | 45.93 | Corr. | 8 | Non Useable Floor Area Space Group | 805 | Non-usable - Circulation space |  | Excellent | 0.00 | NO
North Terrace_NT12-Engineering and Maths. Sciences_Third Floor_304B _ Elec DB | NT-NT12-03-304B | NT12-03-304B-Elec DB | North Terrace | NT | NT12 | Engineering and Maths. Sciences | 03 | Third Floor | 304B | 99939 | Unusable Spaces | 99939 | Unusable Spaces | 1.12 | Elec DB | 8 | Non Useable Floor Area Space Group | 840 | Non-usable - Service riser |  | Unknown | 0.00 | NO
North Terrace_NT12-Engineering and Maths. Sciences_Third Floor_305 _ Electronics Lab C | NT-NT12-03-305 | NT12-03-305-Electronics Lab C | North Terrace | NT | NT12 | Engineering and Maths. Sciences | 03 | Third Floor | 305 | 214 | ECMS Infrastructure | 214 | ECMS Faculty Services | 86.21 | Electronics Lab C | 2 | Teaching Space Group | 204 | Lecture/Seminar/Tutorial (>70 seats) Flat Floor |  | Good | 22,295.01 | NO
North Terrace_NT12-Engineering and Maths. Sciences_Third Floor_306 _ Autonomous Systems Testing Lab | NT-NT12-03-306 | NT12-03-306-Autonomous Systems Testing Lab | North Terrace | NT | NT12 | Engineering and Maths. Sciences | 03 | Third Floor | 306 | 214 | ECMS Infrastructure | 214 | ECMS Faculty Services | 19.8 | Autonomous Systems Testing Lab | 3 | Specialist Teaching or Research Space Group | 300 | Laboratory - Specialist teaching and research - type not defined |  | Good | 5,582.22 | NO
North Terrace_NT12-Engineering and Maths. Sciences_Third Floor_307 _ Laboratory 24/7 | NT-NT12-03-307 | NT12-03-307-Laboratory 24/7 | North Terrace | NT | NT12 | Engineering and Maths. Sciences | 03 | Third Floor | 307 | 214 | ECMS Infrastructure | 214 | ECMS Faculty Services | 147 | Laboratory 24/7 | 3 | Specialist Teaching or Research Space Group | 300 | Laboratory - Specialist teaching and research - type not defined |  | Good | 41,443.76 | NO
North Terrace_NT12-Engineering and Maths. Sciences_Third Floor_308 _ Corr. | NT-NT12-03-308 | NT12-03-308-Corr. | North Terrace | NT | NT12 | Engineering and Maths. Sciences | 03 | Third Floor | 308 | 99939 | Unusable Spaces | 99939 | Unusable Spaces | 7.35 | Corr. | 8 | Non Useable Floor Area Space Group | 805 | Non-usable - Circulation space |  | Excellent | 0.00 | NO
North Terrace_NT12-Engineering and Maths. Sciences_Third Floor_313 _ Stair | NT-NT12-03-313 | NT12-03-313-Stair | North Terrace | NT | NT12 | Engineering and Maths. Sciences | 03 | Third Floor | 313 | 99939 | Unusable Spaces | 99939 | Unusable Spaces | 7.84 | Stair | 8 | Non Useable Floor Area Space Group | 805 | Non-usable - Circulation space |  | Unknown | 0.00 | NO
North Terrace_NT12-Engineering and Maths. Sciences_Third Floor_313A _ Stair | NT-NT12-03-313A | NT12-03-313A-Stair | North Terrace | NT | NT12 | Engineering and Maths. Sciences | 03 | Third Floor | 313A | 99939 | Unusable Spaces | 99939 | Unusable Spaces | 2.33 | Stair | 8 | Non Useable Floor Area Space Group | 805 | Non-usable - Circulation space |  | Unknown | 0.00 | NO
North Terrace_NT12-Engineering and Maths. Sciences_Third Floor_314 _ Comms | NT-NT12-03-314 | NT12-03-314-Comms | North Terrace | NT | NT12 | Engineering and Maths. Sciences | 03 | Third Floor | 314 | 850 | ITDS Branch Central Costs | 869 | Information Technology and Digital Services | 7.85 | Comms | 8 | Non Useable Floor Area Space Group | 840 | Non-usable - Service riser |  | Unknown | 0.00 | NO
North Terrace_NT12-Engineering and Maths. Sciences_Third Floor_315 _ Workshop | NT-NT12-03-315 | NT12-03-315-Workshop | North Terrace | NT | NT12 | Engineering and Maths. Sciences | 03 | Third Floor | 315 | 214 | ECMS Infrastructure | 214 | ECMS Faculty Services | 25.38 | Workshop | 4 | Ancillary Area Space Group | 403 | Ancillary Area - Workshop |  | Excellent | 5,567.65 | NO
North Terrace_NT12-Engineering and Maths. Sciences_Third Floor_316 _ Store | NT-NT12-03-316 | NT12-03-316-Store | North Terrace | NT | NT12 | Engineering and Maths. Sciences | 03 | Third Floor | 316 | 214 | ECMS Infrastructure | 214 | ECMS Faculty Services | 26.82 | Store | 6 | General Facility Space Group | 604 | General Facility - Common Room General Access |  | Excellent | 7,488.14 | NO
North Terrace_NT12-Engineering and Maths. Sciences_Third Floor_317 _ Mechanical Services | NT-NT12-03-317 | NT12-03-317-Mechanical Services | North Terrace | NT | NT12 | Engineering and Maths. Sciences | 03 | Third Floor | 317 | 99939 | Unusable Spaces | 99939 | Unusable Spaces | 25.02 | Mechanical Services | 8 | Non Useable Floor Area Space Group | 811 | Non-usable - Plant room other |  | Unknown | 0.00 | NO
North Terrace_NT12-Engineering and Maths. Sciences_Third Floor_318 _ Electronics Laboratory - B | NT-NT12-03-318 | NT12-03-318-Electronics Laboratory - B | North Terrace | NT | NT12 | Engineering and Maths. Sciences | 03 | Third Floor | 318 | 214 | ECMS Infrastructure | 214 | ECMS Faculty Services | 114.45 | Electronics Laboratory - B | 2 | Teaching Space Group | 204 | Lecture/Seminar/Tutorial (>70 seats) Flat Floor |  | Good | 29,598.23 | NO
North Terrace_NT12-Engineering and Maths. Sciences_Third Floor_319 _ Electronics Laboratory - A | NT-NT12-03-319 | NT12-03-319-Electronics Laboratory - A | North Terrace | NT | NT12 | Engineering and Maths. Sciences | 03 | Third Floor | 319 | 214 | ECMS Infrastructure | 214 | ECMS Faculty Services | 109.16 | Electronics Laboratory - A | 2 | Teaching Space Group | 204 | Lecture/Seminar/Tutorial (>70 seats) Flat Floor |  | Good | 28,230.17 | NO
North Terrace_NT12-Engineering and Maths. Sciences_Third Floor_320 _ WC - U - Access (LH) | NT-NT12-03-320 | NT12-03-320-WC - U - Access (LH) | North Terrace | NT | NT12 | Engineering and Maths. Sciences | 03 | Third Floor | 320 | 99939 | Unusable Spaces | 99939 | Unusable Spaces | 4.33 | WC - U - Access (LH) | 8 | Non Useable Floor Area Space Group | 818 | Non-usable - Toilets/Amenities - Unisex Accessible |  | Unknown | 0.00 | NO
North Terrace_NT12-Engineering and Maths. Sciences_Third Floor_320A _ VSR | NT-NT12-03-320A | NT12-03-320A-VSR | North Terrace | NT | NT12 | Engineering and Maths. Sciences | 03 | Third Floor | 320A | 99939 | Unusable Spaces | 99939 | Unusable Spaces | 0.74 | VSR | 8 | Non Useable Floor Area Space Group | 840 | Non-usable - Service riser |  | Unknown | 0.00 | NO
North Terrace_NT12-Engineering and Maths. Sciences_Third Floor_321 _ WC - F | NT-NT12-03-321 | NT12-03-321-WC - F | North Terrace | NT | NT12 | Engineering and Maths. Sciences | 03 | Third Floor | 321 | 99939 | Unusable Spaces | 99939 | Unusable Spaces | 6.97 | WC - F | 8 | Non Useable Floor Area Space Group | 820 | Non-usable - Toilets/Amenities - Female |  | Unknown | 0.00 | NO
North Terrace_NT12-Engineering and Maths. Sciences_Third Floor_321A _ VSR | NT-NT12-03-321A | NT12-03-321A-VSR | North Terrace | NT | NT12 | Engineering and Maths. Sciences | 03 | Third Floor | 321A | 99939 | Unusable Spaces | 99939 | Unusable Spaces | 0.51 | VSR | 8 | Non Useable Floor Area Space Group | 840 | Non-usable - Service riser |  | Unknown | 0.00 | NO
North Terrace_NT12-Engineering and Maths. Sciences_Third Floor_322 _ Store | NT-NT12-03-322 | NT12-03-322-Store | North Terrace | NT | NT12 | Engineering and Maths. Sciences | 03 | Third Floor | 322 | 99939 | Unusable Spaces | 99939 | Unusable Spaces | 2.37 | Store | 4 | Ancillary Area Space Group | 419 | Ancillary Area - Store Room - Generic |  | Unknown | 0.00 | NO
North Terrace_NT12-Engineering and Maths. Sciences_Third Floor_323 _ Kitchen | NT-NT12-03-323 | NT12-03-323-Kitchen | North Terrace | NT | NT12 | Engineering and Maths. Sciences | 03 | Third Floor | 323 | 214 | ECMS Infrastructure | 214 | ECMS Faculty Services | 28.48 | Kitchen | 6 | General Facility Space Group | 607 | General Facility - Cafeteria/Refectory/Canteen/Dining Room |  | Good | 6,761.58 | NO
North Terrace_NT12-Engineering and Maths. Sciences_Third Floor_323A _ Eng Access Space | NT-NT12-03-323A | NT12-03-323A-Eng Access Space | North Terrace | NT | NT12 | Engineering and Maths. Sciences | 03 | Third Floor | 323A | 99939 | Unusable Spaces | 99939 | Unusable Spaces | 0.97 | Eng Access Space | 8 | Non Useable Floor Area Space Group | 805 | Non-usable - Circulation space |  | Good | 0.00 | NO
North Terrace_NT12-Engineering and Maths. Sciences_Third Floor_324 _ Common Room | NT-NT12-03-324 | NT12-03-324-Common Room | North Terrace | NT | NT12 | Engineering and Maths. Sciences | 03 | Third Floor | 324 | 99936 | Central Common Teaching Areas (Not Used) | 952 | Corporate Services Division Admin | 55.81 | Common Room | 6 | General Facility Space Group | 600 | General Facility - Specific type not defined |  | Good | 13,250.13 | NO
North Terrace_NT12-Engineering and Maths. Sciences_Fourth Floor_401 _ Lobby | NT-NT12-04-401 | NT12-04-401-Lobby | North Terrace | NT | NT12 | Engineering and Maths. Sciences | 04 | Fourth Floor | 401 | 99939 | Unusable Spaces | 99939 | Unusable Spaces | 14.6 | Lobby | 8 | Non Useable Floor Area Space Group | 805 | Non-usable - Circulation space |  | Unknown | 0.00 | NO
North Terrace_NT12-Engineering and Maths. Sciences_Fourth Floor_401A _ Corr. | NT-NT12-04-401A | NT12-04-401A-Corr. | North Terrace | NT | NT12 | Engineering and Maths. Sciences | 04 | Fourth Floor | 401A | 99939 | Unusable Spaces | 99939 | Unusable Spaces | 7.68 | Corr. | 8 | Non Useable Floor Area Space Group | 805 | Non-usable - Circulation space |  | Unknown | 0.00 | NO
North Terrace_NT12-Engineering and Maths. Sciences_Fourth Floor_402 _ Stair | NT-NT12-04-402 | NT12-04-402-Stair | North Terrace | NT | NT12 | Engineering and Maths. Sciences | 04 | Fourth Floor | 402 | 99939 | Unusable Spaces | 99939 | Unusable Spaces | 16.62 | Stair | 8 | Non Useable Floor Area Space Group | 805 | Non-usable - Circulation space |  | Unknown | 0.00 | NO
North Terrace_NT12-Engineering and Maths. Sciences_Fourth Floor_404 _ Corr. | NT-NT12-04-404 | NT12-04-404-Corr. | North Terrace | NT | NT12 | Engineering and Maths. Sciences | 04 | Fourth Floor | 404 | 99939 | Unusable Spaces | 99939 | Unusable Spaces | 47.1 | Corr. | 8 | Non Useable Floor Area Space Group | 805 | Non-usable - Circulation space |  | Excellent | 0.00 | NO
North Terrace_NT12-Engineering and Maths. Sciences_Fourth Floor_404A _ Corr. | NT-NT12-04-404A | NT12-04-404A-Corr. | North Terrace | NT | NT12 | Engineering and Maths. Sciences | 04 | Fourth Floor | 404A | 99939 | Unusable Spaces | 99939 | Unusable Spaces | 20.73 | Corr. | 8 | Non Useable Floor Area Space Group | 805 | Non-usable - Circulation space |  | Excellent | 0.00 | NO
North Terrace_NT12-Engineering and Maths. Sciences_Fourth Floor_404B _ Corr. | NT-NT12-04-404B | NT12-04-404B-Corr. | North Terrace | NT | NT12 | Engineering and Maths. Sciences | 04 | Fourth Floor | 404B | 99939 | Unusable Spaces | 99939 | Unusable Spaces | 10.75 | Corr. | 8 | Non Useable Floor Area Space Group | 805 | Non-usable - Circulation space |  | Excellent | 0.00 | NO
North Terrace_NT12-Engineering and Maths. Sciences_Fourth Floor_404C _ VSR | NT-NT12-04-404C | NT12-04-404C-VSR | North Terrace | NT | NT12 | Engineering and Maths. Sciences | 04 | Fourth Floor | 404C | 99939 | Unusable Spaces | 99939 | Unusable Spaces | 1.12 | VSR | 8 | Non Useable Floor Area Space Group | 840 | Non-usable - Service riser |  | Excellent | 0.00 | NO
North Terrace_NT12-Engineering and Maths. Sciences_Fourth Floor_405 _ Meeting | NT-NT12-04-405 | NT12-04-405-Meeting | North Terrace | NT | NT12 | Engineering and Maths. Sciences | 04 | Fourth Floor | 405 | 393 | Allied Health Administration | 393 | School of Allied Health Practice and Science | 14.53 | Meeting | 6 | General Facility Space Group | 601 | General Facility - Committee/Conference/Meeting room |  | Excellent | 4,056.78 | NO
North Terrace_NT12-Engineering and Maths. Sciences_Fourth Floor_406 _ Utility | NT-NT12-04-406 | NT12-04-406-Utility | North Terrace | NT | NT12 | Engineering and Maths. Sciences | 04 | Fourth Floor | 406 | 393 | Allied Health Administration | 393 | School of Allied Health Practice and Science | 17.8 | Utility | 6 | General Facility Space Group | 603 | General Facility - Resource room |  | Excellent | 4,969.76 | NO
North Terrace_NT12-Engineering and Maths. Sciences_Fourth Floor_407A _ Workstation | NT-NT12-04-407A | NT12-04-407A-Workstation | North Terrace | NT | NT12 | Engineering and Maths. Sciences | 04 | Fourth Floor | 407A | 393 | Allied Health Administration | 393 | School of Allied Health Practice and Science | 6.65 | Workstation | 1 | Office Space Group | 111 | Open Plan - Specific type not defined |  | Excellent | 1,657.75 | NO
North Terrace_NT12-Engineering and Maths. Sciences_Fourth Floor_407B _ Workstation | NT-NT12-04-407B | NT12-04-407B-Workstation | North Terrace | NT | NT12 | Engineering and Maths. Sciences | 04 | Fourth Floor | 407B | 393 | Allied Health Administration | 393 | School of Allied Health Practice and Science | 7.07 | Workstation | 1 | Office Space Group | 111 | Open Plan - Specific type not defined |  | Excellent | 1,762.45 | NO
North Terrace_NT12-Engineering and Maths. Sciences_Fourth Floor_408A _ Workstation | NT-NT12-04-408A | NT12-04-408A-Workstation | North Terrace | NT | NT12 | Engineering and Maths. Sciences | 04 | Fourth Floor | 408A | 393 | Allied Health Administration | 393 | School of Allied Health Practice and Science | 6.85 | Workstation | 1 | Office Space Group | 111 | Open Plan - Specific type not defined |  | Excellent | 1,707.61 | NO
North Terrace_NT12-Engineering and Maths. Sciences_Fourth Floor_408B _ Workstation | NT-NT12-04-408B | NT12-04-408B-Workstation | North Terrace | NT | NT12 | Engineering and Maths. Sciences | 04 | Fourth Floor | 408B | 393 | Allied Health Administration | 393 | School of Allied Health Practice and Science | 6.85 | Workstation | 1 | Office Space Group | 111 | Open Plan - Specific type not defined |  | Excellent | 1,707.61 | NO
North Terrace_NT12-Engineering and Maths. Sciences_Fourth Floor_408C _ Workstation | NT-NT12-04-408C | NT12-04-408C-Workstation | North Terrace | NT | NT12 | Engineering and Maths. Sciences | 04 | Fourth Floor | 408C | 393 | Allied Health Administration | 393 | School of Allied Health Practice and Science | 6.85 | Workstation | 1 | Office Space Group | 111 | Open Plan - Specific type not defined |  | Excellent | 1,707.61 | NO
North Terrace_NT12-Engineering and Maths. Sciences_Fourth Floor_408D _ Workstation | NT-NT12-04-408D | NT12-04-408D-Workstation | North Terrace | NT | NT12 | Engineering and Maths. Sciences | 04 | Fourth Floor | 408D | 393 | Allied Health Administration | 393 | School of Allied Health Practice and Science | 6.73 | Workstation | 1 | Office Space Group | 111 | Open Plan - Specific type not defined |  | Excellent | 1,677.69 | NO
North Terrace_NT12-Engineering and Maths. Sciences_Fourth Floor_408E _ Workstation | NT-NT12-04-408E | NT12-04-408E-Workstation | North Terrace | NT | NT12 | Engineering and Maths. Sciences | 04 | Fourth Floor | 408E | 393 | Allied Health Administration | 393 | School of Allied Health Practice and Science | 6.95 | Workstation | 1 | Office Space Group | 111 | Open Plan - Specific type not defined |  | Excellent | 1,732.54 | NO
North Terrace_NT12-Engineering and Maths. Sciences_Fourth Floor_408F _ Workstation | NT-NT12-04-408F | NT12-04-408F-Workstation | North Terrace | NT | NT12 | Engineering and Maths. Sciences | 04 | Fourth Floor | 408F | 393 | Allied Health Administration | 393 | School of Allied Health Practice and Science | 6.84 | Workstation | 1 | Office Space Group | 111 | Open Plan - Specific type not defined |  | Excellent | 1,705.11 | NO
North Terrace_NT12-Engineering and Maths. Sciences_Fourth Floor_408G _ Workstation | NT-NT12-04-408G | NT12-04-408G-Workstation | North Terrace | NT | NT12 | Engineering and Maths. Sciences | 04 | Fourth Floor | 408G | 393 | Allied Health Administration | 393 | School of Allied Health Practice and Science | 6.95 | Workstation | 1 | Office Space Group | 111 | Open Plan - Specific type not defined |  | Excellent | 1,732.54 | NO
North Terrace_NT12-Engineering and Maths. Sciences_Fourth Floor_408H _ Workstation | NT-NT12-04-408H | NT12-04-408H-Workstation | North Terrace | NT | NT12 | Engineering and Maths. Sciences | 04 | Fourth Floor | 408H | 393 | Allied Health Administration | 393 | School of Allied Health Practice and Science | 6.86 | Workstation | 1 | Office Space Group | 111 | Open Plan - Specific type not defined |  | Excellent | 1,710.10 | NO
North Terrace_NT12-Engineering and Maths. Sciences_Fourth Floor_410 _ Workstation | NT-NT12-04-410 | NT12-04-410-Workstation | North Terrace | NT | NT12 | Engineering and Maths. Sciences | 04 | Fourth Floor | 410 | 393 | Allied Health Administration | 393 | School of Allied Health Practice and Science | 7.3 | Workstation | 1 | Office Space Group | 111 | Open Plan - Specific type not defined |  | Excellent | 1,819.79 | NO
North Terrace_NT12-Engineering and Maths. Sciences_Fourth Floor_410A _ Workstation | NT-NT12-04-410A | NT12-04-410A-Workstation | North Terrace | NT | NT12 | Engineering and Maths. Sciences | 04 | Fourth Floor | 410A | 393 | Allied Health Administration | 393 | School of Allied Health Practice and Science | 7.21 | Workstation | 1 | Office Space Group | 111 | Open Plan - Specific type not defined |  | Excellent | 1,797.35 | NO
North Terrace_NT12-Engineering and Maths. Sciences_Fourth Floor_411 _ Workstation | NT-NT12-04-411 | NT12-04-411-Workstation | North Terrace | NT | NT12 | Engineering and Maths. Sciences | 04 | Fourth Floor | 411 | 393 | Allied Health Administration | 393 | School of Allied Health Practice and Science | 6.79 | Workstation | 1 | Office Space Group | 111 | Open Plan - Specific type not defined |  | Excellent | 1,692.65 | NO
North Terrace_NT12-Engineering and Maths. Sciences_Fourth Floor_411A _ Workstation | NT-NT12-04-411A | NT12-04-411A-Workstation | North Terrace | NT | NT12 | Engineering and Maths. Sciences | 04 | Fourth Floor | 411A | 393 | Allied Health Administration | 393 | School of Allied Health Practice and Science | 6.7 | Workstation | 1 | Office Space Group | 111 | Open Plan - Specific type not defined |  | Excellent | 1,670.21 | NO
North Terrace_NT12-Engineering and Maths. Sciences_Fourth Floor_412 _ Workstation | NT-NT12-04-412 | NT12-04-412-Workstation | North Terrace | NT | NT12 | Engineering and Maths. Sciences | 04 | Fourth Floor | 412 | 221 | School of Computer Science | 221 | School of Computer Science | 7.08 | Workstation | 1 | Office Space Group | 111 | Open Plan - Specific type not defined |  | Excellent | 1,764.94 | NO
North Terrace_NT12-Engineering and Maths. Sciences_Fourth Floor_412A _ Workstation | NT-NT12-04-412A | NT12-04-412A-Workstation | North Terrace | NT | NT12 | Engineering and Maths. Sciences | 04 | Fourth Floor | 412A | 221 | School of Computer Science | 221 | School of Computer Science | 6.99 | Workstation | 1 | Office Space Group | 111 | Open Plan - Specific type not defined |  | Excellent | 1,742.51 | NO
North Terrace_NT12-Engineering and Maths. Sciences_Fourth Floor_412B _ Workstation | NT-NT12-04-412B | NT12-04-412B-Workstation | North Terrace | NT | NT12 | Engineering and Maths. Sciences | 04 | Fourth Floor | 412B | 221 | School of Computer Science | 221 | School of Computer Science | 7.08 | Workstation | 1 | Office Space Group | 111 | Open Plan - Specific type not defined |  | Excellent | 1,764.94 | NO
North Terrace_NT12-Engineering and Maths. Sciences_Fourth Floor_412C _ Workstation | NT-NT12-04-412C | NT12-04-412C-Workstation | North Terrace | NT | NT12 | Engineering and Maths. Sciences | 04 | Fourth Floor | 412C | 221 | School of Computer Science | 221 | School of Computer Science | 6.47 | Workstation | 1 | Office Space Group | 111 | Open Plan - Specific type not defined |  | Excellent | 1,612.88 | NO
North Terrace_NT12-Engineering and Maths. Sciences_Fourth Floor_413 _ Stair | NT-NT12-04-413 | NT12-04-413-Stair | North Terrace | NT | NT12 | Engineering and Maths. Sciences | 04 | Fourth Floor | 413 | 99939 | Unusable Spaces | 99939 | Unusable Spaces | 7.87 | Stair | 8 | Non Useable Floor Area Space Group | 805 | Non-usable - Circulation space |  | Unknown | 0.00 | NO
North Terrace_NT12-Engineering and Maths. Sciences_Fourth Floor_413A _ Stair | NT-NT12-04-413A | NT12-04-413A-Stair | North Terrace | NT | NT12 | Engineering and Maths. Sciences | 04 | Fourth Floor | 413A | 99939 | Unusable Spaces | 99939 | Unusable Spaces | 2.31 | Stair | 8 | Non Useable Floor Area Space Group | 805 | Non-usable - Circulation space |  | Unknown | 0.00 | NO
North Terrace_NT12-Engineering and Maths. Sciences_Fourth Floor_414 _ Voice & Data | NT-NT12-04-414 | NT12-04-414-Voice & Data | North Terrace | NT | NT12 | Engineering and Maths. Sciences | 04 | Fourth Floor | 414 | 850 | ITDS Branch Central Costs | 869 | Information Technology and Digital Services | 7.85 | Voice & Data | 8 | Non Useable Floor Area Space Group | 840 | Non-usable - Service riser |  | Good | 0.00 | NO
North Terrace_NT12-Engineering and Maths. Sciences_Fourth Floor_415 _ Teaching Laboratory | NT-NT12-04-415 | NT12-04-415-Teaching Laboratory | North Terrace | NT | NT12 | Engineering and Maths. Sciences | 04 | Fourth Floor | 415 | 221 | School of Computer Science | 221 | School of Computer Science | 122.74 | Teaching Laboratory | 3 | Specialist Teaching or Research Space Group | 302 | Laboratory - Scientific/Medical/Engineering - DRY - Undergraduate |  | Excellent | 40,694.45 | NO
North Terrace_NT12-Engineering and Maths. Sciences_Fourth Floor_417 _ Mechanical Services | NT-NT12-04-417 | NT12-04-417-Mechanical Services | North Terrace | NT | NT12 | Engineering and Maths. Sciences | 04 | Fourth Floor | 417 | 99939 | Unusable Spaces | 99939 | Unusable Spaces | 25.06 | Mechanical Services | 8 | Non Useable Floor Area Space Group | 811 | Non-usable - Plant room other |  | Unknown | 0.00 | NO
North Terrace_NT12-Engineering and Maths. Sciences_Fourth Floor_418 _ Office - Open Plan | NT-NT12-04-418 | NT12-04-418-Office - Open Plan | North Terrace | NT | NT12 | Engineering and Maths. Sciences | 04 | Fourth Floor | 418 | 393 | Allied Health Administration | 393 | School of Allied Health Practice and Science | 39.02 | Office - Open Plan | 1 | Office Space Group | 111 | Open Plan - Specific type not defined |  | Excellent | 9,727.13 | NO
North Terrace_NT12-Engineering and Maths. Sciences_Fourth Floor_418.01 _ Workstation | NT-NT12-04-418.01 | NT12-04-418.01-Workstation | North Terrace | NT | NT12 | Engineering and Maths. Sciences | 04 | Fourth Floor | 418.01 | 393 | Allied Health Administration | 393 | School of Allied Health Practice and Science | 3.4 | Workstation | 1 | Office Space Group | 114 | Open Plan - Research Students |  | Excellent | 847.57 | NO
North Terrace_NT12-Engineering and Maths. Sciences_Fourth Floor_418.02 _ Workstation | NT-NT12-04-418.02 | NT12-04-418.02-Workstation | North Terrace | NT | NT12 | Engineering and Maths. Sciences | 04 | Fourth Floor | 418.02 | 393 | Allied Health Administration | 393 | School of Allied Health Practice and Science | 3.4 | Workstation | 1 | Office Space Group | 114 | Open Plan - Research Students |  | Excellent | 847.57 | NO
North Terrace_NT12-Engineering and Maths. Sciences_Fourth Floor_418.03 _ Workstation | NT-NT12-04-418.03 | NT12-04-418.03-Workstation | North Terrace | NT | NT12 | Engineering and Maths. Sciences | 04 | Fourth Floor | 418.03 | 393 | Allied Health Administration | 393 | School of Allied Health Practice and Science | 3.44 | Workstation | 1 | Office Space Group | 114 | Open Plan - Research Students |  | Excellent | 857.54 | NO
North Terrace_NT12-Engineering and Maths. Sciences_Fourth Floor_418.04 _ Workstation | NT-NT12-04-418.04 | NT12-04-418.04-Workstation | North Terrace | NT | NT12 | Engineering and Maths. Sciences | 04 | Fourth Floor | 418.04 | 393 | Allied Health Administration | 393 | School of Allied Health Practice and Science | 3.41 | Workstation | 1 | Office Space Group | 114 | Open Plan - Research Students |  | Excellent | 850.06 | NO
North Terrace_NT12-Engineering and Maths. Sciences_Fourth Floor_418.05 _ Workstation | NT-NT12-04-418.05 | NT12-04-418.05-Workstation | North Terrace | NT | NT12 | Engineering and Maths. Sciences | 04 | Fourth Floor | 418.05 | 393 | Allied Health Administration | 393 | School of Allied Health Practice and Science | 3.41 | Workstation | 1 | Office Space Group | 114 | Open Plan - Research Students |  | Excellent | 850.06 | NO
North Terrace_NT12-Engineering and Maths. Sciences_Fourth Floor_418.06 _ Workstation | NT-NT12-04-418.06 | NT12-04-418.06-Workstation | North Terrace | NT | NT12 | Engineering and Maths. Sciences | 04 | Fourth Floor | 418.06 | 393 | Allied Health Administration | 393 | School of Allied Health Practice and Science | 3.41 | Workstation | 1 | Office Space Group | 114 | Open Plan - Research Students |  | Excellent | 850.06 | NO
North Terrace_NT12-Engineering and Maths. Sciences_Fourth Floor_418.07 _ Workstation | NT-NT12-04-418.07 | NT12-04-418.07-Workstation | North Terrace | NT | NT12 | Engineering and Maths. Sciences | 04 | Fourth Floor | 418.07 | 393 | Allied Health Administration | 393 | School of Allied Health Practice and Science | 3.41 | Workstation | 1 | Office Space Group | 114 | Open Plan - Research Students |  | Excellent | 850.06 | NO
North Terrace_NT12-Engineering and Maths. Sciences_Fourth Floor_418.08 _ Workstation | NT-NT12-04-418.08 | NT12-04-418.08-Workstation | North Terrace | NT | NT12 | Engineering and Maths. Sciences | 04 | Fourth Floor | 418.08 | 393 | Allied Health Administration | 393 | School of Allied Health Practice and Science | 3.44 | Workstation | 1 | Office Space Group | 114 | Open Plan - Research Students |  | Excellent | 857.54 | NO
North Terrace_NT12-Engineering and Maths. Sciences_Fourth Floor_418.09 _ Workstation | NT-NT12-04-418.09 | NT12-04-418.09-Workstation | North Terrace | NT | NT12 | Engineering and Maths. Sciences | 04 | Fourth Floor | 418.09 | 393 | Allied Health Administration | 393 | School of Allied Health Practice and Science | 3.41 | Workstation | 1 | Office Space Group | 114 | Open Plan - Research Students |  | Excellent | 850.06 | NO
North Terrace_NT12-Engineering and Maths. Sciences_Fourth Floor_418.10 _ Workstation | NT-NT12-04-418.10 | NT12-04-418.10-Workstation | North Terrace | NT | NT12 | Engineering and Maths. Sciences | 04 | Fourth Floor | 418.10 | 393 | Allied Health Administration | 393 | School of Allied Health Practice and Science | 3.41 | Workstation | 1 | Office Space Group | 114 | Open Plan - Research Students |  | Excellent | 850.06 | NO
North Terrace_NT12-Engineering and Maths. Sciences_Fourth Floor_418.11 _ Workstation | NT-NT12-04-418.11 | NT12-04-418.11-Workstation | North Terrace | NT | NT12 | Engineering and Maths. Sciences | 04 | Fourth Floor | 418.11 | 393 | Allied Health Administration | 393 | School of Allied Health Practice and Science | 3.41 | Workstation | 1 | Office Space Group | 114 | Open Plan - Research Students |  | Excellent | 850.06 | NO
North Terrace_NT12-Engineering and Maths. Sciences_Fourth Floor_418.12 _ Workstation | NT-NT12-04-418.12 | NT12-04-418.12-Workstation | North Terrace | NT | NT12 | Engineering and Maths. Sciences | 04 | Fourth Floor | 418.12 | 393 | Allied Health Administration | 393 | School of Allied Health Practice and Science | 3.41 | Workstation | 1 | Office Space Group | 114 | Open Plan - Research Students |  | Excellent | 850.06 | NO
North Terrace_NT12-Engineering and Maths. Sciences_Fourth Floor_418.13 _ Workstation | NT-NT12-04-418.13 | NT12-04-418.13-Workstation | North Terrace | NT | NT12 | Engineering and Maths. Sciences | 04 | Fourth Floor | 418.13 | 393 | Allied Health Administration | 393 | School of Allied Health Practice and Science | 3.41 | Workstation | 1 | Office Space Group | 114 | Open Plan - Research Students |  | Excellent | 850.06 | NO
North Terrace_NT12-Engineering and Maths. Sciences_Fourth Floor_418.14 _ Workstation | NT-NT12-04-418.14 | NT12-04-418.14-Workstation | North Terrace | NT | NT12 | Engineering and Maths. Sciences | 04 | Fourth Floor | 418.14 | 393 | Allied Health Administration | 393 | School of Allied Health Practice and Science | 3.41 | Workstation | 1 | Office Space Group | 114 | Open Plan - Research Students |  | Excellent | 850.06 | NO
North Terrace_NT12-Engineering and Maths. Sciences_Fourth Floor_418.15 _ Workstation | NT-NT12-04-418.15 | NT12-04-418.15-Workstation | North Terrace | NT | NT12 | Engineering and Maths. Sciences | 04 | Fourth Floor | 418.15 | 393 | Allied Health Administration | 393 | School of Allied Health Practice and Science | 3.41 | Workstation | 1 | Office Space Group | 114 | Open Plan - Research Students |  | Excellent | 850.06 | NO
North Terrace_NT12-Engineering and Maths. Sciences_Fourth Floor_418.16 _ Workstation | NT-NT12-04-418.16 | NT12-04-418.16-Workstation | North Terrace | NT | NT12 | Engineering and Maths. Sciences | 04 | Fourth Floor | 418.16 | 393 | Allied Health Administration | 393 | School of Allied Health Practice and Science | 3.41 | Workstation | 1 | Office Space Group | 114 | Open Plan - Research Students |  | Excellent | 850.06 | NO
North Terrace_NT12-Engineering and Maths. Sciences_Fourth Floor_418.17 _ Workstation | NT-NT12-04-418.17 | NT12-04-418.17-Workstation | North Terrace | NT | NT12 | Engineering and Maths. Sciences | 04 | Fourth Floor | 418.17 | 393 | Allied Health Administration | 393 | School of Allied Health Practice and Science | 3.44 | Workstation | 1 | Office Space Group | 114 | Open Plan - Research Students |  | Excellent | 857.54 | NO
North Terrace_NT12-Engineering and Maths. Sciences_Fourth Floor_418.18 _ Workstation | NT-NT12-04-418.18 | NT12-04-418.18-Workstation | North Terrace | NT | NT12 | Engineering and Maths. Sciences | 04 | Fourth Floor | 418.18 | 393 | Allied Health Administration | 393 | School of Allied Health Practice and Science | 3.41 | Workstation | 1 | Office Space Group | 114 | Open Plan - Research Students |  | Excellent | 850.06 | NO
North Terrace_NT12-Engineering and Maths. Sciences_Fourth Floor_418.19 _ Workstation | NT-NT12-04-418.19 | NT12-04-418.19-Workstation | North Terrace | NT | NT12 | Engineering and Maths. Sciences | 04 | Fourth Floor | 418.19 | 393 | Allied Health Administration | 393 | School of Allied Health Practice and Science | 3.41 | Workstation | 1 | Office Space Group | 114 | Open Plan - Research Students |  | Excellent | 850.06 | NO
North Terrace_NT12-Engineering and Maths. Sciences_Fourth Floor_418.20 _ Workstation | NT-NT12-04-418.20 | NT12-04-418.20-Workstation | North Terrace | NT | NT12 | Engineering and Maths. Sciences | 04 | Fourth Floor | 418.20 | 393 | Allied Health Administration | 393 | School of Allied Health Practice and Science | 3.41 | Workstation | 1 | Office Space Group | 114 | Open Plan - Research Students |  | Excellent | 850.06 | NO
North Terrace_NT12-Engineering and Maths. Sciences_Fourth Floor_418.21 _ Workstation | NT-NT12-04-418.21 | NT12-04-418.21-Workstation | North Terrace | NT | NT12 | Engineering and Maths. Sciences | 04 | Fourth Floor | 418.21 | 393 | Allied Health Administration | 393 | School of Allied Health Practice and Science | 3.41 | Workstation | 1 | Office Space Group | 114 | Open Plan - Research Students |  | Excellent | 850.06 | NO
North Terrace_NT12-Engineering and Maths. Sciences_Fourth Floor_418.22 _ Workstation | NT-NT12-04-418.22 | NT12-04-418.22-Workstation | North Terrace | NT | NT12 | Engineering and Maths. Sciences | 04 | Fourth Floor | 418.22 | 393 | Allied Health Administration | 393 | School of Allied Health Practice and Science | 3.44 | Workstation | 1 | Office Space Group | 114 | Open Plan - Research Students |  | Excellent | 857.54 | NO
North Terrace_NT12-Engineering and Maths. Sciences_Fourth Floor_418.23 _ Workstation | NT-NT12-04-418.23 | NT12-04-418.23-Workstation | North Terrace | NT | NT12 | Engineering and Maths. Sciences | 04 | Fourth Floor | 418.23 | 393 | Allied Health Administration | 393 | School of Allied Health Practice and Science | 3.58 | Workstation | 1 | Office Space Group | 114 | Open Plan - Research Students |  | Excellent | 892.44 | NO
North Terrace_NT12-Engineering and Maths. Sciences_Fourth Floor_418.24 _ Workstation | NT-NT12-04-418.24 | NT12-04-418.24-Workstation | North Terrace | NT | NT12 | Engineering and Maths. Sciences | 04 | Fourth Floor | 418.24 | 393 | Allied Health Administration | 393 | School of Allied Health Practice and Science | 3.58 | Workstation | 1 | Office Space Group | 114 | Open Plan - Research Students |  | Excellent | 892.44 | NO
North Terrace_NT12-Engineering and Maths. Sciences_Fourth Floor_418A _ Informal Work | NT-NT12-04-418A | NT12-04-418A-Informal Work | North Terrace | NT | NT12 | Engineering and Maths. Sciences | 04 | Fourth Floor | 418A | 393 | Allied Health Administration | 393 | School of Allied Health Practice and Science | 18.52 | Informal Work | 1 | Office Space Group | 119 | Informal Work Space |  | Excellent | 4,616.77 | NO
North Terrace_NT12-Engineering and Maths. Sciences_Fourth Floor_418B _ Informal Meeting | NT-NT12-04-418B | NT12-04-418B-Informal Meeting | North Terrace | NT | NT12 | Engineering and Maths. Sciences | 04 | Fourth Floor | 418B | 393 | Allied Health Administration | 393 | School of Allied Health Practice and Science | 13.97 | Informal Meeting | 1 | Office Space Group | 119 | Informal Work Space |  | Excellent | 3,482.52 | NO
North Terrace_NT12-Engineering and Maths. Sciences_Fourth Floor_418C _ Informal Work | NT-NT12-04-418C | NT12-04-418C-Informal Work | North Terrace | NT | NT12 | Engineering and Maths. Sciences | 04 | Fourth Floor | 418C | 393 | Allied Health Administration | 393 | School of Allied Health Practice and Science | 18.16 | Informal Work | 1 | Office Space Group | 119 | Informal Work Space |  | Excellent | 4,527.03 | NO
North Terrace_NT12-Engineering and Maths. Sciences_Fourth Floor_418D _ Lockers | NT-NT12-04-418D | NT12-04-418D-Lockers | North Terrace | NT | NT12 | Engineering and Maths. Sciences | 04 | Fourth Floor | 418D | 393 | Allied Health Administration | 393 | School of Allied Health Practice and Science | 0.8 | Lockers | 4 | Ancillary Area Space Group | 416 | Ancillary Area - Locker Storage/Room |  | Excellent | 175.50 | NO
North Terrace_NT12-Engineering and Maths. Sciences_Fourth Floor_418E _ Lockers | NT-NT12-04-418E | NT12-04-418E-Lockers | North Terrace | NT | NT12 | Engineering and Maths. Sciences | 04 | Fourth Floor | 418E | 393 | Allied Health Administration | 393 | School of Allied Health Practice and Science | 0.86 | Lockers | 4 | Ancillary Area Space Group | 416 | Ancillary Area - Locker Storage/Room |  | Excellent | 188.66 | NO
North Terrace_NT12-Engineering and Maths. Sciences_Fourth Floor_419 _ Office - Open Plan - Post Grad | NT-NT12-04-419 | NT12-04-419-Office - Open Plan - Post Grad | North Terrace | NT | NT12 | Engineering and Maths. Sciences | 04 | Fourth Floor | 419 | 214 | ECMS Infrastructure | 214 | ECMS Faculty Services | 49.94 | Office - Open Plan - Post Grad | 1 | Office Space Group | 103 | Office - Research Students |  | Good | 10,586.17 | NO
North Terrace_NT12-Engineering and Maths. Sciences_Fourth Floor_420 _ WC - U - Access (RH) | NT-NT12-04-420 | NT12-04-420-WC - U - Access (RH) | North Terrace | NT | NT12 | Engineering and Maths. Sciences | 04 | Fourth Floor | 420 | 99939 | Unusable Spaces | 99939 | Unusable Spaces | 4.43 | WC - U - Access (RH) | 8 | Non Useable Floor Area Space Group | 818 | Non-usable - Toilets/Amenities - Unisex Accessible |  | Unknown | 0.00 | NO
North Terrace_NT12-Engineering and Maths. Sciences_Fourth Floor_421 _ Plantroom | NT-NT12-04-421 | NT12-04-421-Plantroom | North Terrace | NT | NT12 | Engineering and Maths. Sciences | 04 | Fourth Floor | 421 | 99939 | Unusable Spaces | 99939 | Unusable Spaces | 2.46 | Plantroom | 8 | Non Useable Floor Area Space Group | 811 | Non-usable - Plant room other |  | Unknown | 0.00 | NO
North Terrace_NT12-Engineering and Maths. Sciences_Fourth Floor_422 _ WC - M | NT-NT12-04-422 | NT12-04-422-WC - M | North Terrace | NT | NT12 | Engineering and Maths. Sciences | 04 | Fourth Floor | 422 | 99939 | Unusable Spaces | 99939 | Unusable Spaces | 12.68 | WC - M | 8 | Non Useable Floor Area Space Group | 821 | Non-usable - Toilets/Amenities - Male |  | Unknown | 0.00 | NO
North Terrace_NT12-Engineering and Maths. Sciences_Fourth Floor_422A _ VSR | NT-NT12-04-422A | NT12-04-422A-VSR | North Terrace | NT | NT12 | Engineering and Maths. Sciences | 04 | Fourth Floor | 422A | 99939 | Unusable Spaces | 99939 | Unusable Spaces | 0.45 | VSR | 8 | Non Useable Floor Area Space Group | 840 | Non-usable - Service riser |  | Unknown | 0.00 | NO
North Terrace_NT12-Engineering and Maths. Sciences_Fourth Floor_422B _ VSR | NT-NT12-04-422B | NT12-04-422B-VSR | North Terrace | NT | NT12 | Engineering and Maths. Sciences | 04 | Fourth Floor | 422B | 99939 | Unusable Spaces | 99939 | Unusable Spaces | 0.38 | VSR | 8 | Non Useable Floor Area Space Group | 840 | Non-usable - Service riser |  | Unknown | 0.00 | NO
North Terrace_NT12-Engineering and Maths. Sciences_Fourth Floor_422C _ VSR | NT-NT12-04-422C | NT12-04-422C-VSR | North Terrace | NT | NT12 | Engineering and Maths. Sciences | 04 | Fourth Floor | 422C | 99939 | Unusable Spaces | 99939 | Unusable Spaces | 0.5 | VSR | 8 | Non Useable Floor Area Space Group | 840 | Non-usable - Service riser |  | Unknown | 0.00 | NO
North Terrace_NT12-Engineering and Maths. Sciences_Fourth Floor_422D _ Cleaners | NT-NT12-04-422D | NT12-04-422D-Cleaners | North Terrace | NT | NT12 | Engineering and Maths. Sciences | 04 | Fourth Floor | 422D | 99939 | Unusable Spaces | 99939 | Unusable Spaces | 1.25 | Cleaners | 8 | Non Useable Floor Area Space Group | 806 | Non-usable - Cleaners room |  | Unknown | 0.00 | NO
North Terrace_NT12-Engineering and Maths. Sciences_Roof Level_500 _ Plantroom | NT-NT12-05-500 | NT12-05-500-Plantroom | North Terrace | NT | NT12 | Engineering and Maths. Sciences | 05 | Roof Level | 500 | 99939 | Unusable Spaces | 99939 | Unusable Spaces | 0.85 | Plantroom | 8 | Non Useable Floor Area Space Group | 811 | Non-usable - Plant room other |  | Unknown | 0.00 | NO
North Terrace_NT12-Engineering and Maths. Sciences_Roof Level_501 _ Plantroom | NT-NT12-05-501 | NT12-05-501-Plantroom | North Terrace | NT | NT12 | Engineering and Maths. Sciences | 05 | Roof Level | 501 | 99939 | Unusable Spaces | 99939 | Unusable Spaces | 6.73 | Plantroom | 8 | Non Useable Floor Area Space Group | 811 | Non-usable - Plant room other |  | Unknown | 0.00 | NO
North Terrace_NT12-Engineering and Maths. Sciences_Roof Level_502 _ Lift Motor Room | NT-NT12-05-502 | NT12-05-502-Lift Motor Room | North Terrace | NT | NT12 | Engineering and Maths. Sciences | 05 | Roof Level | 502 | 99939 | Unusable Spaces | 99939 | Unusable Spaces | 14.19 | Lift Motor Room | 8 | Non Useable Floor Area Space Group | 809 | Non-usable - Lift motor room |  | Unknown | 0.00 | NO
North Terrace_NT12-Engineering and Maths. Sciences_Roof Level_503 _ Stair | NT-NT12-05-503 | NT12-05-503-Stair | North Terrace | NT | NT12 | Engineering and Maths. Sciences | 05 | Roof Level | 503 | 99939 | Unusable Spaces | 99939 | Unusable Spaces | 11.57 | Stair | 8 | Non Useable Floor Area Space Group | 805 | Non-usable - Circulation space |  | Unknown | 0.00 | NO
North Terrace_NT12-Engineering and Maths. Sciences_Roof Level_504 _ Chiller Plant | NT-NT12-05-504 | NT12-05-504-Chiller Plant | North Terrace | NT | NT12 | Engineering and Maths. Sciences | 05 | Roof Level | 504 | 99939 | Unusable Spaces | 99939 | Unusable Spaces | 43.73 | Chiller Plant | 8 | Non Useable Floor Area Space Group | 811 | Non-usable - Plant room other |  | Unknown | 0.00 | NO
North Terrace_NT12-Engineering and Maths. Sciences_Roof Level_504A _ Boiler | NT-NT12-05-504A | NT12-05-504A-Boiler | North Terrace | NT | NT12 | Engineering and Maths. Sciences | 05 | Roof Level | 504A | 99939 | Unusable Spaces | 99939 | Unusable Spaces | 5.32 | Boiler | 8 | Non Useable Floor Area Space Group | 811 | Non-usable - Plant room other |  | Unknown | 0.00 | NO
North Terrace_NT12-Engineering and Maths. Sciences_Ground Floor_G01 _ Corr. | NT-NT12-GN-G01 | NT12-GN-G01-Corr. | North Terrace | NT | NT12 | Engineering and Maths. Sciences | GN | Ground Floor | G01 | 99939 | Unusable Spaces | 99939 | Unusable Spaces | 13.32 | Corr. | 8 | Non Useable Floor Area Space Group | 805 | Non-usable - Circulation space |  | Unknown | 0.00 | NO
North Terrace_NT12-Engineering and Maths. Sciences_Ground Floor_G01A _ Corr. | NT-NT12-GN-G01A | NT12-GN-G01A-Corr. | North Terrace | NT | NT12 | Engineering and Maths. Sciences | GN | Ground Floor | G01A | 99939 | Unusable Spaces | 99939 | Unusable Spaces | 5.71 | Corr. | 8 | Non Useable Floor Area Space Group | 805 | Non-usable - Circulation space |  | Unknown | 0.00 | NO
North Terrace_NT12-Engineering and Maths. Sciences_Ground Floor_G01B _ VSR | NT-NT12-GN-G01B | NT12-GN-G01B-VSR | North Terrace | NT | NT12 | Engineering and Maths. Sciences | GN | Ground Floor | G01B | 99939 | Unusable Spaces | 99939 | Unusable Spaces | 1.11 | VSR | 8 | Non Useable Floor Area Space Group | 840 | Non-usable - Service riser |  | Unknown | 0.00 | NO
North Terrace_NT12-Engineering and Maths. Sciences_Ground Floor_G02 _ Stair | NT-NT12-GN-G02 | NT12-GN-G02-Stair | North Terrace | NT | NT12 | Engineering and Maths. Sciences | GN | Ground Floor | G02 | 99939 | Unusable Spaces | 99939 | Unusable Spaces | 16.63 | Stair | 8 | Non Useable Floor Area Space Group | 805 | Non-usable - Circulation space |  | Unknown | 0.00 | NO
North Terrace_NT12-Engineering and Maths. Sciences_Ground Floor_G03 _ Lift | NT-NT12-GN-G03 | NT12-GN-G03-Lift | North Terrace | NT | NT12 | Engineering and Maths. Sciences | GN | Ground Floor | G03 | 99939 | Unusable Spaces | 99939 | Unusable Spaces | 6.47 | Lift | 8 | Non Useable Floor Area Space Group | 838 | Non-usable - Lift |  | Unknown | 0.00 | NO
North Terrace_NT12-Engineering and Maths. Sciences_Ground Floor_G04 _ Corr. | NT-NT12-GN-G04 | NT12-GN-G04-Corr. | North Terrace | NT | NT12 | Engineering and Maths. Sciences | GN | Ground Floor | G04 | 99939 | Unusable Spaces | 99939 | Unusable Spaces | 48.49 | Corr. | 8 | Non Useable Floor Area Space Group | 805 | Non-usable - Circulation space |  | Unknown | 0.00 | NO
North Terrace_NT12-Engineering and Maths. Sciences_Ground Floor_G04A _ Corr. | NT-NT12-GN-G04A | NT12-GN-G04A-Corr. | North Terrace | NT | NT12 | Engineering and Maths. Sciences | GN | Ground Floor | G04A | 99939 | Unusable Spaces | 99939 | Unusable Spaces | 14.32 | Corr. | 8 | Non Useable Floor Area Space Group | 805 | Non-usable - Circulation space |  | Unknown | 0.00 | NO
North Terrace_NT12-Engineering and Maths. Sciences_Ground Floor_G04B _ VSR | NT-NT12-GN-G04B | NT12-GN-G04B-VSR | North Terrace | NT | NT12 | Engineering and Maths. Sciences | GN | Ground Floor | G04B | 99939 | Unusable Spaces | 99939 | Unusable Spaces | 1.12 | VSR | 8 | Non Useable Floor Area Space Group | 840 | Non-usable - Service riser |  | Unknown | 0.00 | NO
North Terrace_NT12-Engineering and Maths. Sciences_Ground Floor_G05 _ Office - Assignment Drop Off | NT-NT12-GN-G05 | NT12-GN-G05-Office - Assignment Drop Off | North Terrace | NT | NT12 | Engineering and Maths. Sciences | GN | Ground Floor | G05 | 214 | ECMS Infrastructure | 214 | ECMS Faculty Services | 33.38 | Office - Assignment Drop Off | 1 | Office Space Group | 101 | Office - Academic Staff |  | Good | 7,075.81 | NO
North Terrace_NT12-Engineering and Maths. Sciences_Ground Floor_G06 _ Seminar No.1 | NT-NT12-GN-G06 | NT12-GN-G06-Seminar No.1 | North Terrace | NT | NT12 | Engineering and Maths. Sciences | GN | Ground Floor | G06 | 99998 | Central Common Teaching Areas (In Use) | 952 | Corporate Services Division Admin | 64.47 | Seminar No.1 | 2 | Teaching Space Group | 205 | Lecture/Seminar/Tutorial/Class Room (31 to 69) Flat Floor |  | Good | 16,672.76 | NO
North Terrace_NT12-Engineering and Maths. Sciences_Ground Floor_G07 _ Seminar No.2 | NT-NT12-GN-G07 | NT12-GN-G07-Seminar No.2 | North Terrace | NT | NT12 | Engineering and Maths. Sciences | GN | Ground Floor | G07 | 99998 | Central Common Teaching Areas (In Use) | 952 | Corporate Services Division Admin | 65.52 | Seminar No.2 | 2 | Teaching Space Group | 205 | Lecture/Seminar/Tutorial/Class Room (31 to 69) Flat Floor |  | Good | 16,944.31 | NO
North Terrace_NT12-Engineering and Maths. Sciences_Ground Floor_G08 _ Stair | NT-NT12-GN-G08 | NT12-GN-G08-Stair | North Terrace | NT | NT12 | Engineering and Maths. Sciences | GN | Ground Floor | G08 | 99939 | Unusable Spaces | 99939 | Unusable Spaces | 7.52 | Stair | 8 | Non Useable Floor Area Space Group | 805 | Non-usable - Circulation space |  | Unknown | 0.00 | NO
North Terrace_NT12-Engineering and Maths. Sciences_Ground Floor_G08C _ Stair | NT-NT12-GN-G08C | NT12-GN-G08C-Stair | North Terrace | NT | NT12 | Engineering and Maths. Sciences | GN | Ground Floor | G08C | 99939 | Unusable Spaces | 99939 | Unusable Spaces | 3.11 | Stair | 8 | Non Useable Floor Area Space Group | 805 | Non-usable - Circulation space |  | Unknown | 0.00 | NO
North Terrace_NT12-Engineering and Maths. Sciences_Ground Floor_G09 _ Comms | NT-NT12-GN-G09 | NT12-GN-G09-Comms | North Terrace | NT | NT12 | Engineering and Maths. Sciences | GN | Ground Floor | G09 | 850 | ITDS Branch Central Costs | 869 | Information Technology and Digital Services | 8.08 | Comms | 8 | Non Useable Floor Area Space Group | 812 | Non-usable - Comms/network system/Telephone/PABX |  | Good | 0.00 | NO
North Terrace_NT12-Engineering and Maths. Sciences_Ground Floor_G10 _ Plantroom | NT-NT12-GN-G10 | NT12-GN-G10-Plantroom | North Terrace | NT | NT12 | Engineering and Maths. Sciences | GN | Ground Floor | G10 | 99939 | Unusable Spaces | 99939 | Unusable Spaces | 25.02 | Plantroom | 8 | Non Useable Floor Area Space Group | 811 | Non-usable - Plant room other |  | Unknown | 0.00 | NO
North Terrace_NT12-Engineering and Maths. Sciences_Ground Floor_G11 _ Plantroom | NT-NT12-GN-G11 | NT12-GN-G11-Plantroom | North Terrace | NT | NT12 | Engineering and Maths. Sciences | GN | Ground Floor | G11 | 99939 | Unusable Spaces | 99939 | Unusable Spaces | 15.11 | Plantroom | 8 | Non Useable Floor Area Space Group | 811 | Non-usable - Plant room other |  | Unknown | 0.00 | NO
North Terrace_NT12-Engineering and Maths. Sciences_Ground Floor_G11A _ Plantroom | NT-NT12-GN-G11A | NT12-GN-G11A-Plantroom | North Terrace | NT | NT12 | Engineering and Maths. Sciences | GN | Ground Floor | G11A | 99939 | Unusable Spaces | 99939 | Unusable Spaces | 10.43 | Plantroom | 8 | Non Useable Floor Area Space Group | 811 | Non-usable - Plant room other |  | Unknown | 0.00 | NO
North Terrace_NT12-Engineering and Maths. Sciences_Ground Floor_G12 _ Tech Services - Service Core | NT-NT12-GN-G12 | NT12-GN-G12-Tech Services - Service Core | North Terrace | NT | NT12 | Engineering and Maths. Sciences | GN | Ground Floor | G12 | 850 | ITDS Branch Central Costs | 869 | Information Technology and Digital Services | 31.4 | Tech Services - Service Core | 8 | Non Useable Floor Area Space Group | 812 | Non-usable - Comms/network system/Telephone/PABX |  | Good | 0.00 | NO
North Terrace_NT12-Engineering and Maths. Sciences_Ground Floor_G13 _ Computer Suite 1 | NT-NT12-GN-G13 | NT12-GN-G13-Computer Suite 1 | North Terrace | NT | NT12 | Engineering and Maths. Sciences | GN | Ground Floor | G13 | 214 | ECMS Infrastructure | 214 | ECMS Faculty Services | 161.67 | Computer Suite 1 | 3 | Specialist Teaching or Research Space Group | 310 | Laboratory - Computing - Open Access |  | Good | 45,579.67 | NO
North Terrace_NT12-Engineering and Maths. Sciences_Ground Floor_G14 _ WC - M | NT-NT12-GN-G14 | NT12-GN-G14-WC - M | North Terrace | NT | NT12 | Engineering and Maths. Sciences | GN | Ground Floor | G14 | 99939 | Unusable Spaces | 99939 | Unusable Spaces | 16.3 | WC - M | 8 | Non Useable Floor Area Space Group | 821 | Non-usable - Toilets/Amenities - Male |  | Unknown | 0.00 | NO
North Terrace_NT12-Engineering and Maths. Sciences_Ground Floor_G15 _ Cleaner | NT-NT12-GN-G15 | NT12-GN-G15-Cleaner | North Terrace | NT | NT12 | Engineering and Maths. Sciences | GN | Ground Floor | G15 | 99939 | Unusable Spaces | 99939 | Unusable Spaces | 4.04 | Cleaner | 8 | Non Useable Floor Area Space Group | 806 | Non-usable - Cleaners room |  | Unknown | 0.00 | NO
North Terrace_NT12-Engineering and Maths. Sciences_Ground Floor_G16 _ WC - U - Access (RH) | NT-NT12-GN-G16 | NT12-GN-G16-WC - U - Access (RH) | North Terrace | NT | NT12 | Engineering and Maths. Sciences | GN | Ground Floor | G16 | 99939 | Unusable Spaces | 99939 | Unusable Spaces | 4.4 | WC - U - Access (RH) | 8 | Non Useable Floor Area Space Group | 818 | Non-usable - Toilets/Amenities - Unisex Accessible |  | Unknown | 0.00 | NO
North Terrace_NT13-Engineering Annexe_Lower Ground_LG01 _ Mining Laboratory | NT-NT13-01-LG01 | NT13-01-LG01-Mining Laboratory | North Terrace | NT | NT13 | Engineering Annexe | 01 | Lower Ground | LG01 | 214 | ECMS Infrastructure | 214 | ECMS Faculty Services | 146.59 | Mining Laboratory | 3 | Specialist Teaching or Research Space Group | 300 | Laboratory - Specialist teaching and research - type not defined |  | Barely Adequate | 31,740.03 | NO
North Terrace_NT13-Engineering Annexe_Lower Ground_LG01A _ Stair | NT-NT13-01-LG01A | NT13-01-LG01A-Stair | North Terrace | NT | NT13 | Engineering Annexe | 01 | Lower Ground | LG01A | 99939 | Unusable Spaces | 99939 | Unusable Spaces | 6.43 | Stair | 8 | Non Useable Floor Area Space Group | 805 | Non-usable - Circulation space |  | Unknown | 0.00 | NO
North Terrace_NT13-Engineering Annexe_Lower Ground_LG01B _ Instron M/C | NT-NT13-01-LG01B | NT13-01-LG01B-Instron M/C | North Terrace | NT | NT13 | Engineering Annexe | 01 | Lower Ground | LG01B | 214 | ECMS Infrastructure | 214 | ECMS Faculty Services | 7.85 | Instron M/C | 3 | Specialist Teaching or Research Space Group | 300 | Laboratory - Specialist teaching and research - type not defined |  | Barely Adequate | 1,699.70 | NO
North Terrace_NT13-Engineering Annexe_Lower Ground_LG01C _ Instron M/C | NT-NT13-01-LG01C | NT13-01-LG01C-Instron M/C | North Terrace | NT | NT13 | Engineering Annexe | 01 | Lower Ground | LG01C | 214 | ECMS Infrastructure | 214 | ECMS Faculty Services | 10.28 | Instron M/C | 3 | Specialist Teaching or Research Space Group | 300 | Laboratory - Specialist teaching and research - type not defined |  | Barely Adequate | 2,225.85 | NO
North Terrace_NT13-Engineering Annexe_Lower Ground_LG02 _ Concrete Casting Laboratory | NT-NT13-01-LG02 | NT13-01-LG02-Concrete Casting Laboratory | North Terrace | NT | NT13 | Engineering Annexe | 01 | Lower Ground | LG02 | 214 | ECMS Infrastructure | 214 | ECMS Faculty Services | 158.46 | Concrete Casting Laboratory | 3 | Specialist Teaching or Research Space Group | 300 | Laboratory - Specialist teaching and research - type not defined |  | Barely Adequate | 34,310.15 | NO
North Terrace_NT13-Engineering Annexe_Lower Ground_LG02A _ Stair | NT-NT13-01-LG02A | NT13-01-LG02A-Stair | North Terrace | NT | NT13 | Engineering Annexe | 01 | Lower Ground | LG02A | 99939 | Unusable Spaces | 99939 | Unusable Spaces | 6.66 | Stair | 8 | Non Useable Floor Area Space Group | 805 | Non-usable - Circulation space |  | Unknown | 0.00 | NO
North Terrace_NT13-Engineering Annexe_Lower Ground_LG02B _ Store | NT-NT13-01-LG02B | NT13-01-LG02B-Store | North Terrace | NT | NT13 | Engineering Annexe | 01 | Lower Ground | LG02B | 214 | ECMS Infrastructure | 214 | ECMS Faculty Services | 1.88 | Store | 4 | Ancillary Area Space Group | 419 | Ancillary Area - Store Room - Generic |  | Barely Adequate | 269.33 | NO
North Terrace_NT13-Engineering Annexe_Lower Ground_LG02C _ Store | NT-NT13-01-LG02C | NT13-01-LG02C-Store | North Terrace | NT | NT13 | Engineering Annexe | 01 | Lower Ground | LG02C | 214 | ECMS Infrastructure | 214 | ECMS Faculty Services | 1.41 | Store | 4 | Ancillary Area Space Group | 419 | Ancillary Area - Store Room - Generic |  | Barely Adequate | 202.00 | NO
North Terrace_NT13-Engineering Annexe_Lower Ground_LG03 _ Laboratory Support | NT-NT13-01-LG03 | NT13-01-LG03-Laboratory Support | North Terrace | NT | NT13 | Engineering Annexe | 01 | Lower Ground | LG03 | 214 | ECMS Infrastructure | 214 | ECMS Faculty Services | 17.04 | Laboratory Support | 4 | Ancillary Area Space Group | 401 | Ancillary Area - Laboratory Service and Preparation |  | Barely Adequate | 2,441.20 | NO
North Terrace_NT13-Engineering Annexe_Lower Ground_LG04 _ Fog Room 2 | NT-NT13-01-LG04 | NT13-01-LG04-Fog Room 2 | North Terrace | NT | NT13 | Engineering Annexe | 01 | Lower Ground | LG04 | 214 | ECMS Infrastructure | 214 | ECMS Faculty Services | 8.7 | Fog Room 2 | 3 | Specialist Teaching or Research Space Group | 300 | Laboratory - Specialist teaching and research - type not defined |  | Barely Adequate | 1,883.75 | NO
North Terrace_NT13-Engineering Annexe_Lower Ground_LG05 _ Fog Room 1 | NT-NT13-01-LG05 | NT13-01-LG05-Fog Room 1 | North Terrace | NT | NT13 | Engineering Annexe | 01 | Lower Ground | LG05 | 214 | ECMS Infrastructure | 214 | ECMS Faculty Services | 8.46 | Fog Room 1 | 3 | Specialist Teaching or Research Space Group | 300 | Laboratory - Specialist teaching and research - type not defined |  | Barely Adequate | 1,831.78 | NO
North Terrace_NT13-Engineering Annexe_Lower Ground_LG06 _ Psychrometer Room | NT-NT13-01-LG06 | NT13-01-LG06-Psychrometer Room | North Terrace | NT | NT13 | Engineering Annexe | 01 | Lower Ground | LG06 | 214 | ECMS Infrastructure | 214 | ECMS Faculty Services | 7.98 | Psychrometer Room | 4 | Ancillary Area Space Group | 401 | Ancillary Area - Laboratory Service and Preparation |  | Barely Adequate | 1,143.24 | NO
North Terrace_NT13-Engineering Annexe_Lower Ground_LG07 _ Store | NT-NT13-01-LG07 | NT13-01-LG07-Store | North Terrace | NT | NT13 | Engineering Annexe | 01 | Lower Ground | LG07 | 214 | ECMS Infrastructure | 214 | ECMS Faculty Services | 18.12 | Store | 4 | Ancillary Area Space Group | 419 | Ancillary Area - Store Room - Generic |  | Barely Adequate | 2,595.93 | NO
North Terrace_NT13-Engineering Annexe_Lower Ground_LG08 _ Soils Testing | NT-NT13-01-LG08 | NT13-01-LG08-Soils Testing | North Terrace | NT | NT13 | Engineering Annexe | 01 | Lower Ground | LG08 | 214 | ECMS Infrastructure | 214 | ECMS Faculty Services | 55.32 | Soils Testing | 3 | Specialist Teaching or Research Space Group | 312 | Laboratory - Research Only |  | Barely Adequate | 11,978.02 | NO
North Terrace_NT13-Engineering Annexe_Lower Ground_LG08A _ Laboratory Support | NT-NT13-01-LG08A | NT13-01-LG08A-Laboratory Support | North Terrace | NT | NT13 | Engineering Annexe | 01 | Lower Ground | LG08A | 214 | ECMS Infrastructure | 214 | ECMS Faculty Services | 5.02 | Laboratory Support | 4 | Ancillary Area Space Group | 401 | Ancillary Area - Laboratory Service and Preparation |  | Barely Adequate | 719.18 | NO
North Terrace_NT13-Engineering Annexe_Lower Ground_LG09 _ Soils Laboratory | NT-NT13-01-LG09 | NT13-01-LG09-Soils Laboratory | North Terrace | NT | NT13 | Engineering Annexe | 01 | Lower Ground | LG09 | 214 | ECMS Infrastructure | 214 | ECMS Faculty Services | 58.53 | Soils Laboratory | 3 | Specialist Teaching or Research Space Group | 300 | Laboratory - Specialist teaching and research - type not defined |  | Barely Adequate | 12,673.06 | NO
North Terrace_NT13-Engineering Annexe_Lower Ground_LG09A _ Soils Store | NT-NT13-01-LG09A | NT13-01-LG09A-Soils Store | North Terrace | NT | NT13 | Engineering Annexe | 01 | Lower Ground | LG09A | 214 | ECMS Infrastructure | 214 | ECMS Faculty Services | 5.02 | Soils Store | 4 | Ancillary Area Space Group | 419 | Ancillary Area - Store Room - Generic |  | Barely Adequate | 719.18 | NO
North Terrace_NT13-Engineering Annexe_Lower Ground_LG10 _ Soils Preparation | NT-NT13-01-LG10 | NT13-01-LG10-Soils Preparation | North Terrace | NT | NT13 | Engineering Annexe | 01 | Lower Ground | LG10 | 214 | ECMS Infrastructure | 214 | ECMS Faculty Services | 46.64 | Soils Preparation | 4 | Ancillary Area Space Group | 401 | Ancillary Area - Laboratory Service and Preparation |  | Barely Adequate | 6,681.79 | NO
North Terrace_NT13-Engineering Annexe_Lower Ground_LG10A _ Store | NT-NT13-01-LG10A | NT13-01-LG10A-Store | North Terrace | NT | NT13 | Engineering Annexe | 01 | Lower Ground | LG10A | 214 | ECMS Infrastructure | 214 | ECMS Faculty Services | 6.64 | Store | 4 | Ancillary Area Space Group | 419 | Ancillary Area - Store Room - Generic |  | Barely Adequate | 951.27 | NO
North Terrace_NT13-Engineering Annexe_Ground Floor_G01 _ Walkway | NT-NT13-02-G01 | NT13-02-G01-Walkway | North Terrace | NT | NT13 | Engineering Annexe | 02 | Ground Floor | G01 | 99939 | Unusable Spaces | 99939 | Unusable Spaces | 22.61 | Walkway | 8 | Non Useable Floor Area Space Group | 807 | Non-usable - Garage/Loading bay |  | Unknown | 0.00 | NO
North Terrace_NT13-Engineering Annexe_Ground Floor_G02 _ Laboratory - QuFAB | NT-NT13-02-G02 | NT13-02-G02-Laboratory - QuFAB | North Terrace | NT | NT13 | Engineering Annexe | 02 | Ground Floor | G02 | 99214 | Commercial - Silanna Group | 859 | Infrastructure | 128.67 | Laboratory - QuFAB | 3 | Specialist Teaching or Research Space Group | 312 | Laboratory - Research Only |  | Barely Adequate | 27,859.95 | NO
North Terrace_NT13-Engineering Annexe_Ground Floor_G02A _ Laboratory - Staging Area | NT-NT13-02-G02A | NT13-02-G02A-Laboratory - Staging Area | North Terrace | NT | NT13 | Engineering Annexe | 02 | Ground Floor | G02A | 99214 | Commercial - Silanna Group | 859 | Infrastructure | 14.8 | Laboratory - Staging Area | 3 | Specialist Teaching or Research Space Group | 312 | Laboratory - Research Only |  | Excellent | 4,906.94 | NO
North Terrace_NT13-Engineering Annexe_Ground Floor_G02B _ Laboratory - picoFAB | NT-NT13-02-G02B | NT13-02-G02B-Laboratory - picoFAB | North Terrace | NT | NT13 | Engineering Annexe | 02 | Ground Floor | G02B | 99214 | Commercial - Silanna Group | 859 | Infrastructure | 67.04 | Laboratory - picoFAB | 3 | Specialist Teaching or Research Space Group | 312 | Laboratory - Research Only |  | Excellent | 22,227.11 | NO
North Terrace_NT13-Engineering Annexe_Ground Floor_G03 _ Services Plantroom | NT-NT13-02-G03 | NT13-02-G03-Services Plantroom | North Terrace | NT | NT13 | Engineering Annexe | 02 | Ground Floor | G03 | 214 | ECMS Infrastructure | 214 | ECMS Faculty Services | 39.45 | Services Plantroom | 8 | Non Useable Floor Area Space Group | 811 | Non-usable - Plant room other |  | Barely Adequate | 0.00 | NO
North Terrace_NT13-Engineering Annexe_Ground Floor_G04 _ Workshop | NT-NT13-02-G04 | NT13-02-G04-Workshop | North Terrace | NT | NT13 | Engineering Annexe | 02 | Ground Floor | G04 | 214 | ECMS Infrastructure | 214 | ECMS Faculty Services | 36.59 | Workshop | 4 | Ancillary Area Space Group | 403 | Ancillary Area - Workshop |  | Barely Adequate | 5,241.99 | NO
North Terrace_NT13-Engineering Annexe_Ground Floor_G05 _ Welding Bay | NT-NT13-02-G05 | NT13-02-G05-Welding Bay | North Terrace | NT | NT13 | Engineering Annexe | 02 | Ground Floor | G05 | 214 | ECMS Infrastructure | 214 | ECMS Faculty Services | 22.66 | Welding Bay | 4 | Ancillary Area Space Group | 403 | Ancillary Area - Workshop |  | Barely Adequate | 3,246.34 | NO
North Terrace_NT13-Engineering Annexe_Ground Floor_G06 _ Stair - external | NT-NT13-02-G06 | NT13-02-G06-Stair - external | North Terrace | NT | NT13 | Engineering Annexe | 02 | Ground Floor | G06 | 99939 | Unusable Spaces | 99939 | Unusable Spaces | 8.94 | Stair - external | 8 | Non Useable Floor Area Space Group | 805 | Non-usable - Circulation space |  | Barely Adequate | 0.00 | NO
North Terrace_NT13-Engineering Annexe_Ground Floor_M01 _ Entrance | NT-NT13-02-M01 | NT13-02-M01-Entrance | North Terrace | NT | NT13 | Engineering Annexe | 02 | Ground Floor | M01 | 99939 | Unusable Spaces | 99939 | Unusable Spaces | 19.62 | Entrance | 8 | Non Useable Floor Area Space Group | 805 | Non-usable - Circulation space |  | Unknown | 0.00 | NO
North Terrace_NT13-Engineering Annexe_Ground Floor_M02 _ Stair | NT-NT13-02-M02 | NT13-02-M02-Stair | North Terrace | NT | NT13 | Engineering Annexe | 02 | Ground Floor | M02 | 99939 | Unusable Spaces | 99939 | Unusable Spaces | 12.06 | Stair | 8 | Non Useable Floor Area Space Group | 805 | Non-usable - Circulation space |  | Unknown | 0.00 | NO
North Terrace_NT13-Engineering Annexe_Ground Floor_M03 _ Switch Room | NT-NT13-02-M03 | NT13-02-M03-Switch Room | North Terrace | NT | NT13 | Engineering Annexe | 02 | Ground Floor | M03 | 99939 | Unusable Spaces | 99939 | Unusable Spaces | 4.62 | Switch Room | 8 | Non Useable Floor Area Space Group | 815 | Non-usable - Switch room |  | Unknown | 0.00 | NO
North Terrace_NT13-Engineering Annexe_Ground Floor_M04 _ Reception Office | NT-NT13-02-M04 | NT13-02-M04-Reception Office | North Terrace | NT | NT13 | Engineering Annexe | 02 | Ground Floor | M04 | 224 | Centre for Automotive Safety Research | 224 | Centre for Automotive Safety Research | 18.98 | Reception Office | 6 | General Facility Space Group | 623 | General Facility - Waiting Area/Foyer/Reception Area |  | Barely Adequate | 3,460.71 | NO
North Terrace_NT13-Engineering Annexe_Ground Floor_M04A _ Meeting | NT-NT13-02-M04A | NT13-02-M04A-Meeting | North Terrace | NT | NT13 | Engineering Annexe | 02 | Ground Floor | M04A | 224 | Centre for Automotive Safety Research | 224 | Centre for Automotive Safety Research | 38.29 | Meeting | 6 | General Facility Space Group | 601 | General Facility - Committee/Conference/Meeting room |  | Barely Adequate | 6,981.60 | NO
North Terrace_NT13-Engineering Annexe_Ground Floor_M04B _ WC - U | NT-NT13-02-M04B | NT13-02-M04B-WC - U | North Terrace | NT | NT13 | Engineering Annexe | 02 | Ground Floor | M04B | 99939 | Unusable Spaces | 99939 | Unusable Spaces | 4.18 | WC - U | 8 | Non Useable Floor Area Space Group | 822 | Non-usable - Toilets/Amenities - Unisex |  | Unknown | 0.00 | NO
North Terrace_NT13-Engineering Annexe_Ground Floor_M04C _ Corr. | NT-NT13-02-M04C | NT13-02-M04C-Corr. | North Terrace | NT | NT13 | Engineering Annexe | 02 | Ground Floor | M04C | 99939 | Unusable Spaces | 99939 | Unusable Spaces | 3.47 | Corr. | 8 | Non Useable Floor Area Space Group | 805 | Non-usable - Circulation space |  | Unknown | 0.00 | NO
North Terrace_NT13-Engineering Annexe_Ground Floor_M05 _ Corr. | NT-NT13-02-M05 | NT13-02-M05-Corr. | North Terrace | NT | NT13 | Engineering Annexe | 02 | Ground Floor | M05 | 99939 | Unusable Spaces | 99939 | Unusable Spaces | 7.05 | Corr. | 8 | Non Useable Floor Area Space Group | 805 | Non-usable - Circulation space |  | Unknown | 0.00 | NO
North Terrace_NT13-Engineering Annexe_Ground Floor_M06 _ Timber Workshop | NT-NT13-02-M06 | NT13-02-M06-Timber Workshop | North Terrace | NT | NT13 | Engineering Annexe | 02 | Ground Floor | M06 | 214 | ECMS Infrastructure | 214 | ECMS Faculty Services | 19.07 | Timber Workshop | 8 | Non Useable Floor Area Space Group | 805 | Non-usable - Circulation space |  | Barely Adequate | 0.00 | NO
North Terrace_NT13-Engineering Annexe_Ground Floor_M06A _ Timber Workshop | NT-NT13-02-M06A | NT13-02-M06A-Timber Workshop | North Terrace | NT | NT13 | Engineering Annexe | 02 | Ground Floor | M06A | 214 | ECMS Infrastructure | 214 | ECMS Faculty Services | 36.93 | Timber Workshop | 4 | Ancillary Area Space Group | 419 | Ancillary Area - Store Room - Generic |  | Barely Adequate | 5,290.70 | NO
North Terrace_NT13-Engineering Annexe_Ground Floor_M07 _ Lunchroom | NT-NT13-02-M07 | NT13-02-M07-Lunchroom | North Terrace | NT | NT13 | Engineering Annexe | 02 | Ground Floor | M07 | 214 | ECMS Infrastructure | 214 | ECMS Faculty Services | 17.5 | Lunchroom | 6 | General Facility Space Group | 607 | General Facility - Cafeteria/Refectory/Canteen/Dining Room |  | Barely Adequate | 3,190.86 | NO
North Terrace_NT13-Engineering Annexe_Ground Floor_M08 _ Corr. | NT-NT13-02-M08 | NT13-02-M08-Corr. | North Terrace | NT | NT13 | Engineering Annexe | 02 | Ground Floor | M08 | 99939 | Unusable Spaces | 99939 | Unusable Spaces | 22.8 | Corr. | 8 | Non Useable Floor Area Space Group | 805 | Non-usable - Circulation space |  | Unknown | 0.00 | NO
North Terrace_NT13-Engineering Annexe_Ground Floor_M09 _ Landing | NT-NT13-02-M09 | NT13-02-M09-Landing | North Terrace | NT | NT13 | Engineering Annexe | 02 | Ground Floor | M09 | 99939 | Unusable Spaces | 99939 | Unusable Spaces | 3.55 | Landing | 8 | Non Useable Floor Area Space Group | 805 | Non-usable - Circulation space |  | Unknown | 0.00 | NO
North Terrace_NT13-Engineering Annexe_Ground Floor_M10 _ Library | NT-NT13-02-M10 | NT13-02-M10-Library | North Terrace | NT | NT13 | Engineering Annexe | 02 | Ground Floor | M10 | 224 | Centre for Automotive Safety Research | 224 | Centre for Automotive Safety Research | 85.59 | Library | 5 | Library, IT and Learning Space Group | 509 | Library and Learning - Department reference library |  | Barely Adequate | 15,606.03 | NO
North Terrace_NT13-Engineering Annexe_Ground Floor_M11 _ File Store | NT-NT13-02-M11 | NT13-02-M11-File Store | North Terrace | NT | NT13 | Engineering Annexe | 02 | Ground Floor | M11 | 224 | Centre for Automotive Safety Research | 224 | Centre for Automotive Safety Research | 14.94 | File Store | 4 | Ancillary Area Space Group | 419 | Ancillary Area - Store Room - Generic |  | Barely Adequate | 2,140.35 | NO
North Terrace_NT13-Engineering Annexe_Ground Floor_M12 _ File Store | NT-NT13-02-M12 | NT13-02-M12-File Store | North Terrace | NT | NT13 | Engineering Annexe | 02 | Ground Floor | M12 | 224 | Centre for Automotive Safety Research | 224 | Centre for Automotive Safety Research | 14.46 | File Store | 4 | Ancillary Area Space Group | 419 | Ancillary Area - Store Room - Generic |  | Barely Adequate | 2,071.58 | NO
North Terrace_NT13-Engineering Annexe_First Floor_101 _ Foyer | NT-NT13-03-101 | NT13-03-101-Foyer | North Terrace | NT | NT13 | Engineering Annexe | 03 | First Floor | 101 | 99939 | Unusable Spaces | 99939 | Unusable Spaces | 19.49 | Foyer | 8 | Non Useable Floor Area Space Group | 805 | Non-usable - Circulation space |  | Unknown | 0.00 | NO
North Terrace_NT13-Engineering Annexe_First Floor_102 _ Corr. | NT-NT13-03-102 | NT13-03-102-Corr. | North Terrace | NT | NT13 | Engineering Annexe | 03 | First Floor | 102 | 99939 | Unusable Spaces | 99939 | Unusable Spaces | 28.15 | Corr. | 8 | Non Useable Floor Area Space Group | 805 | Non-usable - Circulation space |  | Unknown | 0.00 | NO
North Terrace_NT13-Engineering Annexe_First Floor_102A _ VSR | NT-NT13-03-102A | NT13-03-102A-VSR | North Terrace | NT | NT13 | Engineering Annexe | 03 | First Floor | 102A | 99939 | Unusable Spaces | 99939 | Unusable Spaces | 0.57 | VSR | 8 | Non Useable Floor Area Space Group | 840 | Non-usable - Service riser |  | Unknown | 0.00 | NO
North Terrace_NT13-Engineering Annexe_First Floor_102B _ DB | NT-NT13-03-102B | NT13-03-102B-DB | North Terrace | NT | NT13 | Engineering Annexe | 03 | First Floor | 102B | 99939 | Unusable Spaces | 99939 | Unusable Spaces | 0.18 | DB | 8 | Non Useable Floor Area Space Group | 815 | Non-usable - Switch room |  | Unknown | 0.00 | NO
North Terrace_NT13-Engineering Annexe_First Floor_103 _ Office | NT-NT13-03-103 | NT13-03-103-Office | North Terrace | NT | NT13 | Engineering Annexe | 03 | First Floor | 103 | 218 | School of Chemical Engineering and Advanced Materials | 218 | School of Chemical Engineering and Advanced Materials | 13.74 | Office | 1 | Office Space Group | 101 | Office - Academic Staff |  | Barely Adequate | 2,236.86 | NO
North Terrace_NT13-Engineering Annexe_First Floor_104 _ Office | NT-NT13-03-104 | NT13-03-104-Office | North Terrace | NT | NT13 | Engineering Annexe | 03 | First Floor | 104 | 218 | School of Chemical Engineering and Advanced Materials | 218 | School of Chemical Engineering and Advanced Materials | 11.53 | Office | 1 | Office Space Group | 101 | Office - Academic Staff |  | Barely Adequate | 1,877.07 | NO
North Terrace_NT13-Engineering Annexe_First Floor_105 _ Office | NT-NT13-03-105 | NT13-03-105-Office | North Terrace | NT | NT13 | Engineering Annexe | 03 | First Floor | 105 | 224 | Centre for Automotive Safety Research | 224 | Centre for Automotive Safety Research | 12.98 | Office | 1 | Office Space Group | 101 | Office - Academic Staff |  | Barely Adequate | 2,113.13 | NO
North Terrace_NT13-Engineering Annexe_First Floor_106 _ Office | NT-NT13-03-106 | NT13-03-106-Office | North Terrace | NT | NT13 | Engineering Annexe | 03 | First Floor | 106 | 224 | Centre for Automotive Safety Research | 224 | Centre for Automotive Safety Research | 12.98 | Office | 1 | Office Space Group | 101 | Office - Academic Staff |  | Barely Adequate | 2,113.13 | NO
North Terrace_NT13-Engineering Annexe_First Floor_107 _ Office | NT-NT13-03-107 | NT13-03-107-Office | North Terrace | NT | NT13 | Engineering Annexe | 03 | First Floor | 107 | 224 | Centre for Automotive Safety Research | 224 | Centre for Automotive Safety Research | 12.98 | Office | 1 | Office Space Group | 101 | Office - Academic Staff |  | Barely Adequate | 2,113.13 | NO
North Terrace_NT13-Engineering Annexe_First Floor_108 _ Office | NT-NT13-03-108 | NT13-03-108-Office | North Terrace | NT | NT13 | Engineering Annexe | 03 | First Floor | 108 | 224 | Centre for Automotive Safety Research | 224 | Centre for Automotive Safety Research | 12.87 | Office | 1 | Office Space Group | 101 | Office - Academic Staff |  | Barely Adequate | 2,095.22 | NO
North Terrace_NT13-Engineering Annexe_First Floor_109 _ Stair | NT-NT13-03-109 | NT13-03-109-Stair | North Terrace | NT | NT13 | Engineering Annexe | 03 | First Floor | 109 | 99939 | Unusable Spaces | 99939 | Unusable Spaces | 17.27 | Stair | 8 | Non Useable Floor Area Space Group | 805 | Non-usable - Circulation space |  | Unknown | 0.00 | NO
North Terrace_NT13-Engineering Annexe_First Floor_110 _ Office | NT-NT13-03-110 | NT13-03-110-Office | North Terrace | NT | NT13 | Engineering Annexe | 03 | First Floor | 110 | 224 | Centre for Automotive Safety Research | 224 | Centre for Automotive Safety Research | 12.89 | Office | 1 | Office Space Group | 101 | Office - Academic Staff |  | Barely Adequate | 2,098.48 | NO
North Terrace_NT13-Engineering Annexe_First Floor_110A _ Office | NT-NT13-03-110A | NT13-03-110A-Office | North Terrace | NT | NT13 | Engineering Annexe | 03 | First Floor | 110A | 224 | Centre for Automotive Safety Research | 224 | Centre for Automotive Safety Research | 25.47 | Office | 1 | Office Space Group | 101 | Office - Academic Staff |  | Barely Adequate | 4,146.49 | NO
North Terrace_NT13-Engineering Annexe_First Floor_110B _ Corr. | NT-NT13-03-110B | NT13-03-110B-Corr. | North Terrace | NT | NT13 | Engineering Annexe | 03 | First Floor | 110B | 99939 | Unusable Spaces | 99939 | Unusable Spaces | 4.77 | Corr. | 8 | Non Useable Floor Area Space Group | 805 | Non-usable - Circulation space |  | Unknown | 0.00 | NO
North Terrace_NT13-Engineering Annexe_First Floor_112 _ Office - Open Plan | NT-NT13-03-112 | NT13-03-112-Office - Open Plan | North Terrace | NT | NT13 | Engineering Annexe | 03 | First Floor | 112 | 224 | Centre for Automotive Safety Research | 224 | Centre for Automotive Safety Research | 131.78 | Office - Open Plan | 1 | Office Space Group | 114 | Open Plan - Research Students |  | Barely Adequate | 21,453.63 | NO
North Terrace_NT13-Engineering Annexe_First Floor_114 _ Office | NT-NT13-03-114 | NT13-03-114-Office | North Terrace | NT | NT13 | Engineering Annexe | 03 | First Floor | 114 | 224 | Centre for Automotive Safety Research | 224 | Centre for Automotive Safety Research | 28.95 | Office | 1 | Office Space Group | 103 | Office - Research Students |  | Barely Adequate | 4,713.03 | NO
North Terrace_NT13-Engineering Annexe_First Floor_115 _ Office | NT-NT13-03-115 | NT13-03-115-Office | North Terrace | NT | NT13 | Engineering Annexe | 03 | First Floor | 115 | 224 | Centre for Automotive Safety Research | 224 | Centre for Automotive Safety Research | 40.21 | Office | 1 | Office Space Group | 101 | Office - Academic Staff |  | Barely Adequate | 6,546.14 | NO
North Terrace_NT13-Engineering Annexe_First Floor_116 _ Cleaner | NT-NT13-03-116 | NT13-03-116-Cleaner | North Terrace | NT | NT13 | Engineering Annexe | 03 | First Floor | 116 | 99939 | Unusable Spaces | 99939 | Unusable Spaces | 1.98 | Cleaner | 8 | Non Useable Floor Area Space Group | 806 | Non-usable - Cleaners room |  | Unknown | 0.00 | NO
North Terrace_NT13-Engineering Annexe_First Floor_117 _ WC - U | NT-NT13-03-117 | NT13-03-117-WC - U | North Terrace | NT | NT13 | Engineering Annexe | 03 | First Floor | 117 | 99939 | Unusable Spaces | 99939 | Unusable Spaces | 8.21 | WC - U | 8 | Non Useable Floor Area Space Group | 822 | Non-usable - Toilets/Amenities - Unisex |  | Unknown | 0.00 | NO
North Terrace_NT13-Engineering Annexe_First Floor_118 _ Stair - external | NT-NT13-03-118 | NT13-03-118-Stair - external | North Terrace | NT | NT13 | Engineering Annexe | 03 | First Floor | 118 | 99939 | Unusable Spaces | 99939 | Unusable Spaces | 12.32 | Stair - external | 8 | Non Useable Floor Area Space Group | 805 | Non-usable - Circulation space |  | Barely Adequate | 0.00 | NO
North Terrace_NT13-Engineering Annexe_First Floor_R.01 _ Roof Access (NUFA) | NT-NT13-03-R.01 | NT13-03-R.01-Roof Access (NUFA) | North Terrace | NT | NT13 | Engineering Annexe | 03 | First Floor | R.01 | 99939 | Unusable Spaces | 99939 | Unusable Spaces | 23.8 | Roof Access (NUFA) | 8 | Non Useable Floor Area Space Group | 805 | Non-usable - Circulation space |  | Unknown | 0.00 | NO
North Terrace_NT13-Engineering Annexe_First Floor_R.02 _ Plant Platform (NUFA) | NT-NT13-03-R.02 | NT13-03-R.02-Plant Platform (NUFA) | North Terrace | NT | NT13 | Engineering Annexe | 03 | First Floor | R.02 | 99939 | Unusable Spaces | 99939 | Unusable Spaces | 19.44 | Plant Platform (NUFA) | 8 | Non Useable Floor Area Space Group | 811 | Non-usable - Plant room other |  | Unknown | 0.00 | NO
North Terrace_NT13-Engineering Annexe_Second Floor_201 _ Foyer | NT-NT13-04-201 | NT13-04-201-Foyer | North Terrace | NT | NT13 | Engineering Annexe | 04 | Second Floor | 201 | 99939 | Unusable Spaces | 99939 | Unusable Spaces | 19.49 | Foyer | 8 | Non Useable Floor Area Space Group | 805 | Non-usable - Circulation space |  | Unknown | 0.00 | NO
North Terrace_NT13-Engineering Annexe_Second Floor_202 _ Corr. | NT-NT13-04-202 | NT13-04-202-Corr. | North Terrace | NT | NT13 | Engineering Annexe | 04 | Second Floor | 202 | 99939 | Unusable Spaces | 99939 | Unusable Spaces | 28.22 | Corr. | 8 | Non Useable Floor Area Space Group | 805 | Non-usable - Circulation space |  | Unknown | 0.00 | NO
North Terrace_NT13-Engineering Annexe_Second Floor_202A _ VSR | NT-NT13-04-202A | NT13-04-202A-VSR | North Terrace | NT | NT13 | Engineering Annexe | 04 | Second Floor | 202A | 99939 | Unusable Spaces | 99939 | Unusable Spaces | 0.77 | VSR | 8 | Non Useable Floor Area Space Group | 840 | Non-usable - Service riser |  | Unknown | 0.00 | NO
North Terrace_NT13-Engineering Annexe_Second Floor_202B _ DB | NT-NT13-04-202B | NT13-04-202B-DB | North Terrace | NT | NT13 | Engineering Annexe | 04 | Second Floor | 202B | 99939 | Unusable Spaces | 99939 | Unusable Spaces | 0.6 | DB | 8 | Non Useable Floor Area Space Group | 815 | Non-usable - Switch room |  | Unknown | 0.00 | NO
North Terrace_NT13-Engineering Annexe_Second Floor_203 _ Office | NT-NT13-04-203 | NT13-04-203-Office | North Terrace | NT | NT13 | Engineering Annexe | 04 | Second Floor | 203 | 218 | School of Chemical Engineering and Advanced Materials | 218 | School of Chemical Engineering and Advanced Materials | 12.33 | Office | 1 | Office Space Group | 101 | Office - Academic Staff |  | Barely Adequate | 2,007.31 | NO
North Terrace_NT13-Engineering Annexe_Second Floor_204 _ Office | NT-NT13-04-204 | NT13-04-204-Office | North Terrace | NT | NT13 | Engineering Annexe | 04 | Second Floor | 204 | 218 | School of Chemical Engineering and Advanced Materials | 218 | School of Chemical Engineering and Advanced Materials | 12.98 | Office | 1 | Office Space Group | 101 | Office - Academic Staff |  | Barely Adequate | 2,113.13 | NO
North Terrace_NT13-Engineering Annexe_Second Floor_205 _ Office | NT-NT13-04-205 | NT13-04-205-Office | North Terrace | NT | NT13 | Engineering Annexe | 04 | Second Floor | 205 | 218 | School of Chemical Engineering and Advanced Materials | 218 | School of Chemical Engineering and Advanced Materials | 12.98 | Office | 1 | Office Space Group | 101 | Office - Academic Staff |  | Barely Adequate | 2,113.13 | NO
North Terrace_NT13-Engineering Annexe_Second Floor_206 _ Office | NT-NT13-04-206 | NT13-04-206-Office | North Terrace | NT | NT13 | Engineering Annexe | 04 | Second Floor | 206 | 218 | School of Chemical Engineering and Advanced Materials | 218 | School of Chemical Engineering and Advanced Materials | 12.98 | Office | 1 | Office Space Group | 101 | Office - Academic Staff |  | Barely Adequate | 2,113.13 | NO
North Terrace_NT13-Engineering Annexe_Second Floor_207 _ Office | NT-NT13-04-207 | NT13-04-207-Office | North Terrace | NT | NT13 | Engineering Annexe | 04 | Second Floor | 207 | 218 | School of Chemical Engineering and Advanced Materials | 218 | School of Chemical Engineering and Advanced Materials | 12.98 | Office | 1 | Office Space Group | 101 | Office - Academic Staff |  | Barely Adequate | 2,113.13 | NO
North Terrace_NT13-Engineering Annexe_Second Floor_208 _ Office - Post Grad. | NT-NT13-04-208 | NT13-04-208-Office - Post Grad. | North Terrace | NT | NT13 | Engineering Annexe | 04 | Second Floor | 208 | 218 | School of Chemical Engineering and Advanced Materials | 218 | School of Chemical Engineering and Advanced Materials | 12.87 | Office - Post Grad. | 1 | Office Space Group | 103 | Office - Research Students |  | Barely Adequate | 2,095.22 | NO
North Terrace_NT13-Engineering Annexe_Second Floor_209 _ Stair | NT-NT13-04-209 | NT13-04-209-Stair | North Terrace | NT | NT13 | Engineering Annexe | 04 | Second Floor | 209 | 99939 | Unusable Spaces | 99939 | Unusable Spaces | 17.4 | Stair | 8 | Non Useable Floor Area Space Group | 805 | Non-usable - Circulation space |  | Unknown | 0.00 | NO
North Terrace_NT13-Engineering Annexe_Second Floor_210 _ Office - Open Plan - HDR | NT-NT13-04-210 | NT13-04-210-Office - Open Plan - HDR | North Terrace | NT | NT13 | Engineering Annexe | 04 | Second Floor | 210 | 214 | ECMS Infrastructure | 214 | ECMS Faculty Services | 112.5 | Office - Open Plan - HDR | 1 | Office Space Group | 114 | Open Plan - Research Students |  | Excellent | 28,044.65 | NO
North Terrace_NT13-Engineering Annexe_Second Floor_211 _ Office - Open Plan - Post Grad | NT-NT13-04-211 | NT13-04-211-Office - Open Plan - Post Grad | North Terrace | NT | NT13 | Engineering Annexe | 04 | Second Floor | 211 | 214 | ECMS Infrastructure | 214 | ECMS Faculty Services | 17.97 | Office - Open Plan - Post Grad | 1 | Office Space Group | 114 | Open Plan - Research Students |  | Barely Adequate | 2,925.50 | NO
North Terrace_NT13-Engineering Annexe_Second Floor_212 _ Laboratory | NT-NT13-04-212 | NT13-04-212-Laboratory | North Terrace | NT | NT13 | Engineering Annexe | 04 | Second Floor | 212 | 218 | School of Chemical Engineering and Advanced Materials | 218 | School of Chemical Engineering and Advanced Materials | 18.71 | Laboratory | 3 | Specialist Teaching or Research Space Group | 300 | Laboratory - Specialist teaching and research - type not defined |  | Barely Adequate | 4,051.14 | NO
North Terrace_NT13-Engineering Annexe_Second Floor_213 _ Laboratory | NT-NT13-04-213 | NT13-04-213-Laboratory | North Terrace | NT | NT13 | Engineering Annexe | 04 | Second Floor | 213 | 218 | School of Chemical Engineering and Advanced Materials | 218 | School of Chemical Engineering and Advanced Materials | 38.03 | Laboratory | 3 | Specialist Teaching or Research Space Group | 300 | Laboratory - Specialist teaching and research - type not defined |  | Barely Adequate | 8,234.35 | NO
North Terrace_NT13-Engineering Annexe_Second Floor_214 _ Laboratory | NT-NT13-04-214 | NT13-04-214-Laboratory | North Terrace | NT | NT13 | Engineering Annexe | 04 | Second Floor | 214 | 223 | School of Mechanical Engineering | 223 | School of Mechanical Engineering | 18.71 | Laboratory | 3 | Specialist Teaching or Research Space Group | 300 | Laboratory - Specialist teaching and research - type not defined |  | Barely Adequate | 4,051.14 | NO
North Terrace_NT13-Engineering Annexe_Second Floor_215 _ Laboratory | NT-NT13-04-215 | NT13-04-215-Laboratory | North Terrace | NT | NT13 | Engineering Annexe | 04 | Second Floor | 215 | 223 | School of Mechanical Engineering | 223 | School of Mechanical Engineering | 20.01 | Laboratory | 3 | Specialist Teaching or Research Space Group | 300 | Laboratory - Specialist teaching and research - type not defined |  | Barely Adequate | 4,332.61 | NO
North Terrace_NT13-Engineering Annexe_Second Floor_215A _ Laboratory | NT-NT13-04-215A | NT13-04-215A-Laboratory | North Terrace | NT | NT13 | Engineering Annexe | 04 | Second Floor | 215A | 223 | School of Mechanical Engineering | 223 | School of Mechanical Engineering | 11.62 | Laboratory | 3 | Specialist Teaching or Research Space Group | 300 | Laboratory - Specialist teaching and research - type not defined |  | Barely Adequate | 2,515.99 | NO
North Terrace_NT13-Engineering Annexe_Second Floor_216 _ Laboratory | NT-NT13-04-216 | NT13-04-216-Laboratory | North Terrace | NT | NT13 | Engineering Annexe | 04 | Second Floor | 216 | 223 | School of Mechanical Engineering | 223 | School of Mechanical Engineering | 1.27 | Laboratory | 3 | Specialist Teaching or Research Space Group | 300 | Laboratory - Specialist teaching and research - type not defined |  | Barely Adequate | 274.98 | NO
North Terrace_NT13-Engineering Annexe_Second Floor_216A _ Store | NT-NT13-04-216A | NT13-04-216A-Store | North Terrace | NT | NT13 | Engineering Annexe | 04 | Second Floor | 216A | 223 | School of Mechanical Engineering | 223 | School of Mechanical Engineering | 4.56 | Store | 4 | Ancillary Area Space Group | 419 | Ancillary Area - Store Room - Generic |  | Adequate | 680.50 | NO
North Terrace_NT13-Engineering Annexe_Second Floor_217 _ WC | NT-NT13-04-217 | NT13-04-217-WC | North Terrace | NT | NT13 | Engineering Annexe | 04 | Second Floor | 217 | 99939 | Unusable Spaces | 99939 | Unusable Spaces | 9.25 | WC | 8 | Non Useable Floor Area Space Group | 822 | Non-usable - Toilets/Amenities - Unisex |  | Unknown | 0.00 | NO
North Terrace_NT13-Engineering Annexe_Second Floor_219 _ Undergraduate Laboratory | NT-NT13-04-219 | NT13-04-219-Undergraduate Laboratory | North Terrace | NT | NT13 | Engineering Annexe | 04 | Second Floor | 219 | 214 | ECMS Infrastructure | 214 | ECMS Faculty Services | 130.27 | Undergraduate Laboratory | 3 | Specialist Teaching or Research Space Group | 300 | Laboratory - Specialist teaching and research - type not defined |  | Barely Adequate | 28,206.38 | NO
North Terrace_NT13-Engineering Annexe_Second Floor_219A _ Laboratory - Post Grad | NT-NT13-04-219A | NT13-04-219A-Laboratory - Post Grad | North Terrace | NT | NT13 | Engineering Annexe | 04 | Second Floor | 219A | 218 | School of Chemical Engineering and Advanced Materials | 218 | School of Chemical Engineering and Advanced Materials | 33.29 | Laboratory - Post Grad | 3 | Specialist Teaching or Research Space Group | 300 | Laboratory - Specialist teaching and research - type not defined |  | Barely Adequate | 7,208.03 | NO
North Terrace_NT13-Engineering Annexe_Second Floor_219B _ Laboratory - Post Grad | NT-NT13-04-219B | NT13-04-219B-Laboratory - Post Grad | North Terrace | NT | NT13 | Engineering Annexe | 04 | Second Floor | 219B | 218 | School of Chemical Engineering and Advanced Materials | 218 | School of Chemical Engineering and Advanced Materials | 32.76 | Laboratory - Post Grad | 3 | Specialist Teaching or Research Space Group | 300 | Laboratory - Specialist teaching and research - type not defined |  | Barely Adequate | 7,093.28 | NO
North Terrace_NT13-Engineering Annexe_Second Floor_220 _ Stair - external | NT-NT13-04-220 | NT13-04-220-Stair - external | North Terrace | NT | NT13 | Engineering Annexe | 04 | Second Floor | 220 | 99939 | Unusable Spaces | 99939 | Unusable Spaces | 14.06 | Stair - external | 8 | Non Useable Floor Area Space Group | 805 | Non-usable - Circulation space |  | Barely Adequate | 0.00 | NO
North Terrace_NT13-Engineering Annexe_Second Floor_221 _ Circ. - external | NT-NT13-04-221 | NT13-04-221-Circ. - external | North Terrace | NT | NT13 | Engineering Annexe | 04 | Second Floor | 221 | 99939 | Unusable Spaces | 99939 | Unusable Spaces | 12.08 | Circ. - external | 8 | Non Useable Floor Area Space Group | 805 | Non-usable - Circulation space |  | Barely Adequate | 0.00 | NO
North Terrace_NT13-Engineering Annexe_Third Floor_301 _ Foyer | NT-NT13-05-301 | NT13-05-301-Foyer | North Terrace | NT | NT13 | Engineering Annexe | 05 | Third Floor | 301 | 99939 | Unusable Spaces | 99939 | Unusable Spaces | 19.2 | Foyer | 8 | Non Useable Floor Area Space Group | 805 | Non-usable - Circulation space |  | Unknown | 0.00 | NO
North Terrace_NT13-Engineering Annexe_Third Floor_302 _ Corr. | NT-NT13-05-302 | NT13-05-302-Corr. | North Terrace | NT | NT13 | Engineering Annexe | 05 | Third Floor | 302 | 99939 | Unusable Spaces | 99939 | Unusable Spaces | 28.22 | Corr. | 8 | Non Useable Floor Area Space Group | 805 | Non-usable - Circulation space |  | Unknown | 0.00 | NO
North Terrace_NT13-Engineering Annexe_Third Floor_302A _ VSR | NT-NT13-05-302A | NT13-05-302A-VSR | North Terrace | NT | NT13 | Engineering Annexe | 05 | Third Floor | 302A | 99939 | Unusable Spaces | 99939 | Unusable Spaces | 0.57 | VSR | 8 | Non Useable Floor Area Space Group | 840 | Non-usable - Service riser |  | Unknown | 0.00 | NO
North Terrace_NT13-Engineering Annexe_Third Floor_302B _ DB | NT-NT13-05-302B | NT13-05-302B-DB | North Terrace | NT | NT13 | Engineering Annexe | 05 | Third Floor | 302B | 99939 | Unusable Spaces | 99939 | Unusable Spaces | 0.48 | DB | 8 | Non Useable Floor Area Space Group | 815 | Non-usable - Switch room |  | Unknown | 0.00 | NO
North Terrace_NT13-Engineering Annexe_Third Floor_303 _ Graphene Laboratory | NT-NT13-05-303 | NT13-05-303-Graphene Laboratory | North Terrace | NT | NT13 | Engineering Annexe | 05 | Third Floor | 303 | 218 | School of Chemical Engineering and Advanced Materials | 218 | School of Chemical Engineering and Advanced Materials | 64.84 | Graphene Laboratory | 3 | Specialist Teaching or Research Space Group | 300 | Laboratory - Specialist teaching and research - type not defined |  | Excellent | 21,497.70 | NO
North Terrace_NT13-Engineering Annexe_Third Floor_303A _ Graphene Laboratory | NT-NT13-05-303A | NT13-05-303A-Graphene Laboratory | North Terrace | NT | NT13 | Engineering Annexe | 05 | Third Floor | 303A | 218 | School of Chemical Engineering and Advanced Materials | 218 | School of Chemical Engineering and Advanced Materials | 12.65 | Graphene Laboratory | 3 | Specialist Teaching or Research Space Group | 300 | Laboratory - Specialist teaching and research - type not defined |  | Excellent | 4,194.11 | NO
North Terrace_NT13-Engineering Annexe_Third Floor_307 _ Stair | NT-NT13-05-307 | NT13-05-307-Stair | North Terrace | NT | NT13 | Engineering Annexe | 05 | Third Floor | 307 | 99939 | Unusable Spaces | 99939 | Unusable Spaces | 12.17 | Stair | 8 | Non Useable Floor Area Space Group | 805 | Non-usable - Circulation space |  | Unknown | 0.00 | NO
North Terrace_NT13-Engineering Annexe_Third Floor_307A _ Corr. | NT-NT13-05-307A | NT13-05-307A-Corr. | North Terrace | NT | NT13 | Engineering Annexe | 05 | Third Floor | 307A | 99939 | Unusable Spaces | 99939 | Unusable Spaces | 5.26 | Corr. | 8 | Non Useable Floor Area Space Group | 805 | Non-usable - Circulation space |  | Unknown | 0.00 | NO
North Terrace_NT13-Engineering Annexe_Third Floor_308 _ Office - Open Plan - HDR | NT-NT13-05-308 | NT13-05-308-Office - Open Plan - HDR | North Terrace | NT | NT13 | Engineering Annexe | 05 | Third Floor | 308 | 214 | ECMS Infrastructure | 214 | ECMS Faculty Services | 112.62 | Office - Open Plan - HDR | 1 | Office Space Group | 114 | Open Plan - Research Students |  | Excellent | 28,074.56 | NO
North Terrace_NT13-Engineering Annexe_Third Floor_309 _ Office - Open Plan - Post Grad | NT-NT13-05-309 | NT13-05-309-Office - Open Plan - Post Grad | North Terrace | NT | NT13 | Engineering Annexe | 05 | Third Floor | 309 | 218 | School of Chemical Engineering and Advanced Materials | 218 | School of Chemical Engineering and Advanced Materials | 18.24 | Office - Open Plan - Post Grad | 1 | Office Space Group | 114 | Open Plan - Research Students |  | Barely Adequate | 2,969.45 | NO
North Terrace_NT13-Engineering Annexe_Third Floor_310 _ Laboratory - Rheology | NT-NT13-05-310 | NT13-05-310-Laboratory - Rheology | North Terrace | NT | NT13 | Engineering Annexe | 05 | Third Floor | 310 | 218 | School of Chemical Engineering and Advanced Materials | 218 | School of Chemical Engineering and Advanced Materials | 59.62 | Laboratory - Rheology | 3 | Specialist Teaching or Research Space Group | 300 | Laboratory - Specialist teaching and research - type not defined |  | Barely Adequate | 12,909.07 | NO
North Terrace_NT13-Engineering Annexe_Third Floor_311 _ Laboratory - Rheology | NT-NT13-05-311 | NT13-05-311-Laboratory - Rheology | North Terrace | NT | NT13 | Engineering Annexe | 05 | Third Floor | 311 | 218 | School of Chemical Engineering and Advanced Materials | 218 | School of Chemical Engineering and Advanced Materials | 58.75 | Laboratory - Rheology | 3 | Specialist Teaching or Research Space Group | 300 | Laboratory - Specialist teaching and research - type not defined |  | Barely Adequate | 12,720.70 | NO
North Terrace_NT13-Engineering Annexe_Third Floor_312 _ Cleaner | NT-NT13-05-312 | NT13-05-312-Cleaner | North Terrace | NT | NT13 | Engineering Annexe | 05 | Third Floor | 312 | 99939 | Unusable Spaces | 99939 | Unusable Spaces | 2.06 | Cleaner | 8 | Non Useable Floor Area Space Group | 806 | Non-usable - Cleaners room |  | Unknown | 0.00 | NO
North Terrace_NT13-Engineering Annexe_Third Floor_313 _ WC | NT-NT13-05-313 | NT13-05-313-WC | North Terrace | NT | NT13 | Engineering Annexe | 05 | Third Floor | 313 | 99939 | Unusable Spaces | 99939 | Unusable Spaces | 8.4 | WC | 8 | Non Useable Floor Area Space Group | 822 | Non-usable - Toilets/Amenities - Unisex |  | Unknown | 0.00 | NO
North Terrace_NT13-Engineering Annexe_Third Floor_314 _ Corr. | NT-NT13-05-314 | NT13-05-314-Corr. | North Terrace | NT | NT13 | Engineering Annexe | 05 | Third Floor | 314 | 99939 | Unusable Spaces | 99939 | Unusable Spaces | 15.85 | Corr. | 8 | Non Useable Floor Area Space Group | 805 | Non-usable - Circulation space |  | Barely Adequate | 0.00 | NO
North Terrace_NT13-Engineering Annexe_Third Floor_314A _ Postgraduate Laboratory - A | NT-NT13-05-314A | NT13-05-314A-Postgraduate Laboratory - A | North Terrace | NT | NT13 | Engineering Annexe | 05 | Third Floor | 314A | 218 | School of Chemical Engineering and Advanced Materials | 218 | School of Chemical Engineering and Advanced Materials | 58.15 | Postgraduate Laboratory - A | 3 | Specialist Teaching or Research Space Group | 307 | Laboratory - Scientific/Medical/Engineering - DRY - Postgraduate/Research |  | Barely Adequate | 12,590.78 | NO
North Terrace_NT13-Engineering Annexe_Third Floor_314B _ Postgraduate Laboratory - B | NT-NT13-05-314B | NT13-05-314B-Postgraduate Laboratory - B | North Terrace | NT | NT13 | Engineering Annexe | 05 | Third Floor | 314B | 218 | School of Chemical Engineering and Advanced Materials | 218 | School of Chemical Engineering and Advanced Materials | 55.92 | Postgraduate Laboratory - B | 3 | Specialist Teaching or Research Space Group | 307 | Laboratory - Scientific/Medical/Engineering - DRY - Postgraduate/Research |  | Barely Adequate | 12,107.94 | NO
North Terrace_NT13-Engineering Annexe_Third Floor_314C _ Postgraduate Laboratory - C | NT-NT13-05-314C | NT13-05-314C-Postgraduate Laboratory - C | North Terrace | NT | NT13 | Engineering Annexe | 05 | Third Floor | 314C | 218 | School of Chemical Engineering and Advanced Materials | 218 | School of Chemical Engineering and Advanced Materials | 67.31 | Postgraduate Laboratory - C | 3 | Specialist Teaching or Research Space Group | 307 | Laboratory - Scientific/Medical/Engineering - DRY - Postgraduate/Research |  | Barely Adequate | 14,574.13 | NO
North Terrace_NT13-Engineering Annexe_Third Floor_315 _ Stair - external | NT-NT13-05-315 | NT13-05-315-Stair - external | North Terrace | NT | NT13 | Engineering Annexe | 05 | Third Floor | 315 | 99939 | Unusable Spaces | 99939 | Unusable Spaces | 11.43 | Stair - external | 8 | Non Useable Floor Area Space Group | 805 | Non-usable - Circulation space |  | Barely Adequate | 0.00 | NO
North Terrace_NT13-Engineering Annexe_Third Floor_316 _ Circ. - external | NT-NT13-05-316 | NT13-05-316-Circ. - external | North Terrace | NT | NT13 | Engineering Annexe | 05 | Third Floor | 316 | 99939 | Unusable Spaces | 99939 | Unusable Spaces | 12.08 | Circ. - external | 8 | Non Useable Floor Area Space Group | 805 | Non-usable - Circulation space |  | Barely Adequate | 0.00 | NO
North Terrace_NT13-Engineering Annexe_Roof Level_R.01 _ Services Zone 1 (NUFA) | NT-NT13-06-R.01 | NT13-06-R.01-Services Zone 1 (NUFA) | North Terrace | NT | NT13 | Engineering Annexe | 06 | Roof Level | R.01 | 99939 | Unusable Spaces | 99939 | Unusable Spaces | 200.8 | Services Zone 1 (NUFA) | 8 | Non Useable Floor Area Space Group | 811 | Non-usable - Plant room other |  | Unknown | 0.00 | NO
North Terrace_NT13-Engineering Annexe_Roof Level_R.02 _ Services Zone 2 (NUFA) | NT-NT13-06-R.02 | NT13-06-R.02-Services Zone 2 (NUFA) | North Terrace | NT | NT13 | Engineering Annexe | 06 | Roof Level | R.02 | 99939 | Unusable Spaces | 99939 | Unusable Spaces | 268.89 | Services Zone 2 (NUFA) | 8 | Non Useable Floor Area Space Group | 811 | Non-usable - Plant room other |  | Unknown | 0.00 | NO
North Terrace_NT13-Engineering Annexe_Roof Level_R.03 _ Services Zone 3 (NUFA) | NT-NT13-06-R.03 | NT13-06-R.03-Services Zone 3 (NUFA) | North Terrace | NT | NT13 | Engineering Annexe | 06 | Roof Level | R.03 | 99939 | Unusable Spaces | 99939 | Unusable Spaces | 33.88 | Services Zone 3 (NUFA) | 8 | Non Useable Floor Area Space Group | 811 | Non-usable - Plant room other |  | Unknown | 0.00 | NO
North Terrace_NT14-Engineering North_Lower Ground_NLG1 _ Stair | NT-NT14-01-NLG1 | NT14-01-NLG1-Stair | North Terrace | NT | NT14 | Engineering North | 01 | Lower Ground | NLG1 | 99939 | Unusable Spaces | 99939 | Unusable Spaces | 3.94 | Stair | 8 | Non Useable Floor Area Space Group | 805 | Non-usable - Circulation space |  | Unknown | 0.00 | NO
North Terrace_NT14-Engineering North_Lower Ground_NLG1A _ Store | NT-NT14-01-NLG1A | NT14-01-NLG1A-Store | North Terrace | NT | NT14 | Engineering North | 01 | Lower Ground | NLG1A | 99939 | Unusable Spaces | 99939 | Unusable Spaces | 3.53 | Store | 4 | Ancillary Area Space Group | 419 | Ancillary Area - Store Room - Generic |  | Unknown | 0.00 | NO
North Terrace_NT14-Engineering North_Lower Ground_NLG2 _ Plantroom | NT-NT14-01-NLG2 | NT14-01-NLG2-Plantroom | North Terrace | NT | NT14 | Engineering North | 01 | Lower Ground | NLG2 | 99939 | Unusable Spaces | 99939 | Unusable Spaces | 7.66 | Plantroom | 8 | Non Useable Floor Area Space Group | 811 | Non-usable - Plant room other |  | Unknown | 0.00 | NO
North Terrace_NT14-Engineering North_Lower Ground_NLG3 _ Store | NT-NT14-01-NLG3 | NT14-01-NLG3-Store | North Terrace | NT | NT14 | Engineering North | 01 | Lower Ground | NLG3 | 214 | ECMS Infrastructure | 214 | ECMS Faculty Services | 17.4 | Store | 4 | Ancillary Area Space Group | 419 | Ancillary Area - Store Room - Generic |  | Adequate | 2,596.64 | NO
North Terrace_NT14-Engineering North_Lower Ground_NLG3D _ Lift Overrun | NT-NT14-01-NLG3D | NT14-01-NLG3D-Lift Overrun | North Terrace | NT | NT14 | Engineering North | 01 | Lower Ground | NLG3D | 99939 | Unusable Spaces | 99939 | Unusable Spaces | 5.79 | Lift Overrun | 8 | Non Useable Floor Area Space Group | 838 | Non-usable - Lift |  | Unknown | 0.00 | NO
North Terrace_NT14-Engineering North_Lower Ground_NLG4 _ Store | NT-NT14-01-NLG4 | NT14-01-NLG4-Store | North Terrace | NT | NT14 | Engineering North | 01 | Lower Ground | NLG4 | 214 | ECMS Infrastructure | 214 | ECMS Faculty Services | 24.01 | Store | 4 | Ancillary Area Space Group | 419 | Ancillary Area - Store Room - Generic |  | Adequate | 3,583.07 | NO
North Terrace_NT14-Engineering North_Lower Ground_NLG5 _ Store | NT-NT14-01-NLG5 | NT14-01-NLG5-Store | North Terrace | NT | NT14 | Engineering North | 01 | Lower Ground | NLG5 | 214 | ECMS Infrastructure | 214 | ECMS Faculty Services | 33.16 | Store | 4 | Ancillary Area Space Group | 419 | Ancillary Area - Store Room - Generic |  | Adequate | 4,948.54 | NO
North Terrace_NT14-Engineering North_Lower Ground_NLG6 _ Store | NT-NT14-01-NLG6 | NT14-01-NLG6-Store | North Terrace | NT | NT14 | Engineering North | 01 | Lower Ground | NLG6 | 214 | ECMS Infrastructure | 214 | ECMS Faculty Services | 16.01 | Store | 4 | Ancillary Area Space Group | 419 | Ancillary Area - Store Room - Generic |  | Adequate | 2,389.21 | NO
North Terrace_NT14-Engineering North_Lower Ground_NLG7 _ Hydraulics Laboratory | NT-NT14-01-NLG7 | NT14-01-NLG7-Hydraulics Laboratory | North Terrace | NT | NT14 | Engineering North | 01 | Lower Ground | NLG7 | 214 | ECMS Infrastructure | 214 | ECMS Faculty Services | 207.28 | Hydraulics Laboratory | 3 | Specialist Teaching or Research Space Group | 300 | Laboratory - Specialist teaching and research - type not defined |  | Barely Adequate | 44,880.78 | NO
North Terrace_NT14-Engineering North_Lower Ground_NLG7A _ Sump | NT-NT14-01-NLG7A | NT14-01-NLG7A-Sump | North Terrace | NT | NT14 | Engineering North | 01 | Lower Ground | NLG7A | 99939 | Unusable Spaces | 99939 | Unusable Spaces | 136.49 | Sump | 8 | Non Useable Floor Area Space Group | 811 | Non-usable - Plant room other |  | Unknown | 0.00 | NO
North Terrace_NT14-Engineering North_Lower Ground_NLG8 _ Stair | NT-NT14-01-NLG8 | NT14-01-NLG8-Stair | North Terrace | NT | NT14 | Engineering North | 01 | Lower Ground | NLG8 | 99939 | Unusable Spaces | 99939 | Unusable Spaces | 7.38 | Stair | 8 | Non Useable Floor Area Space Group | 805 | Non-usable - Circulation space |  | Unknown | 0.00 | NO
North Terrace_NT14-Engineering North_Lower Ground_NLG9 _ Const.Temp. Room | NT-NT14-01-NLG9 | NT14-01-NLG9-Const.Temp. Room | North Terrace | NT | NT14 | Engineering North | 01 | Lower Ground | NLG9 | 214 | ECMS Infrastructure | 214 | ECMS Faculty Services | 16.2 | Const.Temp. Room | 4 | Ancillary Area Space Group | 405 | Ancillary Area - Constant Temperature/ Freezer/Cold/Warm Rooms |  | Adequate | 2,417.56 | NO
North Terrace_NT14-Engineering North_Ground Floor_NG01 _ Lobby | NT-NT14-02-NG01 | NT14-02-NG01-Lobby | North Terrace | NT | NT14 | Engineering North | 02 | Ground Floor | NG01 | 99939 | Unusable Spaces | 99939 | Unusable Spaces | 11.29 | Lobby | 8 | Non Useable Floor Area Space Group | 805 | Non-usable - Circulation space |  | Unknown | 0.00 | NO
North Terrace_NT14-Engineering North_Ground Floor_NG01A _ Entrance | NT-NT14-02-NG01A | NT14-02-NG01A-Entrance | North Terrace | NT | NT14 | Engineering North | 02 | Ground Floor | NG01A | 99939 | Unusable Spaces | 99939 | Unusable Spaces | 22.27 | Entrance | 8 | Non Useable Floor Area Space Group | 805 | Non-usable - Circulation space |  | Unknown | 0.00 | NO
North Terrace_NT14-Engineering North_Ground Floor_NG01B _ Lobby | NT-NT14-02-NG01B | NT14-02-NG01B-Lobby | North Terrace | NT | NT14 | Engineering North | 02 | Ground Floor | NG01B | 99939 | Unusable Spaces | 99939 | Unusable Spaces | 31.84 | Lobby | 8 | Non Useable Floor Area Space Group | 805 | Non-usable - Circulation space |  | Unknown | 0.00 | NO
North Terrace_NT14-Engineering North_Ground Floor_NG01C _ Entrance | NT-NT14-02-NG01C | NT14-02-NG01C-Entrance | North Terrace | NT | NT14 | Engineering North | 02 | Ground Floor | NG01C | 99939 | Unusable Spaces | 99939 | Unusable Spaces | 16.74 | Entrance | 8 | Non Useable Floor Area Space Group | 805 | Non-usable - Circulation space |  | Unknown | 0.00 | NO
North Terrace_NT14-Engineering North_Ground Floor_NG01D _ Corr. | NT-NT14-02-NG01D | NT14-02-NG01D-Corr. | North Terrace | NT | NT14 | Engineering North | 02 | Ground Floor | NG01D | 99939 | Unusable Spaces | 99939 | Unusable Spaces | 8.22 | Corr. | 8 | Non Useable Floor Area Space Group | 805 | Non-usable - Circulation space |  | Unknown | 0.00 | NO
North Terrace_NT14-Engineering North_Ground Floor_NG01E _ Lift | NT-NT14-02-NG01E | NT14-02-NG01E-Lift | North Terrace | NT | NT14 | Engineering North | 02 | Ground Floor | NG01E | 99939 | Unusable Spaces | 99939 | Unusable Spaces | 5.79 | Lift | 8 | Non Useable Floor Area Space Group | 838 | Non-usable - Lift |  | Unknown | 0.00 | NO
North Terrace_NT14-Engineering North_Ground Floor_NG01F _ Vending Machine - Snack | NT-NT14-02-NG01F | NT14-02-NG01F-Vending Machine - Snack | North Terrace | NT | NT14 | Engineering North | 02 | Ground Floor | NG01F | 99994 | Uni of Adelaide Student Union Association | 859 | Infrastructure | 1.5 | Vending Machine - Snack | 6 | General Facility Space Group | 611 | General Facility - Commercial/Business/Retail Facilities |  | Adequate | 284.90 | NO
North Terrace_NT14-Engineering North_Ground Floor_NG01G _ Vending Machine - Cold Drink | NT-NT14-02-NG01G | NT14-02-NG01G-Vending Machine - Cold Drink | North Terrace | NT | NT14 | Engineering North | 02 | Ground Floor | NG01G | 99994 | Uni of Adelaide Student Union Association | 859 | Infrastructure | 2.25 | Vending Machine - Cold Drink | 6 | General Facility Space Group | 611 | General Facility - Commercial/Business/Retail Facilities |  | Adequate | 427.35 | NO
North Terrace_NT14-Engineering North_Ground Floor_NG02 _ Stair | NT-NT14-02-NG02 | NT14-02-NG02-Stair | North Terrace | NT | NT14 | Engineering North | 02 | Ground Floor | NG02 | 99939 | Unusable Spaces | 99939 | Unusable Spaces | 7.57 | Stair | 8 | Non Useable Floor Area Space Group | 805 | Non-usable - Circulation space |  | Unknown | 0.00 | NO
North Terrace_NT14-Engineering North_Ground Floor_NG03 _ Cleaners Store | NT-NT14-02-NG03 | NT14-02-NG03-Cleaners Store | North Terrace | NT | NT14 | Engineering North | 02 | Ground Floor | NG03 | 99939 | Unusable Spaces | 99939 | Unusable Spaces | 14.61 | Cleaners Store | 8 | Non Useable Floor Area Space Group | 806 | Non-usable - Cleaners room |  | Unknown | 0.00 | NO
North Terrace_NT14-Engineering North_Ground Floor_NG04 _ Switchboard | NT-NT14-02-NG04 | NT14-02-NG04-Switchboard | North Terrace | NT | NT14 | Engineering North | 02 | Ground Floor | NG04 | 99939 | Unusable Spaces | 99939 | Unusable Spaces | 6.98 | Switchboard | 8 | Non Useable Floor Area Space Group | 815 | Non-usable - Switch room |  | Unknown | 0.00 | NO
North Terrace_NT14-Engineering North_Ground Floor_NG04A _ Switchboard | NT-NT14-02-NG04A | NT14-02-NG04A-Switchboard | North Terrace | NT | NT14 | Engineering North | 02 | Ground Floor | NG04A | 99939 | Unusable Spaces | 99939 | Unusable Spaces | 8.31 | Switchboard | 8 | Non Useable Floor Area Space Group | 815 | Non-usable - Switch room |  | Unknown | 0.00 | NO
North Terrace_NT14-Engineering North_Ground Floor_NG05 _ Corr. | NT-NT14-02-NG05 | NT14-02-NG05-Corr. | North Terrace | NT | NT14 | Engineering North | 02 | Ground Floor | NG05 | 99939 | Unusable Spaces | 99939 | Unusable Spaces | 81.46 | Corr. | 8 | Non Useable Floor Area Space Group | 805 | Non-usable - Circulation space |  | Excellent | 0.00 | NO
North Terrace_NT14-Engineering North_Ground Floor_NG06 _ Machines Laboratory | NT-NT14-02-NG06 | NT14-02-NG06-Machines Laboratory | North Terrace | NT | NT14 | Engineering North | 02 | Ground Floor | NG06 | 214 | ECMS Infrastructure | 214 | ECMS Faculty Services | 143.85 | Machines Laboratory | 3 | Specialist Teaching or Research Space Group | 300 | Laboratory - Specialist teaching and research - type not defined |  | Barely Adequate | 31,146.76 | NO
North Terrace_NT14-Engineering North_Ground Floor_NG06A _ Equipment Store | NT-NT14-02-NG06A | NT14-02-NG06A-Equipment Store | North Terrace | NT | NT14 | Engineering North | 02 | Ground Floor | NG06A | 214 | ECMS Infrastructure | 214 | ECMS Faculty Services | 20.53 | Equipment Store | 4 | Ancillary Area Space Group | 419 | Ancillary Area - Store Room - Generic |  | Adequate | 3,063.74 | NO
North Terrace_NT14-Engineering North_Ground Floor_NG06B _ Coil Winding Room | NT-NT14-02-NG06B | NT14-02-NG06B-Coil Winding Room | North Terrace | NT | NT14 | Engineering North | 02 | Ground Floor | NG06B | 214 | ECMS Infrastructure | 214 | ECMS Faculty Services | 8.6 | Coil Winding Room | 4 | Ancillary Area Space Group | 403 | Ancillary Area - Workshop |  | Adequate | 1,283.40 | NO
North Terrace_NT14-Engineering North_Ground Floor_NG07 _ Laboratory services | NT-NT14-02-NG07 | NT14-02-NG07-Laboratory services | North Terrace | NT | NT14 | Engineering North | 02 | Ground Floor | NG07 | 214 | ECMS Infrastructure | 214 | ECMS Faculty Services | 79.15 | Laboratory services | 4 | Ancillary Area Space Group | 401 | Ancillary Area - Laboratory Service and Preparation |  | Adequate | 11,811.74 | NO
North Terrace_NT14-Engineering North_Ground Floor_NG07A _ Office | NT-NT14-02-NG07A | NT14-02-NG07A-Office | North Terrace | NT | NT14 | Engineering North | 02 | Ground Floor | NG07A | 214 | ECMS Infrastructure | 214 | ECMS Faculty Services | 9.12 | Office | 1 | Office Space Group | 101 | Office - Academic Staff |  | Adequate | 1,546.59 | NO
North Terrace_NT14-Engineering North_Ground Floor_NG08 _ Faculty Prototyping Laboratory | NT-NT14-02-NG08 | NT14-02-NG08-Faculty Prototyping Laboratory | North Terrace | NT | NT14 | Engineering North | 02 | Ground Floor | NG08 | 214 | ECMS Infrastructure | 214 | ECMS Faculty Services | 55.02 | Faculty Prototyping Laboratory | 3 | Specialist Teaching or Research Space Group | 307 | Laboratory - Scientific/Medical/Engineering - DRY - Postgraduate/Research |  | Excellent | 18,241.88 | NO
North Terrace_NT14-Engineering North_Ground Floor_NG09 _ Machine Workshop | NT-NT14-02-NG09 | NT14-02-NG09-Machine Workshop | North Terrace | NT | NT14 | Engineering North | 02 | Ground Floor | NG09 | 214 | ECMS Infrastructure | 214 | ECMS Faculty Services | 81.15 | Machine Workshop | 4 | Ancillary Area Space Group | 403 | Ancillary Area - Workshop |  | Adequate | 12,110.20 | NO
North Terrace_NT14-Engineering North_Ground Floor_NG10 _ Corr. | NT-NT14-02-NG10 | NT14-02-NG10-Corr. | North Terrace | NT | NT14 | Engineering North | 02 | Ground Floor | NG10 | 99939 | Unusable Spaces | 99939 | Unusable Spaces | 13.53 | Corr. | 8 | Non Useable Floor Area Space Group | 805 | Non-usable - Circulation space |  | Unknown | 0.00 | NO
North Terrace_NT14-Engineering North_Ground Floor_NG10A _ Entry | NT-NT14-02-NG10A | NT14-02-NG10A-Entry | North Terrace | NT | NT14 | Engineering North | 02 | Ground Floor | NG10A | 99939 | Unusable Spaces | 99939 | Unusable Spaces | 6.44 | Entry | 8 | Non Useable Floor Area Space Group | 805 | Non-usable - Circulation space |  | Unknown | 0.00 | NO
North Terrace_NT14-Engineering North_Ground Floor_NG10B _ Store | NT-NT14-02-NG10B | NT14-02-NG10B-Store | North Terrace | NT | NT14 | Engineering North | 02 | Ground Floor | NG10B | 218 | School of Chemical Engineering and Advanced Materials | 218 | School of Chemical Engineering and Advanced Materials | 1.54 | Store | 4 | Ancillary Area Space Group | 419 | Ancillary Area - Store Room - Generic |  | Adequate | 229.82 | NO
North Terrace_NT14-Engineering North_Ground Floor_NG11 _ Stair | NT-NT14-02-NG11 | NT14-02-NG11-Stair | North Terrace | NT | NT14 | Engineering North | 02 | Ground Floor | NG11 | 99939 | Unusable Spaces | 99939 | Unusable Spaces | 2.91 | Stair | 8 | Non Useable Floor Area Space Group | 805 | Non-usable - Circulation space |  | Unknown | 0.00 | NO
North Terrace_NT14-Engineering North_Ground Floor_NG12 _ Store | NT-NT14-02-NG12 | NT14-02-NG12-Store | North Terrace | NT | NT14 | Engineering North | 02 | Ground Floor | NG12 | 218 | School of Chemical Engineering and Advanced Materials | 218 | School of Chemical Engineering and Advanced Materials | 5.7 | Store | 4 | Ancillary Area Space Group | 419 | Ancillary Area - Store Room - Generic |  | Adequate | 850.62 | NO
North Terrace_NT14-Engineering North_Ground Floor_NG13 _ Transformer | NT-NT14-02-NG13 | NT14-02-NG13-Transformer | North Terrace | NT | NT14 | Engineering North | 02 | Ground Floor | NG13 | 99939 | Unusable Spaces | 99939 | Unusable Spaces | 19.04 | Transformer | 8 | Non Useable Floor Area Space Group | 811 | Non-usable - Plant room other |  | Unknown | 0.00 | NO
North Terrace_NT14-Engineering North_Ground Floor_NG14 _ Corr. | NT-NT14-02-NG14 | NT14-02-NG14-Corr. | North Terrace | NT | NT14 | Engineering North | 02 | Ground Floor | NG14 | 99939 | Unusable Spaces | 99939 | Unusable Spaces | 9.14 | Corr. | 8 | Non Useable Floor Area Space Group | 805 | Non-usable - Circulation space |  | Unknown | 0.00 | NO
North Terrace_NT14-Engineering North_Ground Floor_NG14A _ Corr. | NT-NT14-02-NG14A | NT14-02-NG14A-Corr. | North Terrace | NT | NT14 | Engineering North | 02 | Ground Floor | NG14A | 99939 | Unusable Spaces | 99939 | Unusable Spaces | 24.61 | Corr. | 8 | Non Useable Floor Area Space Group | 805 | Non-usable - Circulation space |  | Unknown | 0.00 | NO
North Terrace_NT14-Engineering North_Ground Floor_NG14B _ Corr. | NT-NT14-02-NG14B | NT14-02-NG14B-Corr. | North Terrace | NT | NT14 | Engineering North | 02 | Ground Floor | NG14B | 99939 | Unusable Spaces | 99939 | Unusable Spaces | 16.27 | Corr. | 8 | Non Useable Floor Area Space Group | 805 | Non-usable - Circulation space |  | Unknown | 0.00 | NO
North Terrace_NT14-Engineering North_Ground Floor_NG14C _ Corr. | NT-NT14-02-NG14C | NT14-02-NG14C-Corr. | North Terrace | NT | NT14 | Engineering North | 02 | Ground Floor | NG14C | 99939 | Unusable Spaces | 99939 | Unusable Spaces | 21.44 | Corr. | 8 | Non Useable Floor Area Space Group | 805 | Non-usable - Circulation space |  | Unknown | 0.00 | NO
North Terrace_NT14-Engineering North_Ground Floor_NG15 _ Laboratory - Microalgae | NT-NT14-02-NG15 | NT14-02-NG15-Laboratory - Microalgae | North Terrace | NT | NT14 | Engineering North | 02 | Ground Floor | NG15 | 218 | School of Chemical Engineering and Advanced Materials | 218 | School of Chemical Engineering and Advanced Materials | 87.84 | Laboratory - Microalgae | 3 | Specialist Teaching or Research Space Group | 300 | Laboratory - Specialist teaching and research - type not defined |  | Barely Adequate | 19,019.33 | NO
North Terrace_NT14-Engineering North_Ground Floor_NG15A _ CRC Laboratory | NT-NT14-02-NG15A | NT14-02-NG15A-CRC Laboratory | North Terrace | NT | NT14 | Engineering North | 02 | Ground Floor | NG15A | 218 | School of Chemical Engineering and Advanced Materials | 218 | School of Chemical Engineering and Advanced Materials | 48.15 | CRC Laboratory | 3 | Specialist Teaching or Research Space Group | 300 | Laboratory - Specialist teaching and research - type not defined |  | Adequate | 10,859.96 | NO
North Terrace_NT14-Engineering North_Ground Floor_NG16 _ Laboratory | NT-NT14-02-NG16 | NT14-02-NG16-Laboratory | North Terrace | NT | NT14 | Engineering North | 02 | Ground Floor | NG16 | 218 | School of Chemical Engineering and Advanced Materials | 218 | School of Chemical Engineering and Advanced Materials | 37.28 | Laboratory | 3 | Specialist Teaching or Research Space Group | 300 | Laboratory - Specialist teaching and research - type not defined |  | Adequate | 8,408.29 | NO
North Terrace_NT14-Engineering North_Ground Floor_NG17 _ Laser Laboratory | NT-NT14-02-NG17 | NT14-02-NG17-Laser Laboratory | North Terrace | NT | NT14 | Engineering North | 02 | Ground Floor | NG17 | 218 | School of Chemical Engineering and Advanced Materials | 218 | School of Chemical Engineering and Advanced Materials | 71.35 | Laser Laboratory | 3 | Specialist Teaching or Research Space Group | 300 | Laboratory - Specialist teaching and research - type not defined |  | Adequate | 16,092.58 | NO
North Terrace_NT14-Engineering North_Ground Floor_NG18 _ Passage | NT-NT14-02-NG18 | NT14-02-NG18-Passage | North Terrace | NT | NT14 | Engineering North | 02 | Ground Floor | NG18 | 99939 | Unusable Spaces | 99939 | Unusable Spaces | 19.45 | Passage | 8 | Non Useable Floor Area Space Group | 805 | Non-usable - Circulation space |  | Unknown | 0.00 | NO
North Terrace_NT14-Engineering North_Ground Floor_NG22 _ Kinetics Laser Laboratory | NT-NT14-02-NG22 | NT14-02-NG22-Kinetics Laser Laboratory | North Terrace | NT | NT14 | Engineering North | 02 | Ground Floor | NG22 | 218 | School of Chemical Engineering and Advanced Materials | 218 | School of Chemical Engineering and Advanced Materials | 59.29 | Kinetics Laser Laboratory | 3 | Specialist Teaching or Research Space Group | 312 | Laboratory - Research Only |  | Adequate | 13,372.52 | NO
North Terrace_NT14-Engineering North_Ground Floor_NG24 _ Under/Post Grad Fac Research Lab | NT-NT14-02-NG24 | NT14-02-NG24-Under/Post Grad Fac Research Lab | North Terrace | NT | NT14 | Engineering North | 02 | Ground Floor | NG24 | 222 | School of Electrical and Electronic Engineering | 222 | School of Electrical and Electronic Engineering | 99.56 | Under/Post Grad Fac Research Lab | 3 | Specialist Teaching or Research Space Group | 307 | Laboratory - Scientific/Medical/Engineering - DRY - Postgraduate/Research |  | Excellent | 33,009.12 | NO
North Terrace_NT14-Engineering North_Ground Floor_NG24A _ VSR | NT-NT14-02-NG24A | NT14-02-NG24A-VSR | North Terrace | NT | NT14 | Engineering North | 02 | Ground Floor | NG24A | 99939 | Unusable Spaces | 99939 | Unusable Spaces | 0.95 | VSR | 8 | Non Useable Floor Area Space Group | 840 | Non-usable - Service riser |  | Unknown | 0.00 | NO
North Terrace_NT14-Engineering North_Ground Floor_NG25 _ Autonomous Vehicle Research Lab | NT-NT14-02-NG25 | NT14-02-NG25-Autonomous Vehicle Research Lab | North Terrace | NT | NT14 | Engineering North | 02 | Ground Floor | NG25 | 222 | School of Electrical and Electronic Engineering | 222 | School of Electrical and Electronic Engineering | 44.06 | Autonomous Vehicle Research Lab | 3 | Specialist Teaching or Research Space Group | 300 | Laboratory - Specialist teaching and research - type not defined |  | Excellent | 14,608.09 | NO
North Terrace_NT14-Engineering North_Ground Floor_NG26 _ Stair | NT-NT14-02-NG26 | NT14-02-NG26-Stair | North Terrace | NT | NT14 | Engineering North | 02 | Ground Floor | NG26 | 99939 | Unusable Spaces | 99939 | Unusable Spaces | 4.32 | Stair | 8 | Non Useable Floor Area Space Group | 805 | Non-usable - Circulation space |  | Unknown | 0.00 | NO
North Terrace_NT14-Engineering North_Ground Floor_NG27 _ Office (AVRL) | NT-NT14-02-NG27 | NT14-02-NG27-Office (AVRL) | North Terrace | NT | NT14 | Engineering North | 02 | Ground Floor | NG27 | 222 | School of Electrical and Electronic Engineering | 222 | School of Electrical and Electronic Engineering | 24.47 | Office (AVRL) | 1 | Office Space Group | 101 | Office - Academic Staff |  | Excellent | 6,100.02 | NO
North Terrace_NT14-Engineering North_Ground Floor_NG28 _ WC - U - Access (RH) | NT-NT14-02-NG28 | NT14-02-NG28-WC - U - Access (RH) | North Terrace | NT | NT14 | Engineering North | 02 | Ground Floor | NG28 | 99939 | Unusable Spaces | 99939 | Unusable Spaces | 4.05 | WC - U - Access (RH) | 8 | Non Useable Floor Area Space Group | 818 | Non-usable - Toilets/Amenities - Unisex Accessible |  | Unknown | 0.00 | NO
North Terrace_NT14-Engineering North_Ground Floor_NG28A _ A/L | NT-NT14-02-NG28A | NT14-02-NG28A-A/L | North Terrace | NT | NT14 | Engineering North | 02 | Ground Floor | NG28A | 99939 | Unusable Spaces | 99939 | Unusable Spaces | 2.07 | A/L | 8 | Non Useable Floor Area Space Group | 805 | Non-usable - Circulation space |  | Unknown | 0.00 | NO
North Terrace_NT14-Engineering North_Ground Floor_NG28B _ WC / Shower - M | NT-NT14-02-NG28B | NT14-02-NG28B-WC / Shower - M | North Terrace | NT | NT14 | Engineering North | 02 | Ground Floor | NG28B | 99939 | Unusable Spaces | 99939 | Unusable Spaces | 18.05 | WC / Shower - M | 8 | Non Useable Floor Area Space Group | 821 | Non-usable - Toilets/Amenities - Male |  | Unknown | 0.00 | NO
North Terrace_NT14-Engineering North_Ground Floor_NG28C _ VSR | NT-NT14-02-NG28C | NT14-02-NG28C-VSR | North Terrace | NT | NT14 | Engineering North | 02 | Ground Floor | NG28C | 99939 | Unusable Spaces | 99939 | Unusable Spaces | 3.89 | VSR | 8 | Non Useable Floor Area Space Group | 840 | Non-usable - Service riser |  | Unknown | 0.00 | NO
North Terrace_NT14-Engineering North_Ground Floor_NG29 _ "Chapman Laboratory" | NT-NT14-02-NG29 | NT14-02-NG29-"Chapman Laboratory" | North Terrace | NT | NT14 | Engineering North | 02 | Ground Floor | NG29 | 214 | ECMS Infrastructure | 214 | ECMS Faculty Services | 421.93 | "Chapman Laboratory" | 3 | Specialist Teaching or Research Space Group | 300 | Laboratory - Specialist teaching and research - type not defined |  | Adequate | 95,163.88 | NO
North Terrace_NT14-Engineering North_Ground Floor_NG29A _ Instron M/C | NT-NT14-02-NG29A | NT14-02-NG29A-Instron M/C | North Terrace | NT | NT14 | Engineering North | 02 | Ground Floor | NG29A | 214 | ECMS Infrastructure | 214 | ECMS Faculty Services | 18.08 | Instron M/C | 3 | Specialist Teaching or Research Space Group | 300 | Laboratory - Specialist teaching and research - type not defined |  | Adequate | 4,077.84 | NO
North Terrace_NT14-Engineering North_Ground Floor_NG30 _ ---delete_"Robin Laboratory" | NT-NT14-02-NG30 | NT14-02-NG30----delete_"Robin Laboratory" | North Terrace | NT | NT14 | Engineering North | 02 | Ground Floor | NG30 | 99939 | Unusable Spaces | 99939 | Unusable Spaces | 0 | ---delete_"Robin Laboratory" | 9 | Non Reportable Areas Space Group | 900 | Non-reportable - Specific type not defined |  | Unknown | 0.00 | NO
North Terrace_NT14-Engineering North_Ground Floor_NG30A _ Plant / Services | NT-NT14-02-NG30A | NT14-02-NG30A-Plant / Services | North Terrace | NT | NT14 | Engineering North | 02 | Ground Floor | NG30A | 214 | ECMS Infrastructure | 214 | ECMS Faculty Services | 7.21 | Plant / Services | 8 | Non Useable Floor Area Space Group | 811 | Non-usable - Plant room other |  | Adequate | 0.00 | NO
North Terrace_NT14-Engineering North_Ground Floor_NG30B _ Hydro Laboratory | NT-NT14-02-NG30B | NT14-02-NG30B-Hydro Laboratory | North Terrace | NT | NT14 | Engineering North | 02 | Ground Floor | NG30B | 214 | ECMS Infrastructure | 214 | ECMS Faculty Services | 334.3 | Hydro Laboratory | 3 | Specialist Teaching or Research Space Group | 300 | Laboratory - Specialist teaching and research - type not defined |  | Adequate | 75,399.44 | NO
North Terrace_NT14-Engineering North_Ground Floor_NG30C _ ---delete_Laboratory support | NT-NT14-02-NG30C | NT14-02-NG30C----delete_Laboratory support | North Terrace | NT | NT14 | Engineering North | 02 | Ground Floor | NG30C | 99939 | Unusable Spaces | 99939 | Unusable Spaces | 0 | ---delete_Laboratory support | 9 | Non Reportable Areas Space Group | 900 | Non-reportable - Specific type not defined |  | Unknown | 0.00 | NO
North Terrace_NT14-Engineering North_Ground Floor_NG31 _ George Sved Stress Analysis Labo | NT-NT14-02-NG31 | NT14-02-NG31-George Sved Stress Analysis Labo | North Terrace | NT | NT14 | Engineering North | 02 | Ground Floor | NG31 | 214 | ECMS Infrastructure | 214 | ECMS Faculty Services | 77.96 | George Sved Stress Analysis Labo | 3 | Specialist Teaching or Research Space Group | 300 | Laboratory - Specialist teaching and research - type not defined |  | Adequate | 17,583.43 | NO
North Terrace_NT14-Engineering North_Ground Floor_NG31B _ Stair Lobby | NT-NT14-02-NG31B | NT14-02-NG31B-Stair Lobby | North Terrace | NT | NT14 | Engineering North | 02 | Ground Floor | NG31B | 99939 | Unusable Spaces | 99939 | Unusable Spaces | 5.96 | Stair Lobby | 8 | Non Useable Floor Area Space Group | 805 | Non-usable - Circulation space |  | Unknown | 0.00 | NO
North Terrace_NT14-Engineering North_Ground Floor_NG31C _ Store | NT-NT14-02-NG31C | NT14-02-NG31C-Store | North Terrace | NT | NT14 | Engineering North | 02 | Ground Floor | NG31C | 214 | ECMS Infrastructure | 214 | ECMS Faculty Services | 2.42 | Store | 4 | Ancillary Area Space Group | 419 | Ancillary Area - Store Room - Generic |  | Adequate | 361.14 | NO
North Terrace_NT14-Engineering North_Ground Floor_NG32 _ Stair | NT-NT14-02-NG32 | NT14-02-NG32-Stair | North Terrace | NT | NT14 | Engineering North | 02 | Ground Floor | NG32 | 99939 | Unusable Spaces | 99939 | Unusable Spaces | 4.19 | Stair | 8 | Non Useable Floor Area Space Group | 805 | Non-usable - Circulation space |  | Unknown | 0.00 | NO
North Terrace_NT14-Engineering North_Ground Floor_NG33 _ ECMS STORES | NT-NT14-02-NG33 | NT14-02-NG33-ECMS STORES | North Terrace | NT | NT14 | Engineering North | 02 | Ground Floor | NG33 | 214 | ECMS Infrastructure | 214 | ECMS Faculty Services | 32.12 | ECMS STORES | 4 | Ancillary Area Space Group | 403 | Ancillary Area - Workshop |  | Adequate | 4,793.34 | NO
North Terrace_NT14-Engineering North_Ground Floor_NG33A _ Store | NT-NT14-02-NG33A | NT14-02-NG33A-Store | North Terrace | NT | NT14 | Engineering North | 02 | Ground Floor | NG33A | 214 | ECMS Infrastructure | 214 | ECMS Faculty Services | 3.45 | Store | 4 | Ancillary Area Space Group | 419 | Ancillary Area - Store Room - Generic |  | Adequate | 514.85 | NO
North Terrace_NT14-Engineering North_Ground Floor_NG33B _ Instrumentation Workshop | NT-NT14-02-NG33B | NT14-02-NG33B-Instrumentation Workshop | North Terrace | NT | NT14 | Engineering North | 02 | Ground Floor | NG33B | 214 | ECMS Infrastructure | 214 | ECMS Faculty Services | 14.48 | Instrumentation Workshop | 4 | Ancillary Area Space Group | 403 | Ancillary Area - Workshop |  | Adequate | 2,160.88 | NO
North Terrace_NT14-Engineering North_Ground Floor_NG34 _ Office - Instrumentation | NT-NT14-02-NG34 | NT14-02-NG34-Office - Instrumentation | North Terrace | NT | NT14 | Engineering North | 02 | Ground Floor | NG34 | 214 | ECMS Infrastructure | 214 | ECMS Faculty Services | 26.94 | Office - Instrumentation | 1 | Office Space Group | 101 | Office - Academic Staff |  | Adequate | 4,568.54 | NO
North Terrace_NT14-Engineering North_Ground Floor_NG40 _ Laboratory | NT-NT14-02-NG40 | NT14-02-NG40-Laboratory | North Terrace | NT | NT14 | Engineering North | 02 | Ground Floor | NG40 | 214 | ECMS Infrastructure | 214 | ECMS Faculty Services | 30.64 | Laboratory | 3 | Specialist Teaching or Research Space Group | 307 | Laboratory - Scientific/Medical/Engineering - DRY - Postgraduate/Research |  | Excellent | 10,158.69 | NO
North Terrace_NT14-Engineering North_Ground Floor_NG40B _ Entry/Access | NT-NT14-02-NG40B | NT14-02-NG40B-Entry/Access | North Terrace | NT | NT14 | Engineering North | 02 | Ground Floor | NG40B | 99939 | Unusable Spaces | 99939 | Unusable Spaces | 6.37 | Entry/Access | 8 | Non Useable Floor Area Space Group | 805 | Non-usable - Circulation space |  | Excellent | 0.00 | NO
North Terrace_NT14-Engineering North_Ground Floor_NG41 _ "Exteres Laboratory" | NT-NT14-02-NG41 | NT14-02-NG41-"Exteres Laboratory" | North Terrace | NT | NT14 | Engineering North | 02 | Ground Floor | NG41 | 214 | ECMS Infrastructure | 214 | ECMS Faculty Services | 130.65 | "Exteres Laboratory" | 3 | Specialist Teaching or Research Space Group | 307 | Laboratory - Scientific/Medical/Engineering - DRY - Postgraduate/Research |  | Excellent | 43,317.01 | NO
North Terrace_NT14-Engineering North_Ground Floor_NT40A _ Facility Control Room | NT-NT14-02-NT40A | NT14-02-NT40A-Facility Control Room | North Terrace | NT | NT14 | Engineering North | 02 | Ground Floor | NT40A | 214 | ECMS Infrastructure | 214 | ECMS Faculty Services | 6.88 | Facility Control Room | 3 | Specialist Teaching or Research Space Group | 345 | Observation/Control Room |  | Good | 1,939.68 | NO
North Terrace_NT14-Engineering North_Mezzanine_NM1 _ Restroom | NT-NT14-03-NM1 | NT14-03-NM1-Restroom | North Terrace | NT | NT14 | Engineering North | 03 | Mezzanine | NM1 | 99939 | Unusable Spaces | 99939 | Unusable Spaces | 7.46 | Restroom | 8 | Non Useable Floor Area Space Group | 835 | Non-usable - Toilets/Amenities - Other |  | Unknown | 0.00 | NO
North Terrace_NT14-Engineering North_Mezzanine_NM10 _ Office | NT-NT14-03-NM10 | NT14-03-NM10-Office | North Terrace | NT | NT14 | Engineering North | 03 | Mezzanine | NM10 | 218 | School of Chemical Engineering and Advanced Materials | 218 | School of Chemical Engineering and Advanced Materials | 13.5 | Office | 1 | Office Space Group | 100 | Office - Specific type not defined |  | Adequate | 2,289.36 | NO
North Terrace_NT14-Engineering North_Mezzanine_NM11 _ Office | NT-NT14-03-NM11 | NT14-03-NM11-Office | North Terrace | NT | NT14 | Engineering North | 03 | Mezzanine | NM11 | 214 | ECMS Infrastructure | 214 | ECMS Faculty Services | 13.02 | Office | 1 | Office Space Group | 101 | Office - Academic Staff |  | Adequate | 2,207.96 | NO
North Terrace_NT14-Engineering North_Mezzanine_NM12 _ Office | NT-NT14-03-NM12 | NT14-03-NM12-Office | North Terrace | NT | NT14 | Engineering North | 03 | Mezzanine | NM12 | 214 | ECMS Infrastructure | 214 | ECMS Faculty Services | 11.14 | Office | 1 | Office Space Group | 101 | Office - Academic Staff |  | Adequate | 1,889.15 | NO
North Terrace_NT14-Engineering North_Mezzanine_NM2 _ Landing | NT-NT14-03-NM2 | NT14-03-NM2-Landing | North Terrace | NT | NT14 | Engineering North | 03 | Mezzanine | NM2 | 99939 | Unusable Spaces | 99939 | Unusable Spaces | 20.63 | Landing | 8 | Non Useable Floor Area Space Group | 805 | Non-usable - Circulation space |  | Unknown | 0.00 | NO
North Terrace_NT14-Engineering North_Mezzanine_NM3 _ WC - F | NT-NT14-03-NM3 | NT14-03-NM3-WC - F | North Terrace | NT | NT14 | Engineering North | 03 | Mezzanine | NM3 | 99939 | Unusable Spaces | 99939 | Unusable Spaces | 11.89 | WC - F | 8 | Non Useable Floor Area Space Group | 820 | Non-usable - Toilets/Amenities - Female |  | Unknown | 0.00 | NO
North Terrace_NT14-Engineering North_Mezzanine_NM3A _ Comms | NT-NT14-03-NM3A | NT14-03-NM3A-Comms | North Terrace | NT | NT14 | Engineering North | 03 | Mezzanine | NM3A | 850 | ITDS Branch Central Costs | 869 | Information Technology and Digital Services | 14 | Comms | 8 | Non Useable Floor Area Space Group | 812 | Non-usable - Comms/network system/Telephone/PABX |  | Adequate | 0.00 | NO
North Terrace_NT14-Engineering North_Mezzanine_NM3B _ VSR | NT-NT14-03-NM3B | NT14-03-NM3B-VSR | North Terrace | NT | NT14 | Engineering North | 03 | Mezzanine | NM3B | 99939 | Unusable Spaces | 99939 | Unusable Spaces | 2.57 | VSR | 8 | Non Useable Floor Area Space Group | 840 | Non-usable - Service riser |  | Unknown | 0.00 | NO
North Terrace_NT14-Engineering North_Mezzanine_NM4 _ Comms Hub | NT-NT14-03-NM4 | NT14-03-NM4-Comms Hub | North Terrace | NT | NT14 | Engineering North | 03 | Mezzanine | NM4 | 850 | ITDS Branch Central Costs | 869 | Information Technology and Digital Services | 9.49 | Comms Hub | 8 | Non Useable Floor Area Space Group | 812 | Non-usable - Comms/network system/Telephone/PABX |  | Adequate | 0.00 | NO
North Terrace_NT14-Engineering North_Mezzanine_NM5 _ Store | NT-NT14-03-NM5 | NT14-03-NM5-Store | North Terrace | NT | NT14 | Engineering North | 03 | Mezzanine | NM5 | 214 | ECMS Infrastructure | 214 | ECMS Faculty Services | 26.94 | Store | 4 | Ancillary Area Space Group | 419 | Ancillary Area - Store Room - Generic |  | Adequate | 4,020.32 | NO
North Terrace_NT14-Engineering North_Mezzanine_NM6 _ Store | NT-NT14-03-NM6 | NT14-03-NM6-Store | North Terrace | NT | NT14 | Engineering North | 03 | Mezzanine | NM6 | 218 | School of Chemical Engineering and Advanced Materials | 218 | School of Chemical Engineering and Advanced Materials | 26.4 | Store | 4 | Ancillary Area Space Group | 419 | Ancillary Area - Store Room - Generic |  | Adequate | 3,939.73 | NO
North Terrace_NT14-Engineering North_Mezzanine_NM7 _ GRDC Laboratory | NT-NT14-03-NM7 | NT14-03-NM7-GRDC Laboratory | North Terrace | NT | NT14 | Engineering North | 03 | Mezzanine | NM7 | 218 | School of Chemical Engineering and Advanced Materials | 218 | School of Chemical Engineering and Advanced Materials | 18.78 | GRDC Laboratory | 3 | Specialist Teaching or Research Space Group | 300 | Laboratory - Specialist teaching and research - type not defined |  | Adequate | 4,235.72 | NO
North Terrace_NT14-Engineering North_Mezzanine_NM8 _ Store | NT-NT14-03-NM8 | NT14-03-NM8-Store | North Terrace | NT | NT14 | Engineering North | 03 | Mezzanine | NM8 | 218 | School of Chemical Engineering and Advanced Materials | 218 | School of Chemical Engineering and Advanced Materials | 34.18 | Store | 4 | Ancillary Area Space Group | 419 | Ancillary Area - Store Room - Generic |  | Adequate | 5,100.76 | NO
North Terrace_NT14-Engineering North_Mezzanine_NM9 _ Corr. | NT-NT14-03-NM9 | NT14-03-NM9-Corr. | North Terrace | NT | NT14 | Engineering North | 03 | Mezzanine | NM9 | 99939 | Unusable Spaces | 99939 | Unusable Spaces | 59.08 | Corr. | 8 | Non Useable Floor Area Space Group | 805 | Non-usable - Circulation space |  | Unknown | 0.00 | NO
North Terrace_NT14-Engineering North_First Floor_N100 _ Stair Hall | NT-NT14-04-N100 | NT14-04-N100-Stair Hall | North Terrace | NT | NT14 | Engineering North | 04 | First Floor | N100 | 99939 | Unusable Spaces | 99939 | Unusable Spaces | 71.8 | Stair Hall | 8 | Non Useable Floor Area Space Group | 805 | Non-usable - Circulation space |  | Unknown | 0.00 | NO
North Terrace_NT14-Engineering North_First Floor_N100A _ DB | NT-NT14-04-N100A | NT14-04-N100A-DB | North Terrace | NT | NT14 | Engineering North | 04 | First Floor | N100A | 99939 | Unusable Spaces | 99939 | Unusable Spaces | 4.07 | DB | 8 | Non Useable Floor Area Space Group | 815 | Non-usable - Switch room |  | Unknown | 0.00 | NO
North Terrace_NT14-Engineering North_First Floor_N100B _ Caretakers | NT-NT14-04-N100B | NT14-04-N100B-Caretakers | North Terrace | NT | NT14 | Engineering North | 04 | First Floor | N100B | 99939 | Unusable Spaces | 99939 | Unusable Spaces | 7.46 | Caretakers | 8 | Non Useable Floor Area Space Group | 806 | Non-usable - Cleaners room |  | Unknown | 0.00 | NO
North Terrace_NT14-Engineering North_First Floor_N100C _ Lift | NT-NT14-04-N100C | NT14-04-N100C-Lift | North Terrace | NT | NT14 | Engineering North | 04 | First Floor | N100C | 99939 | Unusable Spaces | 99939 | Unusable Spaces | 5.79 | Lift | 8 | Non Useable Floor Area Space Group | 838 | Non-usable - Lift |  | Unknown | 0.00 | NO
North Terrace_NT14-Engineering North_First Floor_N101 _ Stair | NT-NT14-04-N101 | NT14-04-N101-Stair | North Terrace | NT | NT14 | Engineering North | 04 | First Floor | N101 | 99939 | Unusable Spaces | 99939 | Unusable Spaces | 41.28 | Stair | 8 | Non Useable Floor Area Space Group | 805 | Non-usable - Circulation space |  | Unknown | 0.00 | NO
North Terrace_NT14-Engineering North_First Floor_N102 _ Corr. | NT-NT14-04-N102 | NT14-04-N102-Corr. | North Terrace | NT | NT14 | Engineering North | 04 | First Floor | N102 | 99939 | Unusable Spaces | 99939 | Unusable Spaces | 99.01 | Corr. | 8 | Non Useable Floor Area Space Group | 805 | Non-usable - Circulation space |  | Unknown | 0.00 | NO
North Terrace_NT14-Engineering North_First Floor_N102A _ Alcove | NT-NT14-04-N102A | NT14-04-N102A-Alcove | North Terrace | NT | NT14 | Engineering North | 04 | First Floor | N102A | 99939 | Unusable Spaces | 99939 | Unusable Spaces | 7.91 | Alcove | 8 | Non Useable Floor Area Space Group | 805 | Non-usable - Circulation space |  | Unknown | 0.00 | NO
North Terrace_NT14-Engineering North_First Floor_N102D _ Gas | NT-NT14-04-N102D | NT14-04-N102D-Gas | North Terrace | NT | NT14 | Engineering North | 04 | First Floor | N102D | 99939 | Unusable Spaces | 99939 | Unusable Spaces | 1.45 | Gas | 8 | Non Useable Floor Area Space Group | 840 | Non-usable - Service riser |  | Unknown | 0.00 | NO
North Terrace_NT14-Engineering North_First Floor_N103 _ Office | NT-NT14-04-N103 | NT14-04-N103-Office | North Terrace | NT | NT14 | Engineering North | 04 | First Floor | N103 | 219 | School of Civil Environmental and Mining Engineering | 219 | School of Civil Environmental and Mining Engineering | 23.96 | Office | 1 | Office Space Group | 101 | Office - Academic Staff |  | Adequate | 4,063.19 | NO
North Terrace_NT14-Engineering North_First Floor_N104 _ Lab - Space Resource Centre | NT-NT14-04-N104 | NT14-04-N104-Lab - Space Resource Centre | North Terrace | NT | NT14 | Engineering North | 04 | First Floor | N104 | 219 | School of Civil Environmental and Mining Engineering | 219 | School of Civil Environmental and Mining Engineering | 61.48 | Lab - Space Resource Centre | 3 | Specialist Teaching or Research Space Group | 312 | Laboratory - Research Only |  | Adequate | 13,866.46 | NO
North Terrace_NT14-Engineering North_First Floor_N105 _ Office - Head of School | NT-NT14-04-N105 | NT14-04-N105-Office - Head of School | North Terrace | NT | NT14 | Engineering North | 04 | First Floor | N105 | 219 | School of Civil Environmental and Mining Engineering | 219 | School of Civil Environmental and Mining Engineering | 25.6 | Office - Head of School | 1 | Office Space Group | 101 | Office - Academic Staff |  | Adequate | 4,341.30 | NO
North Terrace_NT14-Engineering North_First Floor_N106 _ Utility | NT-NT14-04-N106 | NT14-04-N106-Utility | North Terrace | NT | NT14 | Engineering North | 04 | First Floor | N106 | 219 | School of Civil Environmental and Mining Engineering | 219 | School of Civil Environmental and Mining Engineering | 19.24 | Utility | 6 | General Facility Space Group | 603 | General Facility - Resource room |  | Adequate | 3,654.29 | NO
North Terrace_NT14-Engineering North_First Floor_N107 _ Department Enquiries | NT-NT14-04-N107 | NT14-04-N107-Department Enquiries | North Terrace | NT | NT14 | Engineering North | 04 | First Floor | N107 | 219 | School of Civil Environmental and Mining Engineering | 219 | School of Civil Environmental and Mining Engineering | 19.57 | Department Enquiries | 1 | Office Space Group | 101 | Office - Academic Staff |  | Adequate | 3,318.72 | NO
North Terrace_NT14-Engineering North_First Floor_N107A _ Office | NT-NT14-04-N107A | NT14-04-N107A-Office | North Terrace | NT | NT14 | Engineering North | 04 | First Floor | N107A | 219 | School of Civil Environmental and Mining Engineering | 219 | School of Civil Environmental and Mining Engineering | 19.57 | Office | 1 | Office Space Group | 101 | Office - Academic Staff |  | Adequate | 3,318.72 | NO
North Terrace_NT14-Engineering North_First Floor_N108 _ Office | NT-NT14-04-N108 | NT14-04-N108-Office | North Terrace | NT | NT14 | Engineering North | 04 | First Floor | N108 | 219 | School of Civil Environmental and Mining Engineering | 219 | School of Civil Environmental and Mining Engineering | 19.9 | Office | 1 | Office Space Group | 101 | Office - Academic Staff |  | Adequate | 3,374.68 | NO
North Terrace_NT14-Engineering North_First Floor_N109 _ Office | NT-NT14-04-N109 | NT14-04-N109-Office | North Terrace | NT | NT14 | Engineering North | 04 | First Floor | N109 | 218 | School of Chemical Engineering and Advanced Materials | 218 | School of Chemical Engineering and Advanced Materials | 19.2 | Office | 1 | Office Space Group | 101 | Office - Academic Staff |  | Adequate | 3,255.98 | NO
North Terrace_NT14-Engineering North_First Floor_N110 _ Foyer | NT-NT14-04-N110 | NT14-04-N110-Foyer | North Terrace | NT | NT14 | Engineering North | 04 | First Floor | N110 | 99939 | Unusable Spaces | 99939 | Unusable Spaces | 13.62 | Foyer | 8 | Non Useable Floor Area Space Group | 805 | Non-usable - Circulation space |  | Unknown | 0.00 | NO
North Terrace_NT14-Engineering North_First Floor_N111 _ Stair | NT-NT14-04-N111 | NT14-04-N111-Stair | North Terrace | NT | NT14 | Engineering North | 04 | First Floor | N111 | 99939 | Unusable Spaces | 99939 | Unusable Spaces | 18.96 | Stair | 8 | Non Useable Floor Area Space Group | 805 | Non-usable - Circulation space |  | Unknown | 0.00 | NO
North Terrace_NT14-Engineering North_First Floor_N112 _ Corr. | NT-NT14-04-N112 | NT14-04-N112-Corr. | North Terrace | NT | NT14 | Engineering North | 04 | First Floor | N112 | 99939 | Unusable Spaces | 99939 | Unusable Spaces | 36.49 | Corr. | 8 | Non Useable Floor Area Space Group | 805 | Non-usable - Circulation space |  | Unknown | 0.00 | NO
North Terrace_NT14-Engineering North_First Floor_N112A _ Foyer | NT-NT14-04-N112A | NT14-04-N112A-Foyer | North Terrace | NT | NT14 | Engineering North | 04 | First Floor | N112A | 99939 | Unusable Spaces | 99939 | Unusable Spaces | 4.65 | Foyer | 8 | Non Useable Floor Area Space Group | 805 | Non-usable - Circulation space |  | Unknown | 0.00 | NO
North Terrace_NT14-Engineering North_First Floor_N112B _ Corr. | NT-NT14-04-N112B | NT14-04-N112B-Corr. | North Terrace | NT | NT14 | Engineering North | 04 | First Floor | N112B | 99939 | Unusable Spaces | 99939 | Unusable Spaces | 7.92 | Corr. | 8 | Non Useable Floor Area Space Group | 805 | Non-usable - Circulation space |  | Unknown | 0.00 | NO
North Terrace_NT14-Engineering North_First Floor_N113 _ Office | NT-NT14-04-N113 | NT14-04-N113-Office | North Terrace | NT | NT14 | Engineering North | 04 | First Floor | N113 | 218 | School of Chemical Engineering and Advanced Materials | 218 | School of Chemical Engineering and Advanced Materials | 19.91 | Office | 1 | Office Space Group | 101 | Office - Academic Staff |  | Adequate | 3,376.38 | NO
North Terrace_NT14-Engineering North_First Floor_N113A _ Office | NT-NT14-04-N113A | NT14-04-N113A-Office | North Terrace | NT | NT14 | Engineering North | 04 | First Floor | N113A | 218 | School of Chemical Engineering and Advanced Materials | 218 | School of Chemical Engineering and Advanced Materials | 19.24 | Office | 1 | Office Space Group | 101 | Office - Academic Staff |  | Adequate | 3,262.76 | NO
North Terrace_NT14-Engineering North_First Floor_N114 _ Office | NT-NT14-04-N114 | NT14-04-N114-Office | North Terrace | NT | NT14 | Engineering North | 04 | First Floor | N114 | 218 | School of Chemical Engineering and Advanced Materials | 218 | School of Chemical Engineering and Advanced Materials | 24.23 | Office | 1 | Office Space Group | 101 | Office - Academic Staff |  | Adequate | 4,108.98 | NO
North Terrace_NT14-Engineering North_First Floor_N115 _ Office | NT-NT14-04-N115 | NT14-04-N115-Office | North Terrace | NT | NT14 | Engineering North | 04 | First Floor | N115 | 218 | School of Chemical Engineering and Advanced Materials | 218 | School of Chemical Engineering and Advanced Materials | 14.92 | Office | 1 | Office Space Group | 101 | Office - Academic Staff |  | Adequate | 2,530.17 | NO
North Terrace_NT14-Engineering North_First Floor_N116 _ Office | NT-NT14-04-N116 | NT14-04-N116-Office | North Terrace | NT | NT14 | Engineering North | 04 | First Floor | N116 | 218 | School of Chemical Engineering and Advanced Materials | 218 | School of Chemical Engineering and Advanced Materials | 19.5 | Office | 1 | Office Space Group | 101 | Office - Academic Staff |  | Adequate | 3,306.85 | NO
North Terrace_NT14-Engineering North_First Floor_N117 _ Office | NT-NT14-04-N117 | NT14-04-N117-Office | North Terrace | NT | NT14 | Engineering North | 04 | First Floor | N117 | 218 | School of Chemical Engineering and Advanced Materials | 218 | School of Chemical Engineering and Advanced Materials | 19.64 | Office | 1 | Office Space Group | 101 | Office - Academic Staff |  | Adequate | 3,330.59 | NO
North Terrace_NT14-Engineering North_First Floor_N118 _ Office | NT-NT14-04-N118 | NT14-04-N118-Office | North Terrace | NT | NT14 | Engineering North | 04 | First Floor | N118 | 214 | ECMS Infrastructure | 214 | ECMS Faculty Services | 14.96 | Office | 1 | Office Space Group | 101 | Office - Academic Staff |  | Adequate | 2,536.95 | NO
North Terrace_NT14-Engineering North_First Floor_N119 _ Office | NT-NT14-04-N119 | NT14-04-N119-Office | North Terrace | NT | NT14 | Engineering North | 04 | First Floor | N119 | 218 | School of Chemical Engineering and Advanced Materials | 218 | School of Chemical Engineering and Advanced Materials | 27.71 | Office | 1 | Office Space Group | 101 | Office - Academic Staff |  | Adequate | 4,699.12 | NO
North Terrace_NT14-Engineering North_First Floor_N121 _ Office - Secretary | NT-NT14-04-N121 | NT14-04-N121-Office - Secretary | North Terrace | NT | NT14 | Engineering North | 04 | First Floor | N121 | 214 | ECMS Infrastructure | 214 | ECMS Faculty Services | 44.29 | Office - Secretary | 1 | Office Space Group | 108 | Office - Professional/General Staff |  | Adequate | 7,510.79 | NO
North Terrace_NT14-Engineering North_First Floor_N122 _ Boardroom | NT-NT14-04-N122 | NT14-04-N122-Boardroom | North Terrace | NT | NT14 | Engineering North | 04 | First Floor | N122 | 218 | School of Chemical Engineering and Advanced Materials | 218 | School of Chemical Engineering and Advanced Materials | 24.64 | Boardroom | 6 | General Facility Space Group | 601 | General Facility - Committee/Conference/Meeting room |  | Adequate | 4,679.92 | NO
North Terrace_NT14-Engineering North_First Floor_N123 _ Seminar Room | NT-NT14-04-N123 | NT14-04-N123-Seminar Room | North Terrace | NT | NT14 | Engineering North | 04 | First Floor | N123 | 218 | School of Chemical Engineering and Advanced Materials | 218 | School of Chemical Engineering and Advanced Materials | 55.07 | Seminar Room | 2 | Teaching Space Group | 205 | Lecture/Seminar/Tutorial/Class Room (31 to 69) Flat Floor |  | Adequate | 11,393.44 | NO
North Terrace_NT14-Engineering North_First Floor_N123A _ Office - Visiting Prof. | NT-NT14-04-N123A | NT14-04-N123A-Office - Visiting Prof. | North Terrace | NT | NT14 | Engineering North | 04 | First Floor | N123A | 218 | School of Chemical Engineering and Advanced Materials | 218 | School of Chemical Engineering and Advanced Materials | 26.54 | Office - Visiting Prof. | 1 | Office Space Group | 101 | Office - Academic Staff |  | Excellent | 6,616.04 | NO
North Terrace_NT14-Engineering North_First Floor_N123C _ Photocopy | NT-NT14-04-N123C | NT14-04-N123C-Photocopy | North Terrace | NT | NT14 | Engineering North | 04 | First Floor | N123C | 218 | School of Chemical Engineering and Advanced Materials | 218 | School of Chemical Engineering and Advanced Materials | 15.58 | Photocopy | 6 | General Facility Space Group | 603 | General Facility - Resource room |  | Excellent | 4,349.94 | NO
North Terrace_NT14-Engineering North_First Floor_N123D _ Corr. | NT-NT14-04-N123D | NT14-04-N123D-Corr. | North Terrace | NT | NT14 | Engineering North | 04 | First Floor | N123D | 218 | School of Chemical Engineering and Advanced Materials | 218 | School of Chemical Engineering and Advanced Materials | 4.91 | Corr. | 8 | Non Useable Floor Area Space Group | 815 | Non-usable - Switch room |  | Adequate | 0.00 | NO
North Terrace_NT14-Engineering North_First Floor_N123E _ Office | NT-NT14-04-N123E | NT14-04-N123E-Office | North Terrace | NT | NT14 | Engineering North | 04 | First Floor | N123E | 218 | School of Chemical Engineering and Advanced Materials | 218 | School of Chemical Engineering and Advanced Materials | 19.27 | Office | 1 | Office Space Group | 101 | Office - Academic Staff |  | Adequate | 3,267.85 | NO
North Terrace_NT14-Engineering North_First Floor_N123F _ Comms | NT-NT14-04-N123F | NT14-04-N123F-Comms | North Terrace | NT | NT14 | Engineering North | 04 | First Floor | N123F | 850 | ITDS Branch Central Costs | 869 | Information Technology and Digital Services | 10.16 | Comms | 8 | Non Useable Floor Area Space Group | 812 | Non-usable - Comms/network system/Telephone/PABX |  | Excellent | 0.00 | NO
North Terrace_NT14-Engineering North_First Floor_N124 _ Office | NT-NT14-04-N124 | NT14-04-N124-Office | North Terrace | NT | NT14 | Engineering North | 04 | First Floor | N124 | 219 | School of Civil Environmental and Mining Engineering | 219 | School of Civil Environmental and Mining Engineering | 26.74 | Office | 1 | Office Space Group | 101 | Office - Academic Staff |  | Adequate | 4,534.63 | NO
North Terrace_NT14-Engineering North_First Floor_N125 _ Office | NT-NT14-04-N125 | NT14-04-N125-Office | North Terrace | NT | NT14 | Engineering North | 04 | First Floor | N125 | 219 | School of Civil Environmental and Mining Engineering | 219 | School of Civil Environmental and Mining Engineering | 26.75 | Office | 1 | Office Space Group | 101 | Office - Academic Staff |  | Adequate | 4,536.32 | NO
North Terrace_NT14-Engineering North_First Floor_N126 _ Corr. [PC2- Cert/S] | NT-NT14-04-N126 | NT14-04-N126-Corr. [PC2- Cert/S] | North Terrace | NT | NT14 | Engineering North | 04 | First Floor | N126 | 99939 | Unusable Spaces | 99939 | Unusable Spaces | 7.18 | Corr. [PC2- Cert/S] | 8 | Non Useable Floor Area Space Group | 805 | Non-usable - Circulation space | RATED - PC2-SUSP | Unknown | 0.00 | NO
North Terrace_NT14-Engineering North_First Floor_N126A _ Wash-Up & Decontamination [PC2- Cert/S] | NT-NT14-04-N126A | NT14-04-N126A-Wash-Up & Decontamination [PC2- Cert/S] | North Terrace | NT | NT14 | Engineering North | 04 | First Floor | N126A | 218 | School of Chemical Engineering and Advanced Materials | 218 | School of Chemical Engineering and Advanced Materials | 16.93 | Wash-Up & Decontamination [PC2- Cert/S] | 4 | Ancillary Area Space Group | 401 | Ancillary Area - Laboratory Service and Preparation | RATED - PC2-SUSP | Good | 3,158.13 | NO
North Terrace_NT14-Engineering North_First Floor_N126B _ Pharmaceutical Laboratory [PC2- Cert/S] | NT-NT14-04-N126B | NT14-04-N126B-Pharmaceutical Laboratory [PC2- Cert/S] | North Terrace | NT | NT14 | Engineering North | 04 | First Floor | N126B | 218 | School of Chemical Engineering and Advanced Materials | 218 | School of Chemical Engineering and Advanced Materials | 62.05 | Pharmaceutical Laboratory [PC2- Cert/S] | 3 | Specialist Teaching or Research Space Group | 300 | Laboratory - Specialist teaching and research - type not defined | RATED - PC2-SUSP | Good | 17,493.78 | NO
North Terrace_NT14-Engineering North_First Floor_N126C _ Cold Room [PC2- Cert/S] | NT-NT14-04-N126C | NT14-04-N126C-Cold Room [PC2- Cert/S] | North Terrace | NT | NT14 | Engineering North | 04 | First Floor | N126C | 218 | School of Chemical Engineering and Advanced Materials | 218 | School of Chemical Engineering and Advanced Materials | 8.96 | Cold Room [PC2- Cert/S] | 4 | Ancillary Area Space Group | 405 | Ancillary Area - Constant Temperature/ Freezer/Cold/Warm Rooms | RATED - PC2-SUSP | Good | 1,671.40 | NO
North Terrace_NT14-Engineering North_First Floor_N128 _ Write Up - Pharmaceutical Non-PC | NT-NT14-04-N128 | NT14-04-N128-Write Up - Pharmaceutical Non-PC | North Terrace | NT | NT14 | Engineering North | 04 | First Floor | N128 | 218 | School of Chemical Engineering and Advanced Materials | 218 | School of Chemical Engineering and Advanced Materials | 71.82 | Write Up - Pharmaceutical Non-PC | 1 | Office Space Group | 101 | Office - Academic Staff |  | Good | 15,224.24 | NO
North Terrace_NT14-Engineering North_First Floor_N128A _ Ante Room [PC2- Cert/S] | NT-NT14-04-N128A | NT14-04-N128A-Ante Room [PC2- Cert/S] | North Terrace | NT | NT14 | Engineering North | 04 | First Floor | N128A | 218 | School of Chemical Engineering and Advanced Materials | 218 | School of Chemical Engineering and Advanced Materials | 5.12 | Ante Room [PC2- Cert/S] | 6 | General Facility Space Group | 600 | General Facility - Specific type not defined | RATED - PC2-SUSP | Good | 1,215.56 | NO
North Terrace_NT14-Engineering North_First Floor_N128B _ Equipment Area [PC2- Cert/S] | NT-NT14-04-N128B | NT14-04-N128B-Equipment Area [PC2- Cert/S] | North Terrace | NT | NT14 | Engineering North | 04 | First Floor | N128B | 218 | School of Chemical Engineering and Advanced Materials | 218 | School of Chemical Engineering and Advanced Materials | 15.73 | Equipment Area [PC2- Cert/S] | 4 | Ancillary Area Space Group | 401 | Ancillary Area - Laboratory Service and Preparation | RATED - PC2-SUSP | Adequate | 2,347.42 | NO
North Terrace_NT14-Engineering North_First Floor_N128C _ PAL / MAL [PC2- Cert/S] | NT-NT14-04-N128C | NT14-04-N128C-PAL / MAL [PC2- Cert/S] | North Terrace | NT | NT14 | Engineering North | 04 | First Floor | N128C | 218 | School of Chemical Engineering and Advanced Materials | 218 | School of Chemical Engineering and Advanced Materials | 5.28 | PAL / MAL [PC2- Cert/S] | 4 | Ancillary Area Space Group | 401 | Ancillary Area - Laboratory Service and Preparation | RATED - PC2-SUSP | Adequate | 787.95 | NO
North Terrace_NT14-Engineering North_First Floor_N128D _ Tissue Culture [PC2- Cert/S] | NT-NT14-04-N128D | NT14-04-N128D-Tissue Culture [PC2- Cert/S] | North Terrace | NT | NT14 | Engineering North | 04 | First Floor | N128D | 218 | School of Chemical Engineering and Advanced Materials | 218 | School of Chemical Engineering and Advanced Materials | 17.35 | Tissue Culture [PC2- Cert/S] | 4 | Ancillary Area Space Group | 401 | Ancillary Area - Laboratory Service and Preparation | RATED - PC2-SUSP | Adequate | 2,589.18 | NO
North Terrace_NT14-Engineering North_First Floor_N128E _ Plantroom - Mech | NT-NT14-04-N128E | NT14-04-N128E-Plantroom - Mech | North Terrace | NT | NT14 | Engineering North | 04 | First Floor | N128E | 99939 | Unusable Spaces | 99939 | Unusable Spaces | 7.6 | Plantroom - Mech | 8 | Non Useable Floor Area Space Group | 810 | Non-usable - Mechanical plant room |  | Unknown | 0.00 | NO
North Terrace_NT14-Engineering North_First Floor_N128F _ VSR | NT-NT14-04-N128F | NT14-04-N128F-VSR | North Terrace | NT | NT14 | Engineering North | 04 | First Floor | N128F | 99939 | Unusable Spaces | 99939 | Unusable Spaces | 0.63 | VSR | 8 | Non Useable Floor Area Space Group | 840 | Non-usable - Service riser |  | Unknown | 0.00 | NO
North Terrace_NT14-Engineering North_First Floor_N129 _ Office | NT-NT14-04-N129 | NT14-04-N129-Office | North Terrace | NT | NT14 | Engineering North | 04 | First Floor | N129 | 214 | ECMS Infrastructure | 214 | ECMS Faculty Services | 24.47 | Office | 1 | Office Space Group | 101 | Office - Academic Staff |  | Adequate | 4,149.67 | NO
North Terrace_NT14-Engineering North_First Floor_N130 _ A/L - F | NT-NT14-04-N130 | NT14-04-N130-A/L - F | North Terrace | NT | NT14 | Engineering North | 04 | First Floor | N130 | 99939 | Unusable Spaces | 99939 | Unusable Spaces | 3.06 | A/L - F | 8 | Non Useable Floor Area Space Group | 822 | Non-usable - Toilets/Amenities - Unisex |  | Unknown | 0.00 | NO
North Terrace_NT14-Engineering North_First Floor_N130A _ WC - F | NT-NT14-04-N130A | NT14-04-N130A-WC - F | North Terrace | NT | NT14 | Engineering North | 04 | First Floor | N130A | 99939 | Unusable Spaces | 99939 | Unusable Spaces | 18.05 | WC - F | 8 | Non Useable Floor Area Space Group | 821 | Non-usable - Toilets/Amenities - Male |  | Unknown | 0.00 | NO
North Terrace_NT14-Engineering North_First Floor_N131 _ A/L - M | NT-NT14-04-N131 | NT14-04-N131-A/L - M | North Terrace | NT | NT14 | Engineering North | 04 | First Floor | N131 | 99939 | Unusable Spaces | 99939 | Unusable Spaces | 4.86 | A/L - M | 8 | Non Useable Floor Area Space Group | 821 | Non-usable - Toilets/Amenities - Male |  | Unknown | 0.00 | NO
North Terrace_NT14-Engineering North_First Floor_N131A _ Cleaner | NT-NT14-04-N131A | NT14-04-N131A-Cleaner | North Terrace | NT | NT14 | Engineering North | 04 | First Floor | N131A | 99939 | Unusable Spaces | 99939 | Unusable Spaces | 3.06 | Cleaner | 8 | Non Useable Floor Area Space Group | 806 | Non-usable - Cleaners room |  | Unknown | 0.00 | NO
North Terrace_NT14-Engineering North_First Floor_N131B _ WC - M | NT-NT14-04-N131B | NT14-04-N131B-WC - M | North Terrace | NT | NT14 | Engineering North | 04 | First Floor | N131B | 99939 | Unusable Spaces | 99939 | Unusable Spaces | 17.41 | WC - M | 8 | Non Useable Floor Area Space Group | 821 | Non-usable - Toilets/Amenities - Male |  | Unknown | 0.00 | NO
North Terrace_NT14-Engineering North_First Floor_N131C _ VSR | NT-NT14-04-N131C | NT14-04-N131C-VSR | North Terrace | NT | NT14 | Engineering North | 04 | First Floor | N131C | 99939 | Unusable Spaces | 99939 | Unusable Spaces | 3.89 | VSR | 8 | Non Useable Floor Area Space Group | 840 | Non-usable - Service riser |  | Unknown | 0.00 | NO
North Terrace_NT14-Engineering North_First Floor_N132 _ Lecture Theatre | NT-NT14-04-N132 | NT14-04-N132-Lecture Theatre | North Terrace | NT | NT14 | Engineering North | 04 | First Floor | N132 | 99998 | Central Common Teaching Areas (In Use) | 952 | Corporate Services Division Admin | 60.7 | Lecture Theatre | 2 | Teaching Space Group | 203 | Lecture Theatre (< 100 seats) |  | Adequate | 12,558.24 | NO
North Terrace_NT14-Engineering North_First Floor_N133 _ Kitchen / Store | NT-NT14-04-N133 | NT14-04-N133-Kitchen / Store | North Terrace | NT | NT14 | Engineering North | 04 | First Floor | N133 | 219 | School of Civil Environmental and Mining Engineering | 219 | School of Civil Environmental and Mining Engineering | 15.31 | Kitchen / Store | 6 | General Facility Space Group | 608 | General Facility - Kitchen/Servery/Food Storage |  | Adequate | 2,907.86 | NO
North Terrace_NT14-Engineering North_First Floor_N133A _ Corr. | NT-NT14-04-N133A | NT14-04-N133A-Corr. | North Terrace | NT | NT14 | Engineering North | 04 | First Floor | N133A | 99939 | Unusable Spaces | 99939 | Unusable Spaces | 107.1 | Corr. | 8 | Non Useable Floor Area Space Group | 805 | Non-usable - Circulation space |  | Unknown | 0.00 | NO
North Terrace_NT14-Engineering North_First Floor_N134 _ "R Culver Meeting Room" | NT-NT14-04-N134 | NT14-04-N134-"R Culver Meeting Room" | North Terrace | NT | NT14 | Engineering North | 04 | First Floor | N134 | 214 | ECMS Infrastructure | 214 | ECMS Faculty Services | 49.17 | "R Culver Meeting Room" | 6 | General Facility Space Group | 601 | General Facility - Committee/Conference/Meeting room |  | Adequate | 9,338.96 | NO
North Terrace_NT14-Engineering North_First Floor_N135 _ Entrance | NT-NT14-04-N135 | NT14-04-N135-Entrance | North Terrace | NT | NT14 | Engineering North | 04 | First Floor | N135 | 99939 | Unusable Spaces | 99939 | Unusable Spaces | 9.27 | Entrance | 8 | Non Useable Floor Area Space Group | 805 | Non-usable - Circulation space |  | Unknown | 0.00 | NO
North Terrace_NT14-Engineering North_First Floor_N135A _ Office | NT-NT14-04-N135A | NT14-04-N135A-Office | North Terrace | NT | NT14 | Engineering North | 04 | First Floor | N135A | 214 | ECMS Infrastructure | 214 | ECMS Faculty Services | 15.34 | Office | 4 | Ancillary Area Space Group | 408 | Ancillary Area - Mail Room/ Goods Receipt/Despatch |  | Adequate | 2,289.22 | NO
North Terrace_NT14-Engineering North_First Floor_N135B _ Office - Head of School | NT-NT14-04-N135B | NT14-04-N135B-Office - Head of School | North Terrace | NT | NT14 | Engineering North | 04 | First Floor | N135B | 219 | School of Civil Environmental and Mining Engineering | 219 | School of Civil Environmental and Mining Engineering | 27.15 | Office - Head of School | 1 | Office Space Group | 101 | Office - Academic Staff |  | Adequate | 4,604.16 | NO
North Terrace_NT14-Engineering North_First Floor_N135D _ Store | NT-NT14-04-N135D | NT14-04-N135D-Store | North Terrace | NT | NT14 | Engineering North | 04 | First Floor | N135D | 214 | ECMS Infrastructure | 214 | ECMS Faculty Services | 10.34 | Store | 4 | Ancillary Area Space Group | 419 | Ancillary Area - Store Room - Generic |  | Adequate | 1,543.06 | NO
North Terrace_NT14-Engineering North_First Floor_N135E _ Office - School Manager | NT-NT14-04-N135E | NT14-04-N135E-Office - School Manager | North Terrace | NT | NT14 | Engineering North | 04 | First Floor | N135E | 214 | ECMS Infrastructure | 214 | ECMS Faculty Services | 18.56 | Office - School Manager | 1 | Office Space Group | 101 | Office - Academic Staff |  | Adequate | 3,147.44 | NO
North Terrace_NT14-Engineering North_First Floor_N136 _ Office - Open Plan | NT-NT14-04-N136 | NT14-04-N136-Office - Open Plan | North Terrace | NT | NT14 | Engineering North | 04 | First Floor | N136 | 214 | ECMS Infrastructure | 214 | ECMS Faculty Services | 19.53 | Office - Open Plan | 1 | Office Space Group | 111 | Open Plan - Specific type not defined |  | Adequate | 3,311.94 | NO
North Terrace_NT14-Engineering North_First Floor_N136.01 _ Workstation | NT-NT14-04-N136.01 | NT14-04-N136.01-Workstation | North Terrace | NT | NT14 | Engineering North | 04 | First Floor | N136.01 | 214 | ECMS Infrastructure | 214 | ECMS Faculty Services | 3.78 | Workstation | 1 | Office Space Group | 116 | Open Plan - Professional/General Staff |  | Adequate | 641.02 | NO
North Terrace_NT14-Engineering North_First Floor_N136.02 _ Workstation | NT-NT14-04-N136.02 | NT14-04-N136.02-Workstation | North Terrace | NT | NT14 | Engineering North | 04 | First Floor | N136.02 | 214 | ECMS Infrastructure | 214 | ECMS Faculty Services | 3.85 | Workstation | 1 | Office Space Group | 116 | Open Plan - Professional/General Staff |  | Adequate | 652.89 | NO
North Terrace_NT14-Engineering North_First Floor_N136.03 _ Workstation | NT-NT14-04-N136.03 | NT14-04-N136.03-Workstation | North Terrace | NT | NT14 | Engineering North | 04 | First Floor | N136.03 | 214 | ECMS Infrastructure | 214 | ECMS Faculty Services | 3.92 | Workstation | 1 | Office Space Group | 116 | Open Plan - Professional/General Staff |  | Adequate | 664.76 | NO
North Terrace_NT14-Engineering North_First Floor_N136.04 _ Workstation | NT-NT14-04-N136.04 | NT14-04-N136.04-Workstation | North Terrace | NT | NT14 | Engineering North | 04 | First Floor | N136.04 | 214 | ECMS Infrastructure | 214 | ECMS Faculty Services | 3.92 | Workstation | 1 | Office Space Group | 116 | Open Plan - Professional/General Staff |  | Adequate | 664.76 | NO
North Terrace_NT14-Engineering North_First Floor_N136.05 _ Workstation | NT-NT14-04-N136.05 | NT14-04-N136.05-Workstation | North Terrace | NT | NT14 | Engineering North | 04 | First Floor | N136.05 | 214 | ECMS Infrastructure | 214 | ECMS Faculty Services | 3.92 | Workstation | 1 | Office Space Group | 116 | Open Plan - Professional/General Staff |  | Adequate | 664.76 | NO
North Terrace_NT14-Engineering North_First Floor_N136.06 _ Workstation | NT-NT14-04-N136.06 | NT14-04-N136.06-Workstation | North Terrace | NT | NT14 | Engineering North | 04 | First Floor | N136.06 | 214 | ECMS Infrastructure | 214 | ECMS Faculty Services | 3.92 | Workstation | 1 | Office Space Group | 116 | Open Plan - Professional/General Staff |  | Adequate | 664.76 | NO
North Terrace_NT14-Engineering North_First Floor_N136.07 _ Workstation | NT-NT14-04-N136.07 | NT14-04-N136.07-Workstation | North Terrace | NT | NT14 | Engineering North | 04 | First Floor | N136.07 | 214 | ECMS Infrastructure | 214 | ECMS Faculty Services | 5.54 | Workstation | 1 | Office Space Group | 116 | Open Plan - Professional/General Staff |  | Adequate | 939.49 | NO
North Terrace_NT14-Engineering North_First Floor_N136.08 _ Workstation | NT-NT14-04-N136.08 | NT14-04-N136.08-Workstation | North Terrace | NT | NT14 | Engineering North | 04 | First Floor | N136.08 | 214 | ECMS Infrastructure | 214 | ECMS Faculty Services | 5 | Workstation | 1 | Office Space Group | 116 | Open Plan - Professional/General Staff |  | Adequate | 847.91 | NO
North Terrace_NT14-Engineering North_First Floor_N136A _ Corr. | NT-NT14-04-N136A | NT14-04-N136A-Corr. | North Terrace | NT | NT14 | Engineering North | 04 | First Floor | N136A | 99939 | Unusable Spaces | 99939 | Unusable Spaces | 24.6 | Corr. | 8 | Non Useable Floor Area Space Group | 805 | Non-usable - Circulation space |  | Adequate | 0.00 | NO
North Terrace_NT14-Engineering North_First Floor_N137 _ Office - Open Plan - Post Grad | NT-NT14-04-N137 | NT14-04-N137-Office - Open Plan - Post Grad | North Terrace | NT | NT14 | Engineering North | 04 | First Floor | N137 | 214 | ECMS Infrastructure | 214 | ECMS Faculty Services | 82.07 | Office - Open Plan - Post Grad | 1 | Office Space Group | 114 | Open Plan - Research Students |  | Adequate | 13,917.61 | NO
North Terrace_NT14-Engineering North_First Floor_N138 _ Office - Open Plan - Post Grad | NT-NT14-04-N138 | NT14-04-N138-Office - Open Plan - Post Grad | North Terrace | NT | NT14 | Engineering North | 04 | First Floor | N138 | 219 | School of Civil Environmental and Mining Engineering | 219 | School of Civil Environmental and Mining Engineering | 54.63 | Office - Open Plan - Post Grad | 1 | Office Space Group | 114 | Open Plan - Research Students |  | Adequate | 9,264.27 | NO
North Terrace_NT14-Engineering North_First Floor_N139 _ A/L | NT-NT14-04-N139 | NT14-04-N139-A/L | North Terrace | NT | NT14 | Engineering North | 04 | First Floor | N139 | 99939 | Unusable Spaces | 99939 | Unusable Spaces | 7.8 | A/L | 8 | Non Useable Floor Area Space Group | 822 | Non-usable - Toilets/Amenities - Unisex |  | Unknown | 0.00 | NO
North Terrace_NT14-Engineering North_First Floor_N140A _ Office | NT-NT14-04-N140A | NT14-04-N140A-Office | North Terrace | NT | NT14 | Engineering North | 04 | First Floor | N140A | 219 | School of Civil Environmental and Mining Engineering | 219 | School of Civil Environmental and Mining Engineering | 29.76 | Office | 1 | Office Space Group | 101 | Office - Academic Staff |  | Adequate | 5,046.76 | NO
North Terrace_NT14-Engineering North_First Floor_N140B _ Office | NT-NT14-04-N140B | NT14-04-N140B-Office | North Terrace | NT | NT14 | Engineering North | 04 | First Floor | N140B | 219 | School of Civil Environmental and Mining Engineering | 219 | School of Civil Environmental and Mining Engineering | 9.45 | Office | 1 | Office Space Group | 101 | Office - Academic Staff |  | Adequate | 1,602.55 | NO
North Terrace_NT14-Engineering North_First Floor_N141 _ Office | NT-NT14-04-N141 | NT14-04-N141-Office | North Terrace | NT | NT14 | Engineering North | 04 | First Floor | N141 | 219 | School of Civil Environmental and Mining Engineering | 219 | School of Civil Environmental and Mining Engineering | 15 | Office | 1 | Office Space Group | 101 | Office - Academic Staff |  | Adequate | 2,543.73 | NO
North Terrace_NT14-Engineering North_First Floor_N142 _ Office | NT-NT14-04-N142 | NT14-04-N142-Office | North Terrace | NT | NT14 | Engineering North | 04 | First Floor | N142 | 219 | School of Civil Environmental and Mining Engineering | 219 | School of Civil Environmental and Mining Engineering | 20.23 | Office | 1 | Office Space Group | 101 | Office - Academic Staff |  | Adequate | 3,430.65 | NO
North Terrace_NT14-Engineering North_First Floor_N142A _ Office | NT-NT14-04-N142A | NT14-04-N142A-Office | North Terrace | NT | NT14 | Engineering North | 04 | First Floor | N142A | 219 | School of Civil Environmental and Mining Engineering | 219 | School of Civil Environmental and Mining Engineering | 16.63 | Office | 1 | Office Space Group | 101 | Office - Academic Staff |  | Adequate | 2,820.15 | NO
North Terrace_NT14-Engineering North_First Floor_N143 _ Office | NT-NT14-04-N143 | NT14-04-N143-Office | North Terrace | NT | NT14 | Engineering North | 04 | First Floor | N143 | 99939 | Unusable Spaces | 99939 | Unusable Spaces | 17.5 | Office | 1 | Office Space Group | 100 | Office - Specific type not defined |  | Unknown | 0.00 | NO
North Terrace_NT14-Engineering North_First Floor_N144 _ Office | NT-NT14-04-N144 | NT14-04-N144-Office | North Terrace | NT | NT14 | Engineering North | 04 | First Floor | N144 | 219 | School of Civil Environmental and Mining Engineering | 219 | School of Civil Environmental and Mining Engineering | 18.95 | Office | 1 | Office Space Group | 101 | Office - Academic Staff |  | Adequate | 3,213.58 | NO
North Terrace_NT14-Engineering North_First Floor_N145 _ Office | NT-NT14-04-N145 | NT14-04-N145-Office | North Terrace | NT | NT14 | Engineering North | 04 | First Floor | N145 | 219 | School of Civil Environmental and Mining Engineering | 219 | School of Civil Environmental and Mining Engineering | 18.67 | Office | 1 | Office Space Group | 101 | Office - Academic Staff |  | Adequate | 3,166.10 | NO
North Terrace_NT14-Engineering North_First Floor_N146 _ Office | NT-NT14-04-N146 | NT14-04-N146-Office | North Terrace | NT | NT14 | Engineering North | 04 | First Floor | N146 | 219 | School of Civil Environmental and Mining Engineering | 219 | School of Civil Environmental and Mining Engineering | 20.54 | Office | 1 | Office Space Group | 101 | Office - Academic Staff |  | Adequate | 3,483.22 | NO
North Terrace_NT14-Engineering North_First Floor_N147 _ Office - Computing Officer | NT-NT14-04-N147 | NT14-04-N147-Office - Computing Officer | North Terrace | NT | NT14 | Engineering North | 04 | First Floor | N147 | 219 | School of Civil Environmental and Mining Engineering | 219 | School of Civil Environmental and Mining Engineering | 15.53 | Office - Computing Officer | 1 | Office Space Group | 101 | Office - Academic Staff |  | Adequate | 2,633.61 | NO
North Terrace_NT14-Engineering North_First Floor_N148 _ Computing Room | NT-NT14-04-N148 | NT14-04-N148-Computing Room | North Terrace | NT | NT14 | Engineering North | 04 | First Floor | N148 | 219 | School of Civil Environmental and Mining Engineering | 219 | School of Civil Environmental and Mining Engineering | 5.94 | Computing Room | 3 | Specialist Teaching or Research Space Group | 310 | Laboratory - Computing - Open Access |  | Adequate | 1,339.73 | NO
North Terrace_NT14-Engineering North_First Floor_N149 _ Office | NT-NT14-04-N149 | NT14-04-N149-Office | North Terrace | NT | NT14 | Engineering North | 04 | First Floor | N149 | 219 | School of Civil Environmental and Mining Engineering | 219 | School of Civil Environmental and Mining Engineering | 15.91 | Office | 1 | Office Space Group | 101 | Office - Academic Staff |  | Adequate | 2,698.05 | NO
North Terrace_NT14-Engineering North_First Floor_N150 _ Office | NT-NT14-04-N150 | NT14-04-N150-Office | North Terrace | NT | NT14 | Engineering North | 04 | First Floor | N150 | 219 | School of Civil Environmental and Mining Engineering | 219 | School of Civil Environmental and Mining Engineering | 20.54 | Office | 1 | Office Space Group | 101 | Office - Academic Staff |  | Adequate | 3,483.22 | NO
North Terrace_NT14-Engineering North_First Floor_N151 _ Office | NT-NT14-04-N151 | NT14-04-N151-Office | North Terrace | NT | NT14 | Engineering North | 04 | First Floor | N151 | 219 | School of Civil Environmental and Mining Engineering | 219 | School of Civil Environmental and Mining Engineering | 18.67 | Office | 1 | Office Space Group | 101 | Office - Academic Staff |  | Adequate | 3,166.10 | NO
North Terrace_NT14-Engineering North_First Floor_N152 _ Office | NT-NT14-04-N152 | NT14-04-N152-Office | North Terrace | NT | NT14 | Engineering North | 04 | First Floor | N152 | 219 | School of Civil Environmental and Mining Engineering | 219 | School of Civil Environmental and Mining Engineering | 18.95 | Office | 1 | Office Space Group | 101 | Office - Academic Staff |  | Adequate | 3,213.58 | NO
North Terrace_NT14-Engineering North_First Floor_N153 _ Office | NT-NT14-04-N153 | NT14-04-N153-Office | North Terrace | NT | NT14 | Engineering North | 04 | First Floor | N153 | 219 | School of Civil Environmental and Mining Engineering | 219 | School of Civil Environmental and Mining Engineering | 19.6 | Office | 1 | Office Space Group | 101 | Office - Academic Staff |  | Adequate | 3,323.81 | NO
North Terrace_NT14-Engineering North_First Floor_N154 _ Office | NT-NT14-04-N154 | NT14-04-N154-Office | North Terrace | NT | NT14 | Engineering North | 04 | First Floor | N154 | 219 | School of Civil Environmental and Mining Engineering | 219 | School of Civil Environmental and Mining Engineering | 19.89 | Office | 1 | Office Space Group | 101 | Office - Academic Staff |  | Adequate | 3,372.99 | NO
North Terrace_NT14-Engineering North_First Floor_N155 _ Office | NT-NT14-04-N155 | NT14-04-N155-Office | North Terrace | NT | NT14 | Engineering North | 04 | First Floor | N155 | 219 | School of Civil Environmental and Mining Engineering | 219 | School of Civil Environmental and Mining Engineering | 18.67 | Office | 1 | Office Space Group | 101 | Office - Academic Staff |  | Adequate | 3,166.10 | NO
North Terrace_NT14-Engineering North_First Floor_N155A _ Office | NT-NT14-04-N155A | NT14-04-N155A-Office | North Terrace | NT | NT14 | Engineering North | 04 | First Floor | N155A | 219 | School of Civil Environmental and Mining Engineering | 219 | School of Civil Environmental and Mining Engineering | 19.89 | Office | 1 | Office Space Group | 101 | Office - Academic Staff |  | Adequate | 3,372.99 | NO
North Terrace_NT14-Engineering North_First Floor_N156 _ Office - Professor | NT-NT14-04-N156 | NT14-04-N156-Office - Professor | North Terrace | NT | NT14 | Engineering North | 04 | First Floor | N156 | 219 | School of Civil Environmental and Mining Engineering | 219 | School of Civil Environmental and Mining Engineering | 24.24 | Office - Professor | 1 | Office Space Group | 101 | Office - Academic Staff |  | Adequate | 4,110.67 | NO
North Terrace_NT14-Engineering North_First Floor_N157 _ Departmental Library | NT-NT14-04-N157 | NT14-04-N157-Departmental Library | North Terrace | NT | NT14 | Engineering North | 04 | First Floor | N157 | 219 | School of Civil Environmental and Mining Engineering | 219 | School of Civil Environmental and Mining Engineering | 33.3 | Departmental Library | 5 | Library, IT and Learning Space Group | 509 | Library and Learning - Department reference library |  | Adequate | 6,324.74 | NO
North Terrace_NT14-Engineering North_First Floor_N157A _ Store | NT-NT14-04-N157A | NT14-04-N157A-Store | North Terrace | NT | NT14 | Engineering North | 04 | First Floor | N157A | 219 | School of Civil Environmental and Mining Engineering | 219 | School of Civil Environmental and Mining Engineering | 11.15 | Store | 4 | Ancillary Area Space Group | 419 | Ancillary Area - Store Room - Generic |  | Adequate | 1,663.94 | NO
North Terrace_NT14-Engineering North_First Floor_N158 _ "Chapman Lecture Theatre" | NT-NT14-04-N158 | NT14-04-N158-"Chapman Lecture Theatre" | North Terrace | NT | NT14 | Engineering North | 04 | First Floor | N158 | 99998 | Central Common Teaching Areas (In Use) | 952 | Corporate Services Division Admin | 153.69 | "Chapman Lecture Theatre" | 2 | Teaching Space Group | 202 | Lecture Theatre (> 100 seats) |  | Adequate | 31,796.96 | NO
North Terrace_NT14-Engineering North_First Floor_N158A _ Projection Room - Chapman | NT-NT14-04-N158A | NT14-04-N158A-Projection Room - Chapman | North Terrace | NT | NT14 | Engineering North | 04 | First Floor | N158A | 99998 | Central Common Teaching Areas (In Use) | 952 | Corporate Services Division Admin | 4.36 | Projection Room - Chapman | 5 | Library, IT and Learning Space Group | 510 | Library and Learning - Audio Visual and Media Support |  | Adequate | 828.10 | NO
North Terrace_NT14-Engineering North_Second Floor_N200 _ Corr. | NT-NT14-05-N200 | NT14-05-N200-Corr. | North Terrace | NT | NT14 | Engineering North | 05 | Second Floor | N200 | 99939 | Unusable Spaces | 99939 | Unusable Spaces | 62.49 | Corr. | 8 | Non Useable Floor Area Space Group | 805 | Non-usable - Circulation space |  | Unknown | 0.00 | NO
North Terrace_NT14-Engineering North_Second Floor_N200A _ DB | NT-NT14-05-N200A | NT14-05-N200A-DB | North Terrace | NT | NT14 | Engineering North | 05 | Second Floor | N200A | 99939 | Unusable Spaces | 99939 | Unusable Spaces | 4.07 | DB | 8 | Non Useable Floor Area Space Group | 840 | Non-usable - Service riser |  | Unknown | 0.00 | NO
North Terrace_NT14-Engineering North_Second Floor_N200B _ Dark Room | NT-NT14-05-N200B | NT14-05-N200B-Dark Room | North Terrace | NT | NT14 | Engineering North | 05 | Second Floor | N200B | 222 | School of Electrical and Electronic Engineering | 222 | School of Electrical and Electronic Engineering | 7.46 | Dark Room | 4 | Ancillary Area Space Group | 411 | Ancillary Area - Darkroom |  | Adequate | 1,113.27 | NO
North Terrace_NT14-Engineering North_Second Floor_N200C _ Lift | NT-NT14-05-N200C | NT14-05-N200C-Lift | North Terrace | NT | NT14 | Engineering North | 05 | Second Floor | N200C | 99939 | Unusable Spaces | 99939 | Unusable Spaces | 5.79 | Lift | 8 | Non Useable Floor Area Space Group | 838 | Non-usable - Lift |  | Unknown | 0.00 | NO
North Terrace_NT14-Engineering North_Second Floor_N200D _ VSR | NT-NT14-05-N200D | NT14-05-N200D-VSR | North Terrace | NT | NT14 | Engineering North | 05 | Second Floor | N200D | 99939 | Unusable Spaces | 99939 | Unusable Spaces | 3.06 | VSR | 8 | Non Useable Floor Area Space Group | 840 | Non-usable - Service riser |  | Unknown | 0.00 | NO
North Terrace_NT14-Engineering North_Second Floor_N201 _ Stair | NT-NT14-05-N201 | NT14-05-N201-Stair | North Terrace | NT | NT14 | Engineering North | 05 | Second Floor | N201 | 99939 | Unusable Spaces | 99939 | Unusable Spaces | 41.28 | Stair | 8 | Non Useable Floor Area Space Group | 805 | Non-usable - Circulation space |  | Unknown | 0.00 | NO
North Terrace_NT14-Engineering North_Second Floor_N202 _ Corr. | NT-NT14-05-N202 | NT14-05-N202-Corr. | North Terrace | NT | NT14 | Engineering North | 05 | Second Floor | N202 | 99939 | Unusable Spaces | 99939 | Unusable Spaces | 50.37 | Corr. | 8 | Non Useable Floor Area Space Group | 805 | Non-usable - Circulation space |  | Unknown | 0.00 | NO
North Terrace_NT14-Engineering North_Second Floor_N203 _ Masters Project Laboratory | NT-NT14-05-N203 | NT14-05-N203-Masters Project Laboratory | North Terrace | NT | NT14 | Engineering North | 05 | Second Floor | N203 | 222 | School of Electrical and Electronic Engineering | 222 | School of Electrical and Electronic Engineering | 51.46 | Masters Project Laboratory | 3 | Specialist Teaching or Research Space Group | 312 | Laboratory - Research Only |  | Adequate | 11,606.51 | NO
North Terrace_NT14-Engineering North_Second Floor_N204 _ Office | NT-NT14-05-N204 | NT14-05-N204-Office | North Terrace | NT | NT14 | Engineering North | 05 | Second Floor | N204 | 219 | School of Civil Environmental and Mining Engineering | 219 | School of Civil Environmental and Mining Engineering | 44.93 | Office | 1 | Office Space Group | 101 | Office - Academic Staff |  | Adequate | 7,619.33 | NO
North Terrace_NT14-Engineering North_Second Floor_N205 _ Corr. | NT-NT14-05-N205 | NT14-05-N205-Corr. | North Terrace | NT | NT14 | Engineering North | 05 | Second Floor | N205 | 99939 | Unusable Spaces | 99939 | Unusable Spaces | 52.25 | Corr. | 8 | Non Useable Floor Area Space Group | 805 | Non-usable - Circulation space |  | Adequate | 0.00 | NO
North Terrace_NT14-Engineering North_Second Floor_N205A _ Cleaner | NT-NT14-05-N205A | NT14-05-N205A-Cleaner | North Terrace | NT | NT14 | Engineering North | 05 | Second Floor | N205A | 99939 | Unusable Spaces | 99939 | Unusable Spaces | 2.24 | Cleaner | 8 | Non Useable Floor Area Space Group | 806 | Non-usable - Cleaners room |  | Unknown | 0.00 | NO
North Terrace_NT14-Engineering North_Second Floor_N206 _ Tea Room | NT-NT14-05-N206 | NT14-05-N206-Tea Room | North Terrace | NT | NT14 | Engineering North | 05 | Second Floor | N206 | 218 | School of Chemical Engineering and Advanced Materials | 218 | School of Chemical Engineering and Advanced Materials | 18.31 | Tea Room | 6 | General Facility Space Group | 608 | General Facility - Kitchen/Servery/Food Storage |  | Adequate | 3,477.65 | NO
North Terrace_NT14-Engineering North_Second Floor_N206A _ Office | NT-NT14-05-N206A | NT14-05-N206A-Office | North Terrace | NT | NT14 | Engineering North | 05 | Second Floor | N206A | 218 | School of Chemical Engineering and Advanced Materials | 218 | School of Chemical Engineering and Advanced Materials | 19.65 | Office | 1 | Office Space Group | 101 | Office - Academic Staff |  | Adequate | 3,332.29 | NO
North Terrace_NT14-Engineering North_Second Floor_N206B _ Photocopy | NT-NT14-05-N206B | NT14-05-N206B-Photocopy | North Terrace | NT | NT14 | Engineering North | 05 | Second Floor | N206B | 218 | School of Chemical Engineering and Advanced Materials | 218 | School of Chemical Engineering and Advanced Materials | 7.17 | Photocopy | 6 | General Facility Space Group | 603 | General Facility - Resource room |  | Adequate | 1,361.81 | NO
North Terrace_NT14-Engineering North_Second Floor_N207 _ Office - Open Plan - Post Doc | NT-NT14-05-N207 | NT14-05-N207-Office - Open Plan - Post Doc | North Terrace | NT | NT14 | Engineering North | 05 | Second Floor | N207 | 218 | School of Chemical Engineering and Advanced Materials | 218 | School of Chemical Engineering and Advanced Materials | 41.01 | Office - Open Plan - Post Doc | 1 | Office Space Group | 114 | Open Plan - Research Students |  | Adequate | 6,954.56 | NO
North Terrace_NT14-Engineering North_Second Floor_N208 _ Office | NT-NT14-05-N208 | NT14-05-N208-Office | North Terrace | NT | NT14 | Engineering North | 05 | Second Floor | N208 | 218 | School of Chemical Engineering and Advanced Materials | 218 | School of Chemical Engineering and Advanced Materials | 20.5 | Office | 1 | Office Space Group | 101 | Office - Academic Staff |  | Adequate | 3,476.43 | NO
North Terrace_NT14-Engineering North_Second Floor_N209 _ Office | NT-NT14-05-N209 | NT14-05-N209-Office | North Terrace | NT | NT14 | Engineering North | 05 | Second Floor | N209 | 218 | School of Chemical Engineering and Advanced Materials | 218 | School of Chemical Engineering and Advanced Materials | 19.82 | Office | 1 | Office Space Group | 101 | Office - Academic Staff |  | Adequate | 3,361.12 | NO
North Terrace_NT14-Engineering North_Second Floor_N210 _ Office | NT-NT14-05-N210 | NT14-05-N210-Office | North Terrace | NT | NT14 | Engineering North | 05 | Second Floor | N210 | 218 | School of Chemical Engineering and Advanced Materials | 218 | School of Chemical Engineering and Advanced Materials | 20.5 | Office | 1 | Office Space Group | 101 | Office - Academic Staff |  | Adequate | 3,476.43 | NO
North Terrace_NT14-Engineering North_Second Floor_N211 _ Lab - Sustain. Process & Mat Eng | NT-NT14-05-N211 | NT14-05-N211-Lab - Sustain. Process & Mat Eng | North Terrace | NT | NT14 | Engineering North | 05 | Second Floor | N211 | 218 | School of Chemical Engineering and Advanced Materials | 218 | School of Chemical Engineering and Advanced Materials | 192.54 | Lab - Sustain. Process & Mat Eng | 3 | Specialist Teaching or Research Space Group | 301 | Laboratory - Scientific/Medical/Engineering - WET - Undergraduate |  | Excellent | 63,836.65 | NO
North Terrace_NT14-Engineering North_Second Floor_N211A _ Switchboard | NT-NT14-05-N211A | NT14-05-N211A-Switchboard | North Terrace | NT | NT14 | Engineering North | 05 | Second Floor | N211A | 99939 | Unusable Spaces | 99939 | Unusable Spaces | 1.06 | Switchboard | 8 | Non Useable Floor Area Space Group | 815 | Non-usable - Switch room |  | Excellent | 0.00 | NO
North Terrace_NT14-Engineering North_Second Floor_N212 _ Lab - Analytical Services | NT-NT14-05-N212 | NT14-05-N212-Lab - Analytical Services | North Terrace | NT | NT14 | Engineering North | 05 | Second Floor | N212 | 214 | ECMS Infrastructure | 214 | ECMS Faculty Services | 119.23 | Lab - Analytical Services | 3 | Specialist Teaching or Research Space Group | 301 | Laboratory - Scientific/Medical/Engineering - WET - Undergraduate |  | Adequate | 26,891.64 | NO
North Terrace_NT14-Engineering North_Second Floor_N213 _ XRD Laboratory | NT-NT14-05-N213 | NT14-05-N213-XRD Laboratory | North Terrace | NT | NT14 | Engineering North | 05 | Second Floor | N213 | 218 | School of Chemical Engineering and Advanced Materials | 218 | School of Chemical Engineering and Advanced Materials | 5.34 | XRD Laboratory | 3 | Specialist Teaching or Research Space Group | 300 | Laboratory - Specialist teaching and research - type not defined |  | Adequate | 1,204.41 | NO
North Terrace_NT14-Engineering North_Second Floor_N214 _ Comms | NT-NT14-05-N214 | NT14-05-N214-Comms | North Terrace | NT | NT14 | Engineering North | 05 | Second Floor | N214 | 850 | ITDS Branch Central Costs | 869 | Information Technology and Digital Services | 5.38 | Comms | 8 | Non Useable Floor Area Space Group | 812 | Non-usable - Comms/network system/Telephone/PABX |  | Adequate | 0.00 | NO
North Terrace_NT14-Engineering North_Second Floor_N215 _ Lab - Adv. Mat. in Energy & Cat. | NT-NT14-05-N215 | NT14-05-N215-Lab - Adv. Mat. in Energy & Cat. | North Terrace | NT | NT14 | Engineering North | 05 | Second Floor | N215 | 218 | School of Chemical Engineering and Advanced Materials | 218 | School of Chemical Engineering and Advanced Materials | 69.93 | Lab - Adv. Mat. in Energy & Cat. | 3 | Specialist Teaching or Research Space Group | 300 | Laboratory - Specialist teaching and research - type not defined |  | Excellent | 23,185.29 | NO
North Terrace_NT14-Engineering North_Second Floor_N216 _ Corr. | NT-NT14-05-N216 | NT14-05-N216-Corr. | North Terrace | NT | NT14 | Engineering North | 05 | Second Floor | N216 | 99939 | Unusable Spaces | 99939 | Unusable Spaces | 6.98 | Corr. | 8 | Non Useable Floor Area Space Group | 805 | Non-usable - Circulation space |  | Unknown | 0.00 | NO
North Terrace_NT14-Engineering North_Second Floor_N217 _ Stair | NT-NT14-05-N217 | NT14-05-N217-Stair | North Terrace | NT | NT14 | Engineering North | 05 | Second Floor | N217 | 99939 | Unusable Spaces | 99939 | Unusable Spaces | 18.04 | Stair | 8 | Non Useable Floor Area Space Group | 805 | Non-usable - Circulation space |  | Unknown | 0.00 | NO
North Terrace_NT14-Engineering North_Second Floor_N218 _ Final year Design Lecture Room | NT-NT14-05-N218 | NT14-05-N218-Final year Design Lecture Room | North Terrace | NT | NT14 | Engineering North | 05 | Second Floor | N218 | 99998 | Central Common Teaching Areas (In Use) | 952 | Corporate Services Division Admin | 58.16 | Final year Design Lecture Room | 2 | Teaching Space Group | 206 | Lecture/Seminar/Tutorial/Class Room (<30) Flat Floor |  | Adequate | 12,032.73 | NO
North Terrace_NT14-Engineering North_Second Floor_N218A _ Bio Nano Laboratory | NT-NT14-05-N218A | NT14-05-N218A-Bio Nano Laboratory | North Terrace | NT | NT14 | Engineering North | 05 | Second Floor | N218A | 218 | School of Chemical Engineering and Advanced Materials | 218 | School of Chemical Engineering and Advanced Materials | 40.85 | Bio Nano Laboratory | 3 | Specialist Teaching or Research Space Group | 300 | Laboratory - Specialist teaching and research - type not defined |  | Adequate | 9,213.48 | NO
North Terrace_NT14-Engineering North_Second Floor_N218B _ Bio Nano Laboratory | NT-NT14-05-N218B | NT14-05-N218B-Bio Nano Laboratory | North Terrace | NT | NT14 | Engineering North | 05 | Second Floor | N218B | 218 | School of Chemical Engineering and Advanced Materials | 218 | School of Chemical Engineering and Advanced Materials | 26.42 | Bio Nano Laboratory | 3 | Specialist Teaching or Research Space Group | 300 | Laboratory - Specialist teaching and research - type not defined |  | Adequate | 5,958.88 | NO
North Terrace_NT14-Engineering North_Second Floor_N218C _ Bio Nano Laboratory | NT-NT14-05-N218C | NT14-05-N218C-Bio Nano Laboratory | North Terrace | NT | NT14 | Engineering North | 05 | Second Floor | N218C | 218 | School of Chemical Engineering and Advanced Materials | 218 | School of Chemical Engineering and Advanced Materials | 12.21 | Bio Nano Laboratory | 3 | Specialist Teaching or Research Space Group | 300 | Laboratory - Specialist teaching and research - type not defined |  | Adequate | 2,753.90 | NO
North Terrace_NT14-Engineering North_Second Floor_N219 _ Office | NT-NT14-05-N219 | NT14-05-N219-Office | North Terrace | NT | NT14 | Engineering North | 05 | Second Floor | N219 | 218 | School of Chemical Engineering and Advanced Materials | 218 | School of Chemical Engineering and Advanced Materials | 21.94 | Office | 1 | Office Space Group | 103 | Office - Research Students |  | Adequate | 3,720.63 | NO
North Terrace_NT14-Engineering North_Second Floor_N220 _ Office | NT-NT14-05-N220 | NT14-05-N220-Office | North Terrace | NT | NT14 | Engineering North | 05 | Second Floor | N220 | 214 | ECMS Infrastructure | 214 | ECMS Faculty Services | 35.53 | Office | 1 | Office Space Group | 101 | Office - Academic Staff |  | Adequate | 6,025.25 | NO
North Terrace_NT14-Engineering North_Second Floor_N220C _ VSR | NT-NT14-05-N220C | NT14-05-N220C-VSR | North Terrace | NT | NT14 | Engineering North | 05 | Second Floor | N220C | 99939 | Unusable Spaces | 99939 | Unusable Spaces | 0.95 | VSR | 8 | Non Useable Floor Area Space Group | 840 | Non-usable - Service riser |  | Unknown | 0.00 | NO
North Terrace_NT14-Engineering North_Second Floor_N221 _ Office - Open Plan - Post Grad | NT-NT14-05-N221 | NT14-05-N221-Office - Open Plan - Post Grad | North Terrace | NT | NT14 | Engineering North | 05 | Second Floor | N221 | 214 | ECMS Infrastructure | 214 | ECMS Faculty Services | 72.26 | Office - Open Plan - Post Grad | 1 | Office Space Group | 114 | Open Plan - Research Students |  | Adequate | 12,254.01 | NO
North Terrace_NT14-Engineering North_Second Floor_N222 _ A/L - M | NT-NT14-05-N222 | NT14-05-N222-A/L - M | North Terrace | NT | NT14 | Engineering North | 05 | Second Floor | N222 | 99939 | Unusable Spaces | 99939 | Unusable Spaces | 3.06 | A/L - M | 8 | Non Useable Floor Area Space Group | 821 | Non-usable - Toilets/Amenities - Male |  | Unknown | 0.00 | NO
North Terrace_NT14-Engineering North_Second Floor_N222A _ WC - M | NT-NT14-05-N222A | NT14-05-N222A-WC - M | North Terrace | NT | NT14 | Engineering North | 05 | Second Floor | N222A | 99939 | Unusable Spaces | 99939 | Unusable Spaces | 18.05 | WC - M | 8 | Non Useable Floor Area Space Group | 821 | Non-usable - Toilets/Amenities - Male |  | Unknown | 0.00 | NO
North Terrace_NT14-Engineering North_Second Floor_N222B _ VSR | NT-NT14-05-N222B | NT14-05-N222B-VSR | North Terrace | NT | NT14 | Engineering North | 05 | Second Floor | N222B | 99939 | Unusable Spaces | 99939 | Unusable Spaces | 3.89 | VSR | 8 | Non Useable Floor Area Space Group | 840 | Non-usable - Service riser |  | Unknown | 0.00 | NO
North Terrace_NT14-Engineering North_Second Floor_N223 _ Office - Open Plan - Post Grad | NT-NT14-05-N223 | NT14-05-N223-Office - Open Plan - Post Grad | North Terrace | NT | NT14 | Engineering North | 05 | Second Floor | N223 | 214 | ECMS Infrastructure | 214 | ECMS Faculty Services | 96.56 | Office - Open Plan - Post Grad | 1 | Office Space Group | 114 | Open Plan - Research Students |  | Adequate | 16,374.85 | NO
North Terrace_NT14-Engineering North_Second Floor_N223A _ Kitchenette | NT-NT14-05-N223A | NT14-05-N223A-Kitchenette | North Terrace | NT | NT14 | Engineering North | 05 | Second Floor | N223A | 214 | ECMS Infrastructure | 214 | ECMS Faculty Services | 7.62 | Kitchenette | 6 | General Facility Space Group | 608 | General Facility - Kitchen/Servery/Food Storage |  | Adequate | 1,447.28 | NO
North Terrace_NT14-Engineering North_Second Floor_N224 _ Corr. | NT-NT14-05-N224 | NT14-05-N224-Corr. | North Terrace | NT | NT14 | Engineering North | 05 | Second Floor | N224 | 99939 | Unusable Spaces | 99939 | Unusable Spaces | 98 | Corr. | 8 | Non Useable Floor Area Space Group | 805 | Non-usable - Circulation space |  | Adequate | 0.00 | NO
North Terrace_NT14-Engineering North_Second Floor_N224A _ Corr. | NT-NT14-05-N224A | NT14-05-N224A-Corr. | North Terrace | NT | NT14 | Engineering North | 05 | Second Floor | N224A | 99939 | Unusable Spaces | 99939 | Unusable Spaces | 13.57 | Corr. | 8 | Non Useable Floor Area Space Group | 805 | Non-usable - Circulation space |  | Unknown | 0.00 | NO
North Terrace_NT14-Engineering North_Second Floor_N225 _ T-Ray Research Laboratory | NT-NT14-05-N225 | NT14-05-N225-T-Ray Research Laboratory | North Terrace | NT | NT14 | Engineering North | 05 | Second Floor | N225 | 222 | School of Electrical and Electronic Engineering | 222 | School of Electrical and Electronic Engineering | 77.24 | T-Ray Research Laboratory | 3 | Specialist Teaching or Research Space Group | 312 | Laboratory - Research Only |  | Adequate | 17,421.04 | NO
North Terrace_NT14-Engineering North_Second Floor_N225A _ Laboratory - Support | NT-NT14-05-N225A | NT14-05-N225A-Laboratory - Support | North Terrace | NT | NT14 | Engineering North | 05 | Second Floor | N225A | 222 | School of Electrical and Electronic Engineering | 222 | School of Electrical and Electronic Engineering | 35.22 | Laboratory - Support | 4 | Ancillary Area Space Group | 401 | Ancillary Area - Laboratory Service and Preparation |  | Adequate | 5,255.96 | NO
North Terrace_NT14-Engineering North_Second Floor_N226 _ Electronics Store | NT-NT14-05-N226 | NT14-05-N226-Electronics Store | North Terrace | NT | NT14 | Engineering North | 05 | Second Floor | N226 | 222 | School of Electrical and Electronic Engineering | 222 | School of Electrical and Electronic Engineering | 23.16 | Electronics Store | 4 | Ancillary Area Space Group | 419 | Ancillary Area - Store Room - Generic |  | Adequate | 3,456.22 | NO
North Terrace_NT14-Engineering North_Second Floor_N227 _ HDR Office | NT-NT14-05-N227 | NT14-05-N227-HDR Office | North Terrace | NT | NT14 | Engineering North | 05 | Second Floor | N227 | 214 | ECMS Infrastructure | 214 | ECMS Faculty Services | 32.6 | HDR Office | 1 | Office Space Group | 114 | Open Plan - Research Students |  | Adequate | 5,528.38 | NO
North Terrace_NT14-Engineering North_Second Floor_N228 _ Image Processing Laboratory | NT-NT14-05-N228 | NT14-05-N228-Image Processing Laboratory | North Terrace | NT | NT14 | Engineering North | 05 | Second Floor | N228 | 219 | School of Civil Environmental and Mining Engineering | 219 | School of Civil Environmental and Mining Engineering | 13.29 | Image Processing Laboratory | 3 | Specialist Teaching or Research Space Group | 300 | Laboratory - Specialist teaching and research - type not defined |  | Adequate | 2,997.48 | NO
North Terrace_NT14-Engineering North_Second Floor_N229 _ Office | NT-NT14-05-N229 | NT14-05-N229-Office | North Terrace | NT | NT14 | Engineering North | 05 | Second Floor | N229 | 219 | School of Civil Environmental and Mining Engineering | 219 | School of Civil Environmental and Mining Engineering | 13.08 | Office | 1 | Office Space Group | 101 | Office - Academic Staff |  | Adequate | 2,218.13 | NO
North Terrace_NT14-Engineering North_Second Floor_N230 _ Laboratory | NT-NT14-05-N230 | NT14-05-N230-Laboratory | North Terrace | NT | NT14 | Engineering North | 05 | Second Floor | N230 | 219 | School of Civil Environmental and Mining Engineering | 219 | School of Civil Environmental and Mining Engineering | 32.6 | Laboratory | 3 | Specialist Teaching or Research Space Group | 300 | Laboratory - Specialist teaching and research - type not defined |  | Adequate | 7,352.74 | NO
North Terrace_NT14-Engineering North_Second Floor_N231 _ Office - CEME research | NT-NT14-05-N231 | NT14-05-N231-Office - CEME research | North Terrace | NT | NT14 | Engineering North | 05 | Second Floor | N231 | 219 | School of Civil Environmental and Mining Engineering | 219 | School of Civil Environmental and Mining Engineering | 12.91 | Office - CEME research | 1 | Office Space Group | 102 | Office - Research Staff |  | Adequate | 2,189.31 | NO
North Terrace_NT14-Engineering North_Second Floor_N231B _ Office | NT-NT14-05-N231B | NT14-05-N231B-Office | North Terrace | NT | NT14 | Engineering North | 05 | Second Floor | N231B | 219 | School of Civil Environmental and Mining Engineering | 219 | School of Civil Environmental and Mining Engineering | 11.33 | Office | 1 | Office Space Group | 101 | Office - Academic Staff |  | Adequate | 1,921.37 | NO
North Terrace_NT14-Engineering North_Second Floor_N231C _ Office 4 | NT-NT14-05-N231C | NT14-05-N231C-Office 4 | North Terrace | NT | NT14 | Engineering North | 05 | Second Floor | N231C | 219 | School of Civil Environmental and Mining Engineering | 219 | School of Civil Environmental and Mining Engineering | 11.63 | Office 4 | 1 | Office Space Group | 101 | Office - Academic Staff |  | Adequate | 1,972.24 | NO
North Terrace_NT14-Engineering North_Second Floor_N231D _ Office 3 | NT-NT14-05-N231D | NT14-05-N231D-Office 3 | North Terrace | NT | NT14 | Engineering North | 05 | Second Floor | N231D | 219 | School of Civil Environmental and Mining Engineering | 219 | School of Civil Environmental and Mining Engineering | 11.96 | Office 3 | 1 | Office Space Group | 101 | Office - Academic Staff |  | Adequate | 2,028.20 | NO
North Terrace_NT14-Engineering North_Second Floor_N231E _ Office 2 | NT-NT14-05-N231E | NT14-05-N231E-Office 2 | North Terrace | NT | NT14 | Engineering North | 05 | Second Floor | N231E | 219 | School of Civil Environmental and Mining Engineering | 219 | School of Civil Environmental and Mining Engineering | 11.56 | Office 2 | 1 | Office Space Group | 101 | Office - Academic Staff |  | Adequate | 1,960.37 | NO
North Terrace_NT14-Engineering North_Second Floor_N231F _ Laboratory | NT-NT14-05-N231F | NT14-05-N231F-Laboratory | North Terrace | NT | NT14 | Engineering North | 05 | Second Floor | N231F | 219 | School of Civil Environmental and Mining Engineering | 219 | School of Civil Environmental and Mining Engineering | 20.88 | Laboratory | 3 | Specialist Teaching or Research Space Group | 312 | Laboratory - Research Only |  | Adequate | 4,709.36 | NO
North Terrace_NT14-Engineering North_Second Floor_N231G _ Foyer / Corridor | NT-NT14-05-N231G | NT14-05-N231G-Foyer / Corridor | North Terrace | NT | NT14 | Engineering North | 05 | Second Floor | N231G | 99939 | Unusable Spaces | 99939 | Unusable Spaces | 23.97 | Foyer / Corridor | 8 | Non Useable Floor Area Space Group | 805 | Non-usable - Circulation space |  | Adequate | 0.00 | NO
North Terrace_NT14-Engineering North_Second Floor_N232 _ Office - Open Plan - Post Grad | NT-NT14-05-N232 | NT14-05-N232-Office - Open Plan - Post Grad | North Terrace | NT | NT14 | Engineering North | 05 | Second Floor | N232 | 219 | School of Civil Environmental and Mining Engineering | 219 | School of Civil Environmental and Mining Engineering | 41.81 | Office - Open Plan - Post Grad | 1 | Office Space Group | 114 | Open Plan - Research Students |  | Adequate | 7,090.23 | NO
North Terrace_NT14-Engineering North_Second Floor_N232A _ Office - Professor | NT-NT14-05-N232A | NT14-05-N232A-Office - Professor | North Terrace | NT | NT14 | Engineering North | 05 | Second Floor | N232A | 219 | School of Civil Environmental and Mining Engineering | 219 | School of Civil Environmental and Mining Engineering | 22.43 | Office - Professor | 1 | Office Space Group | 101 | Office - Academic Staff |  | Adequate | 3,803.73 | NO
North Terrace_NT14-Engineering North_Second Floor_N233 _ Corr. | NT-NT14-05-N233 | NT14-05-N233-Corr. | North Terrace | NT | NT14 | Engineering North | 05 | Second Floor | N233 | 99939 | Unusable Spaces | 99939 | Unusable Spaces | 6.32 | Corr. | 8 | Non Useable Floor Area Space Group | 805 | Non-usable - Circulation space |  | Adequate | 0.00 | NO
North Terrace_NT14-Engineering North_Second Floor_N233A _ Office | NT-NT14-05-N233A | NT14-05-N233A-Office | North Terrace | NT | NT14 | Engineering North | 05 | Second Floor | N233A | 219 | School of Civil Environmental and Mining Engineering | 219 | School of Civil Environmental and Mining Engineering | 16.21 | Office | 1 | Office Space Group | 101 | Office - Academic Staff |  | Adequate | 2,748.93 | NO
North Terrace_NT14-Engineering North_Second Floor_N233B _ Office - Staff | NT-NT14-05-N233B | NT14-05-N233B-Office - Staff | North Terrace | NT | NT14 | Engineering North | 05 | Second Floor | N233B | 219 | School of Civil Environmental and Mining Engineering | 219 | School of Civil Environmental and Mining Engineering | 20.65 | Office - Staff | 1 | Office Space Group | 116 | Open Plan - Professional/General Staff |  | Adequate | 3,501.87 | NO
North Terrace_NT14-Engineering North_Second Floor_N233C _ Office | NT-NT14-05-N233C | NT14-05-N233C-Office | North Terrace | NT | NT14 | Engineering North | 05 | Second Floor | N233C | 214 | ECMS Infrastructure | 214 | ECMS Faculty Services | 20.4 | Office | 1 | Office Space Group | 101 | Office - Academic Staff |  | Adequate | 3,459.48 | NO
North Terrace_NT14-Engineering North_Second Floor_N234 _ Office | NT-NT14-05-N234 | NT14-05-N234-Office | North Terrace | NT | NT14 | Engineering North | 05 | Second Floor | N234 | 219 | School of Civil Environmental and Mining Engineering | 219 | School of Civil Environmental and Mining Engineering | 21.11 | Office | 1 | Office Space Group | 101 | Office - Academic Staff |  | Adequate | 3,579.88 | NO
North Terrace_NT14-Engineering North_Second Floor_N235 _ Office | NT-NT14-05-N235 | NT14-05-N235-Office | North Terrace | NT | NT14 | Engineering North | 05 | Second Floor | N235 | 219 | School of Civil Environmental and Mining Engineering | 219 | School of Civil Environmental and Mining Engineering | 21.1 | Office | 1 | Office Space Group | 101 | Office - Academic Staff |  | Adequate | 3,578.18 | NO
North Terrace_NT14-Engineering North_Second Floor_N236 _ Office | NT-NT14-05-N236 | NT14-05-N236-Office | North Terrace | NT | NT14 | Engineering North | 05 | Second Floor | N236 | 219 | School of Civil Environmental and Mining Engineering | 219 | School of Civil Environmental and Mining Engineering | 20.4 | Office | 1 | Office Space Group | 101 | Office - Academic Staff |  | Adequate | 3,459.48 | NO
North Terrace_NT14-Engineering North_Second Floor_N237 _ Office | NT-NT14-05-N237 | NT14-05-N237-Office | North Terrace | NT | NT14 | Engineering North | 05 | Second Floor | N237 | 219 | School of Civil Environmental and Mining Engineering | 219 | School of Civil Environmental and Mining Engineering | 20.4 | Office | 1 | Office Space Group | 101 | Office - Academic Staff |  | Adequate | 3,459.48 | NO
North Terrace_NT14-Engineering North_Second Floor_N238 _ Office | NT-NT14-05-N238 | NT14-05-N238-Office | North Terrace | NT | NT14 | Engineering North | 05 | Second Floor | N238 | 219 | School of Civil Environmental and Mining Engineering | 219 | School of Civil Environmental and Mining Engineering | 22.12 | Office | 1 | Office Space Group | 101 | Office - Academic Staff |  | Adequate | 3,751.16 | NO
North Terrace_NT14-Engineering North_Second Floor_N239 _ Office | NT-NT14-05-N239 | NT14-05-N239-Office | North Terrace | NT | NT14 | Engineering North | 05 | Second Floor | N239 | 219 | School of Civil Environmental and Mining Engineering | 219 | School of Civil Environmental and Mining Engineering | 20.09 | Office | 1 | Office Space Group | 101 | Office - Academic Staff |  | Adequate | 3,406.91 | NO
North Terrace_NT14-Engineering North_Second Floor_N240 _ Office | NT-NT14-05-N240 | NT14-05-N240-Office | North Terrace | NT | NT14 | Engineering North | 05 | Second Floor | N240 | 219 | School of Civil Environmental and Mining Engineering | 219 | School of Civil Environmental and Mining Engineering | 20.4 | Office | 1 | Office Space Group | 101 | Office - Academic Staff |  | Adequate | 3,459.48 | NO
North Terrace_NT14-Engineering North_Second Floor_N242 _ Office - Open Plan - Post Grad | NT-NT14-05-N242 | NT14-05-N242-Office - Open Plan - Post Grad | North Terrace | NT | NT14 | Engineering North | 05 | Second Floor | N242 | 214 | ECMS Infrastructure | 214 | ECMS Faculty Services | 84.08 | Office - Open Plan - Post Grad | 1 | Office Space Group | 114 | Open Plan - Research Students |  | Adequate | 14,258.47 | NO
North Terrace_NT14-Engineering North_Second Floor_N243 _ Computing Room | NT-NT14-05-N243 | NT14-05-N243-Computing Room | North Terrace | NT | NT14 | Engineering North | 05 | Second Floor | N243 | 222 | School of Electrical and Electronic Engineering | 222 | School of Electrical and Electronic Engineering | 28.11 | Computing Room | 3 | Specialist Teaching or Research Space Group | 310 | Laboratory - Computing - Open Access |  | Adequate | 6,340.05 | NO
North Terrace_NT14-Engineering North_Second Floor_N245 _ Laboratory - Faraday/5G | NT-NT14-05-N245 | NT14-05-N245-Laboratory - Faraday/5G | North Terrace | NT | NT14 | Engineering North | 05 | Second Floor | N245 | 99225 | Commercial - Nokia | 859 | Infrastructure | 61.96 | Laboratory - Faraday/5G | 3 | Specialist Teaching or Research Space Group | 312 | Laboratory - Research Only |  | Adequate | 13,974.72 | NO
North Terrace_NT14-Engineering North_Second Floor_N246 _ BioMedical Engineering Laborator | NT-NT14-05-N246 | NT14-05-N246-BioMedical Engineering Laborator | North Terrace | NT | NT14 | Engineering North | 05 | Second Floor | N246 | 222 | School of Electrical and Electronic Engineering | 222 | School of Electrical and Electronic Engineering | 35.27 | BioMedical Engineering Laborator | 3 | Specialist Teaching or Research Space Group | 300 | Laboratory - Specialist teaching and research - type not defined |  | Adequate | 7,954.95 | NO
North Terrace_NT14-Engineering North_Second Floor_N246A _ Store | NT-NT14-05-N246A | NT14-05-N246A-Store | North Terrace | NT | NT14 | Engineering North | 05 | Second Floor | N246A | 222 | School of Electrical and Electronic Engineering | 222 | School of Electrical and Electronic Engineering | 1.17 | Store | 4 | Ancillary Area Space Group | 419 | Ancillary Area - Store Room - Generic |  | Adequate | 174.60 | NO
North Terrace_NT14-Engineering North_Second Floor_N247 _ Office - HDR | NT-NT14-05-N247 | NT14-05-N247-Office - HDR | North Terrace | NT | NT14 | Engineering North | 05 | Second Floor | N247 | 214 | ECMS Infrastructure | 214 | ECMS Faculty Services | 53.26 | Office - HDR | 1 | Office Space Group | 103 | Office - Research Students |  | Adequate | 9,031.94 | NO
North Terrace_NT14-Engineering North_Second Floor_N248 _ Microwave Laboratory | NT-NT14-05-N248 | NT14-05-N248-Microwave Laboratory | North Terrace | NT | NT14 | Engineering North | 05 | Second Floor | N248 | 222 | School of Electrical and Electronic Engineering | 222 | School of Electrical and Electronic Engineering | 39.95 | Microwave Laboratory | 3 | Specialist Teaching or Research Space Group | 300 | Laboratory - Specialist teaching and research - type not defined |  | Adequate | 9,010.49 | NO
North Terrace_NT14-Engineering North_Second Floor_N248A _ Anechoic Chamber Laboratory | NT-NT14-05-N248A | NT14-05-N248A-Anechoic Chamber Laboratory | North Terrace | NT | NT14 | Engineering North | 05 | Second Floor | N248A | 222 | School of Electrical and Electronic Engineering | 222 | School of Electrical and Electronic Engineering | 25.19 | Anechoic Chamber Laboratory | 3 | Specialist Teaching or Research Space Group | 300 | Laboratory - Specialist teaching and research - type not defined |  | Adequate | 5,681.46 | NO
North Terrace_NT14-Engineering North_Second Floor_N248B _ Store | NT-NT14-05-N248B | NT14-05-N248B-Store | North Terrace | NT | NT14 | Engineering North | 05 | Second Floor | N248B | 222 | School of Electrical and Electronic Engineering | 222 | School of Electrical and Electronic Engineering | 13.7 | Store | 4 | Ancillary Area Space Group | 419 | Ancillary Area - Store Room - Generic |  | Adequate | 2,044.48 | NO
North Terrace_NT14-Engineering North_Second Floor_N249 _ Store | NT-NT14-05-N249 | NT14-05-N249-Store | North Terrace | NT | NT14 | Engineering North | 05 | Second Floor | N249 | 222 | School of Electrical and Electronic Engineering | 222 | School of Electrical and Electronic Engineering | 12.93 | Store | 4 | Ancillary Area Space Group | 419 | Ancillary Area - Store Room - Generic |  | Adequate | 1,929.57 | NO
North Terrace_NT14-Engineering North_Third Floor_N301 _ Breakout | NT-NT14-06-N301 | NT14-06-N301-Breakout | North Terrace | NT | NT14 | Engineering North | 06 | Third Floor | N301 | 99939 | Unusable Spaces | 99939 | Unusable Spaces | 32.4 | Breakout | 5 | Library, IT and Learning Space Group | 517 | Informal Learning | INFORMAL-PRIM-S | Excellent | 9,046.08 | NO
North Terrace_NT14-Engineering North_Third Floor_N301A _ Store Room | NT-NT14-06-N301A | NT14-06-N301A-Store Room | North Terrace | NT | NT14 | Engineering North | 06 | Third Floor | N301A | 99946 | Vacant not occupiable | 99939 | Unusable Spaces | 4.07 | Store Room | 4 | Ancillary Area Space Group | 419 | Ancillary Area - Store Room - Generic |  | Unknown | 0.00 | NO
North Terrace_NT14-Engineering North_Third Floor_N301B _ Store | NT-NT14-06-N301B | NT14-06-N301B-Store | North Terrace | NT | NT14 | Engineering North | 06 | Third Floor | N301B | 99946 | Vacant not occupiable | 99939 | Unusable Spaces | 2.09 | Store | 4 | Ancillary Area Space Group | 419 | Ancillary Area - Store Room - Generic |  | Unknown | 0.00 | NO
North Terrace_NT14-Engineering North_Third Floor_N301D _ Lift | NT-NT14-06-N301D | NT14-06-N301D-Lift | North Terrace | NT | NT14 | Engineering North | 06 | Third Floor | N301D | 99939 | Unusable Spaces | 99939 | Unusable Spaces | 5.79 | Lift | 8 | Non Useable Floor Area Space Group | 838 | Non-usable - Lift |  | Unknown | 0.00 | NO
North Terrace_NT14-Engineering North_Third Floor_N302 _ Stair | NT-NT14-06-N302 | NT14-06-N302-Stair | North Terrace | NT | NT14 | Engineering North | 06 | Third Floor | N302 | 99939 | Unusable Spaces | 99939 | Unusable Spaces | 4.63 | Stair | 8 | Non Useable Floor Area Space Group | 805 | Non-usable - Circulation space |  | Unknown | 0.00 | NO
North Terrace_NT14-Engineering North_Third Floor_N303 _ Stair | NT-NT14-06-N303 | NT14-06-N303-Stair | North Terrace | NT | NT14 | Engineering North | 06 | Third Floor | N303 | 99939 | Unusable Spaces | 99939 | Unusable Spaces | 10.81 | Stair | 8 | Non Useable Floor Area Space Group | 805 | Non-usable - Circulation space |  | Unknown | 0.00 | NO
North Terrace_NT14-Engineering North_Third Floor_N304 _ Plantroom - A/C | NT-NT14-06-N304 | NT14-06-N304-Plantroom - A/C | North Terrace | NT | NT14 | Engineering North | 06 | Third Floor | N304 | 99939 | Unusable Spaces | 99939 | Unusable Spaces | 17.07 | Plantroom - A/C | 8 | Non Useable Floor Area Space Group | 810 | Non-usable - Mechanical plant room |  | Unknown | 0.00 | NO
North Terrace_NT14-Engineering North_Third Floor_N305 _ Stair | NT-NT14-06-N305 | NT14-06-N305-Stair | North Terrace | NT | NT14 | Engineering North | 06 | Third Floor | N305 | 99939 | Unusable Spaces | 99939 | Unusable Spaces | 19.29 | Stair | 8 | Non Useable Floor Area Space Group | 805 | Non-usable - Circulation space |  | Unknown | 0.00 | NO
North Terrace_NT14-Engineering North_Third Floor_N306 _ Plantroom | NT-NT14-06-N306 | NT14-06-N306-Plantroom | North Terrace | NT | NT14 | Engineering North | 06 | Third Floor | N306 | 99939 | Unusable Spaces | 99939 | Unusable Spaces | 32.36 | Plantroom | 8 | Non Useable Floor Area Space Group | 810 | Non-usable - Mechanical plant room |  | Unknown | 0.00 | NO
North Terrace_NT14-Engineering North_Third Floor_N307 _ Plantroom | NT-NT14-06-N307 | NT14-06-N307-Plantroom | North Terrace | NT | NT14 | Engineering North | 06 | Third Floor | N307 | 99939 | Unusable Spaces | 99939 | Unusable Spaces | 32.36 | Plantroom | 8 | Non Useable Floor Area Space Group | 810 | Non-usable - Mechanical plant room |  | Unknown | 0.00 | NO
North Terrace_NT14-Engineering North_Third Floor_N308 _ Plantroom | NT-NT14-06-N308 | NT14-06-N308-Plantroom | North Terrace | NT | NT14 | Engineering North | 06 | Third Floor | N308 | 99939 | Unusable Spaces | 99939 | Unusable Spaces | 80.91 | Plantroom | 8 | Non Useable Floor Area Space Group | 810 | Non-usable - Mechanical plant room |  | Unknown | 0.00 | NO
North Terrace_NT14-Engineering North_Roof Level_R.01 _ Services Zone (NUFA) | NT-NT14-07-R.01 | NT14-07-R.01-Services Zone (NUFA) | North Terrace | NT | NT14 | Engineering North | 07 | Roof Level | R.01 | 99939 | Unusable Spaces | 99939 | Unusable Spaces | 33.56 | Services Zone (NUFA) | 8 | Non Useable Floor Area Space Group | 810 | Non-usable - Mechanical plant room |  | Unknown | 0.00 | NO
North Terrace_NT14-Engineering North_Roof Level_R1 _ Lift Motor Room | NT-NT14-07-R1 | NT14-07-R1-Lift Motor Room | North Terrace | NT | NT14 | Engineering North | 07 | Roof Level | R1 | 99939 | Unusable Spaces | 99939 | Unusable Spaces | 10.82 | Lift Motor Room | 8 | Non Useable Floor Area Space Group | 809 | Non-usable - Lift motor room |  | Unknown | 0.00 | NO
North Terrace_NT15-Engineering South_Ground Floor_SG01 _ Entry | NT-NT15-01-SG01 | NT15-01-SG01-Entry | North Terrace | NT | NT15 | Engineering South | 01 | Ground Floor | SG01 | 99939 | Unusable Spaces | 99939 | Unusable Spaces | 6.3 | Entry | 8 | Non Useable Floor Area Space Group | 805 | Non-usable - Circulation space |  | Adequate | 0.00 | NO
North Terrace_NT15-Engineering South_Ground Floor_SG01A _ Store | NT-NT15-01-SG01A | NT15-01-SG01A-Store | North Terrace | NT | NT15 | Engineering South | 01 | Ground Floor | SG01A | 223 | School of Mechanical Engineering | 223 | School of Mechanical Engineering | 0.87 | Store | 4 | Ancillary Area Space Group | 419 | Ancillary Area - Store Room - Generic |  | Adequate | 129.83 | NO
North Terrace_NT15-Engineering South_Ground Floor_SG01B _ Stair Lobby | NT-NT15-01-SG01B | NT15-01-SG01B-Stair Lobby | North Terrace | NT | NT15 | Engineering South | 01 | Ground Floor | SG01B | 99939 | Unusable Spaces | 99939 | Unusable Spaces | 14.12 | Stair Lobby | 8 | Non Useable Floor Area Space Group | 805 | Non-usable - Circulation space |  | Adequate | 0.00 | NO
North Terrace_NT15-Engineering South_Ground Floor_SG02 _ Switch Board | NT-NT15-01-SG02 | NT15-01-SG02-Switch Board | North Terrace | NT | NT15 | Engineering South | 01 | Ground Floor | SG02 | 99939 | Unusable Spaces | 99939 | Unusable Spaces | 6.43 | Switch Board | 8 | Non Useable Floor Area Space Group | 815 | Non-usable - Switch room |  | Unknown | 0.00 | NO
North Terrace_NT15-Engineering South_Ground Floor_SG03 _ Stair | NT-NT15-01-SG03 | NT15-01-SG03-Stair | North Terrace | NT | NT15 | Engineering South | 01 | Ground Floor | SG03 | 99939 | Unusable Spaces | 99939 | Unusable Spaces | 2.46 | Stair | 8 | Non Useable Floor Area Space Group | 805 | Non-usable - Circulation space |  | Adequate | 0.00 | NO
North Terrace_NT15-Engineering South_Ground Floor_SG04 _ Vibroacoustics Research Area | NT-NT15-01-SG04 | NT15-01-SG04-Vibroacoustics Research Area | North Terrace | NT | NT15 | Engineering South | 01 | Ground Floor | SG04 | 223 | School of Mechanical Engineering | 223 | School of Mechanical Engineering | 116.83 | Vibroacoustics Research Area | 3 | Specialist Teaching or Research Space Group | 300 | Laboratory - Specialist teaching and research - type not defined |  | Excellent | 38,734.99 | NO
North Terrace_NT15-Engineering South_Ground Floor_SG04A _ Entry | NT-NT15-01-SG04A | NT15-01-SG04A-Entry | North Terrace | NT | NT15 | Engineering South | 01 | Ground Floor | SG04A | 99939 | Unusable Spaces | 99939 | Unusable Spaces | 6.6 | Entry | 8 | Non Useable Floor Area Space Group | 805 | Non-usable - Circulation space |  | Excellent | 0.00 | NO
North Terrace_NT15-Engineering South_Ground Floor_SG04B _ Store | NT-NT15-01-SG04B | NT15-01-SG04B-Store | North Terrace | NT | NT15 | Engineering South | 01 | Ground Floor | SG04B | 223 | School of Mechanical Engineering | 223 | School of Mechanical Engineering | 1.09 | Store | 4 | Ancillary Area Space Group | 419 | Ancillary Area - Store Room - Generic |  | Excellent | 239.11 | NO
North Terrace_NT15-Engineering South_Ground Floor_SG04C _ Store | NT-NT15-01-SG04C | NT15-01-SG04C-Store | North Terrace | NT | NT15 | Engineering South | 01 | Ground Floor | SG04C | 223 | School of Mechanical Engineering | 223 | School of Mechanical Engineering | 2.23 | Store | 4 | Ancillary Area Space Group | 419 | Ancillary Area - Store Room - Generic |  | Excellent | 489.20 | NO
North Terrace_NT15-Engineering South_Ground Floor_SG04D _ Control Area - Chamber | NT-NT15-01-SG04D | NT15-01-SG04D-Control Area - Chamber | North Terrace | NT | NT15 | Engineering South | 01 | Ground Floor | SG04D | 223 | School of Mechanical Engineering | 223 | School of Mechanical Engineering | 6.09 | Control Area - Chamber | 3 | Specialist Teaching or Research Space Group | 300 | Laboratory - Specialist teaching and research - type not defined |  | Excellent | 2,019.14 | NO
North Terrace_NT15-Engineering South_Ground Floor_SG04E _ Entry - Anechoic Chamber | NT-NT15-01-SG04E | NT15-01-SG04E-Entry - Anechoic Chamber | North Terrace | NT | NT15 | Engineering South | 01 | Ground Floor | SG04E | 223 | School of Mechanical Engineering | 223 | School of Mechanical Engineering | 7.21 | Entry - Anechoic Chamber | 3 | Specialist Teaching or Research Space Group | 300 | Laboratory - Specialist teaching and research - type not defined |  | Excellent | 2,390.48 | NO
North Terrace_NT15-Engineering South_Ground Floor_SG04F _ Store - Anechoic Chamber | NT-NT15-01-SG04F | NT15-01-SG04F-Store - Anechoic Chamber | North Terrace | NT | NT15 | Engineering South | 01 | Ground Floor | SG04F | 223 | School of Mechanical Engineering | 223 | School of Mechanical Engineering | 0.49 | Store - Anechoic Chamber | 4 | Ancillary Area Space Group | 419 | Ancillary Area - Store Room - Generic |  | Excellent | 107.49 | NO
North Terrace_NT15-Engineering South_Ground Floor_SG04G _ Lift Platform | NT-NT15-01-SG04G | NT15-01-SG04G-Lift Platform | North Terrace | NT | NT15 | Engineering South | 01 | Ground Floor | SG04G | 223 | School of Mechanical Engineering | 223 | School of Mechanical Engineering | 3.28 | Lift Platform | 8 | Non Useable Floor Area Space Group | 805 | Non-usable - Circulation space |  | Excellent | 0.00 | NO
North Terrace_NT15-Engineering South_Ground Floor_SG04H _ Store - Mobile Table | NT-NT15-01-SG04H | NT15-01-SG04H-Store - Mobile Table | North Terrace | NT | NT15 | Engineering South | 01 | Ground Floor | SG04H | 223 | School of Mechanical Engineering | 223 | School of Mechanical Engineering | 2 | Store - Mobile Table | 3 | Specialist Teaching or Research Space Group | 300 | Laboratory - Specialist teaching and research - type not defined |  | Excellent | 663.10 | NO
North Terrace_NT15-Engineering South_Ground Floor_SG04J _ DB | NT-NT15-01-SG04J | NT15-01-SG04J-DB | North Terrace | NT | NT15 | Engineering South | 01 | Ground Floor | SG04J | 99939 | Unusable Spaces | 99939 | Unusable Spaces | 0.73 | DB | 8 | Non Useable Floor Area Space Group | 815 | Non-usable - Switch room |  | Excellent | 0.00 | NO
North Terrace_NT15-Engineering South_Ground Floor_SG04K _ Store | NT-NT15-01-SG04K | NT15-01-SG04K-Store | North Terrace | NT | NT15 | Engineering South | 01 | Ground Floor | SG04K | 223 | School of Mechanical Engineering | 223 | School of Mechanical Engineering | 0.77 | Store | 4 | Ancillary Area Space Group | 419 | Ancillary Area - Store Room - Generic |  | Excellent | 168.92 | NO
North Terrace_NT15-Engineering South_Ground Floor_SG05 _ Laser Vibrometer Area | NT-NT15-01-SG05 | NT15-01-SG05-Laser Vibrometer Area | North Terrace | NT | NT15 | Engineering South | 01 | Ground Floor | SG05 | 223 | School of Mechanical Engineering | 223 | School of Mechanical Engineering | 19.03 | Laser Vibrometer Area | 3 | Specialist Teaching or Research Space Group | 300 | Laboratory - Specialist teaching and research - type not defined |  | Excellent | 6,309.40 | NO
North Terrace_NT15-Engineering South_Ground Floor_SG06 _ Outer Source Chamber | NT-NT15-01-SG06 | NT15-01-SG06-Outer Source Chamber | North Terrace | NT | NT15 | Engineering South | 01 | Ground Floor | SG06 | 223 | School of Mechanical Engineering | 223 | School of Mechanical Engineering | 14.62 | Outer Source Chamber | 8 | Non Useable Floor Area Space Group | 814 | Non-usable - Unusable space |  | Excellent | 0.00 | NO
North Terrace_NT15-Engineering South_Ground Floor_SG06A _ Source Chamber | NT-NT15-01-SG06A | NT15-01-SG06A-Source Chamber | North Terrace | NT | NT15 | Engineering South | 01 | Ground Floor | SG06A | 223 | School of Mechanical Engineering | 223 | School of Mechanical Engineering | 31.61 | Source Chamber | 3 | Specialist Teaching or Research Space Group | 300 | Laboratory - Specialist teaching and research - type not defined |  | Excellent | 10,480.30 | NO
North Terrace_NT15-Engineering South_Ground Floor_SG06B _ Entry - Source Chamber | NT-NT15-01-SG06B | NT15-01-SG06B-Entry - Source Chamber | North Terrace | NT | NT15 | Engineering South | 01 | Ground Floor | SG06B | 223 | School of Mechanical Engineering | 223 | School of Mechanical Engineering | 2.1 | Entry - Source Chamber | 8 | Non Useable Floor Area Space Group | 805 | Non-usable - Circulation space |  | Excellent | 0.00 | NO
North Terrace_NT15-Engineering South_Ground Floor_SG07 _ Outer Receiver Chamber | NT-NT15-01-SG07 | NT15-01-SG07-Outer Receiver Chamber | North Terrace | NT | NT15 | Engineering South | 01 | Ground Floor | SG07 | 223 | School of Mechanical Engineering | 223 | School of Mechanical Engineering | 15.9 | Outer Receiver Chamber | 8 | Non Useable Floor Area Space Group | 814 | Non-usable - Unusable space |  | Excellent | 0.00 | NO
North Terrace_NT15-Engineering South_Ground Floor_SG07A _ Receiver Chamber | NT-NT15-01-SG07A | NT15-01-SG07A-Receiver Chamber | North Terrace | NT | NT15 | Engineering South | 01 | Ground Floor | SG07A | 223 | School of Mechanical Engineering | 223 | School of Mechanical Engineering | 38.13 | Receiver Chamber | 3 | Specialist Teaching or Research Space Group | 300 | Laboratory - Specialist teaching and research - type not defined |  | Excellent | 12,642.00 | NO
North Terrace_NT15-Engineering South_Ground Floor_SG08 _ Outer Anechoic Chamber | NT-NT15-01-SG08 | NT15-01-SG08-Outer Anechoic Chamber | North Terrace | NT | NT15 | Engineering South | 01 | Ground Floor | SG08 | 223 | School of Mechanical Engineering | 223 | School of Mechanical Engineering | 23.8 | Outer Anechoic Chamber | 8 | Non Useable Floor Area Space Group | 814 | Non-usable - Unusable space |  | Excellent | 0.00 | NO
North Terrace_NT15-Engineering South_Ground Floor_SG08A _ Anechoic Chamber | NT-NT15-01-SG08A | NT15-01-SG08A-Anechoic Chamber | North Terrace | NT | NT15 | Engineering South | 01 | Ground Floor | SG08A | 223 | School of Mechanical Engineering | 223 | School of Mechanical Engineering | 42.09 | Anechoic Chamber | 3 | Specialist Teaching or Research Space Group | 300 | Laboratory - Specialist teaching and research - type not defined |  | Adequate | 9,493.16 | NO
North Terrace_NT15-Engineering South_Ground Floor_SG08B _ Store - Acoustics | NT-NT15-01-SG08B | NT15-01-SG08B-Store - Acoustics | North Terrace | NT | NT15 | Engineering South | 01 | Ground Floor | SG08B | 223 | School of Mechanical Engineering | 223 | School of Mechanical Engineering | 12.76 | Store - Acoustics | 4 | Ancillary Area Space Group | 419 | Ancillary Area - Store Room - Generic |  | Adequate | 1,904.20 | NO
North Terrace_NT15-Engineering South_Ground Floor_SG09 _ Flexible Research Area | NT-NT15-01-SG09 | NT15-01-SG09-Flexible Research Area | North Terrace | NT | NT15 | Engineering South | 01 | Ground Floor | SG09 | 223 | School of Mechanical Engineering | 223 | School of Mechanical Engineering | 19.74 | Flexible Research Area | 3 | Specialist Teaching or Research Space Group | 300 | Laboratory - Specialist teaching and research - type not defined |  | Excellent | 6,544.80 | NO
North Terrace_NT15-Engineering South_Ground Floor_SG10 _ Creation Studio | NT-NT15-01-SG10 | NT15-01-SG10-Creation Studio | North Terrace | NT | NT15 | Engineering South | 01 | Ground Floor | SG10 | 214 | ECMS Infrastructure | 214 | ECMS Faculty Services | 250.82 | Creation Studio | 3 | Specialist Teaching or Research Space Group | 300 | Laboratory - Specialist teaching and research - type not defined |  | Excellent | 83,159.38 | NO
North Terrace_NT15-Engineering South_Ground Floor_SG10A _ Laboratory - Laser | NT-NT15-01-SG10A | NT15-01-SG10A-Laboratory - Laser | North Terrace | NT | NT15 | Engineering South | 01 | Ground Floor | SG10A | 223 | School of Mechanical Engineering | 223 | School of Mechanical Engineering | 35.41 | Laboratory - Laser | 3 | Specialist Teaching or Research Space Group | 300 | Laboratory - Specialist teaching and research - type not defined |  | Barely Adequate | 7,667.06 | NO
North Terrace_NT15-Engineering South_Ground Floor_SG10B _ Store | NT-NT15-01-SG10B | NT15-01-SG10B-Store | North Terrace | NT | NT15 | Engineering South | 01 | Ground Floor | SG10B | 214 | ECMS Infrastructure | 214 | ECMS Faculty Services | 16.26 | Store | 4 | Ancillary Area Space Group | 419 | Ancillary Area - Store Room - Generic |  | Excellent | 3,566.98 | NO
North Terrace_NT15-Engineering South_Ground Floor_SG10C _ Breakout 1 | NT-NT15-01-SG10C | NT15-01-SG10C-Breakout 1 | North Terrace | NT | NT15 | Engineering South | 01 | Ground Floor | SG10C | 214 | ECMS Infrastructure | 214 | ECMS Faculty Services | 15.3 | Breakout 1 | 2 | Teaching Space Group | 217 | Collaborative Teaching Space |  | Excellent | 4,653.17 | NO
North Terrace_NT15-Engineering South_Ground Floor_SG10D _ Breakout 1 | NT-NT15-01-SG10D | NT15-01-SG10D-Breakout 1 | North Terrace | NT | NT15 | Engineering South | 01 | Ground Floor | SG10D | 214 | ECMS Infrastructure | 214 | ECMS Faculty Services | 14.83 | Breakout 1 | 2 | Teaching Space Group | 217 | Collaborative Teaching Space |  | Excellent | 4,510.23 | NO
North Terrace_NT15-Engineering South_Ground Floor_SG10E _ Utilities | NT-NT15-01-SG10E | NT15-01-SG10E-Utilities | North Terrace | NT | NT15 | Engineering South | 01 | Ground Floor | SG10E | 214 | ECMS Infrastructure | 214 | ECMS Faculty Services | 9.56 | Utilities | 6 | General Facility Space Group | 603 | General Facility - Resource room |  | Excellent | 2,669.15 | NO
North Terrace_NT15-Engineering South_Ground Floor_SG10F _ Lockers | NT-NT15-01-SG10F | NT15-01-SG10F-Lockers | North Terrace | NT | NT15 | Engineering South | 01 | Ground Floor | SG10F | 214 | ECMS Infrastructure | 214 | ECMS Faculty Services | 6.07 | Lockers | 4 | Ancillary Area Space Group | 416 | Ancillary Area - Locker Storage/Room |  | Excellent | 1,331.58 | NO
North Terrace_NT15-Engineering South_Ground Floor_SG10G _ Stair | NT-NT15-01-SG10G | NT15-01-SG10G-Stair | North Terrace | NT | NT15 | Engineering South | 01 | Ground Floor | SG10G | 99939 | Unusable Spaces | 99939 | Unusable Spaces | 4.79 | Stair | 8 | Non Useable Floor Area Space Group | 805 | Non-usable - Circulation space |  | Excellent | 0.00 | NO
North Terrace_NT15-Engineering South_Ground Floor_SG10H _ Stair | NT-NT15-01-SG10H | NT15-01-SG10H-Stair | North Terrace | NT | NT15 | Engineering South | 01 | Ground Floor | SG10H | 99939 | Unusable Spaces | 99939 | Unusable Spaces | 5.6 | Stair | 8 | Non Useable Floor Area Space Group | 805 | Non-usable - Circulation space |  | Excellent | 0.00 | NO
North Terrace_NT15-Engineering South_Ground Floor_SG10I _ Storage | NT-NT15-01-SG10I | NT15-01-SG10I-Storage | North Terrace | NT | NT15 | Engineering South | 01 | Ground Floor | SG10I | 214 | ECMS Infrastructure | 214 | ECMS Faculty Services | 4.27 | Storage | 4 | Ancillary Area Space Group | 419 | Ancillary Area - Store Room - Generic |  | Excellent | 936.72 | NO
North Terrace_NT15-Engineering South_Ground Floor_SG11 _ Workshop | NT-NT15-01-SG11 | NT15-01-SG11-Workshop | North Terrace | NT | NT15 | Engineering South | 01 | Ground Floor | SG11 | 214 | ECMS Infrastructure | 214 | ECMS Faculty Services | 277.51 | Workshop | 4 | Ancillary Area Space Group | 403 | Ancillary Area - Workshop |  | Adequate | 41,413.45 | NO
North Terrace_NT15-Engineering South_Ground Floor_SG11A _ Student Workshop | NT-NT15-01-SG11A | NT15-01-SG11A-Student Workshop | North Terrace | NT | NT15 | Engineering South | 01 | Ground Floor | SG11A | 214 | ECMS Infrastructure | 214 | ECMS Faculty Services | 54.24 | Student Workshop | 4 | Ancillary Area Space Group | 403 | Ancillary Area - Workshop |  | Adequate | 8,094.36 | NO
North Terrace_NT15-Engineering South_Ground Floor_SG11B _ Storage | NT-NT15-01-SG11B | NT15-01-SG11B-Storage | North Terrace | NT | NT15 | Engineering South | 01 | Ground Floor | SG11B | 214 | ECMS Infrastructure | 214 | ECMS Faculty Services | 7.57 | Storage | 4 | Ancillary Area Space Group | 419 | Ancillary Area - Store Room - Generic |  | Excellent | 1,660.64 | NO
North Terrace_NT15-Engineering South_Ground Floor_SG11C _ Stair | NT-NT15-01-SG11C | NT15-01-SG11C-Stair | North Terrace | NT | NT15 | Engineering South | 01 | Ground Floor | SG11C | 99939 | Unusable Spaces | 99939 | Unusable Spaces | 4.13 | Stair | 8 | Non Useable Floor Area Space Group | 805 | Non-usable - Circulation space |  | Unknown | 0.00 | NO
North Terrace_NT15-Engineering South_Ground Floor_SG12 _ Fabrication Studio | NT-NT15-01-SG12 | NT15-01-SG12-Fabrication Studio | North Terrace | NT | NT15 | Engineering South | 01 | Ground Floor | SG12 | 214 | ECMS Infrastructure | 214 | ECMS Faculty Services | 190.59 | Fabrication Studio | 3 | Specialist Teaching or Research Space Group | 300 | Laboratory - Specialist teaching and research - type not defined |  | Excellent | 63,190.12 | NO
North Terrace_NT15-Engineering South_Ground Floor_SG12A _ Welding Bay / Workshop | NT-NT15-01-SG12A | NT15-01-SG12A-Welding Bay / Workshop | North Terrace | NT | NT15 | Engineering South | 01 | Ground Floor | SG12A | 214 | ECMS Infrastructure | 214 | ECMS Faculty Services | 131.84 | Welding Bay / Workshop | 4 | Ancillary Area Space Group | 403 | Ancillary Area - Workshop |  | Adequate | 19,674.78 | NO
North Terrace_NT15-Engineering South_Ground Floor_SG12B _ Workshop | NT-NT15-01-SG12B | NT15-01-SG12B-Workshop | North Terrace | NT | NT15 | Engineering South | 01 | Ground Floor | SG12B | 214 | ECMS Infrastructure | 214 | ECMS Faculty Services | 47.02 | Workshop | 4 | Ancillary Area Space Group | 403 | Ancillary Area - Workshop |  | Excellent | 10,314.85 | NO
North Terrace_NT15-Engineering South_Ground Floor_SG12C _ Switch Room | NT-NT15-01-SG12C | NT15-01-SG12C-Switch Room | North Terrace | NT | NT15 | Engineering South | 01 | Ground Floor | SG12C | 99939 | Unusable Spaces | 99939 | Unusable Spaces | 13.26 | Switch Room | 8 | Non Useable Floor Area Space Group | 815 | Non-usable - Switch room |  | Unknown | 0.00 | NO
North Terrace_NT15-Engineering South_Ground Floor_SG12D _ Spray / Composite Room | NT-NT15-01-SG12D | NT15-01-SG12D-Spray / Composite Room | North Terrace | NT | NT15 | Engineering South | 01 | Ground Floor | SG12D | 214 | ECMS Infrastructure | 214 | ECMS Faculty Services | 20.66 | Spray / Composite Room | 3 | Specialist Teaching or Research Space Group | 300 | Laboratory - Specialist teaching and research - type not defined |  | Excellent | 6,849.82 | NO
North Terrace_NT15-Engineering South_Ground Floor_SG12E _ Collaboration | NT-NT15-01-SG12E | NT15-01-SG12E-Collaboration | North Terrace | NT | NT15 | Engineering South | 01 | Ground Floor | SG12E | 214 | ECMS Infrastructure | 214 | ECMS Faculty Services | 29.74 | Collaboration | 2 | Teaching Space Group | 217 | Collaborative Teaching Space |  | Excellent | 9,044.78 | NO
North Terrace_NT15-Engineering South_Ground Floor_SG12F _ Fabrication Studio | NT-NT15-01-SG12F | NT15-01-SG12F-Fabrication Studio | North Terrace | NT | NT15 | Engineering South | 01 | Ground Floor | SG12F | 214 | ECMS Infrastructure | 214 | ECMS Faculty Services | 24.35 | Fabrication Studio | 3 | Specialist Teaching or Research Space Group | 300 | Laboratory - Specialist teaching and research - type not defined |  | Excellent | 8,073.24 | NO
North Terrace_NT15-Engineering South_Ground Floor_SG14 _ Stair | NT-NT15-01-SG14 | NT15-01-SG14-Stair | North Terrace | NT | NT15 | Engineering South | 01 | Ground Floor | SG14 | 99939 | Unusable Spaces | 99939 | Unusable Spaces | 4.33 | Stair | 8 | Non Useable Floor Area Space Group | 805 | Non-usable - Circulation space |  | Unknown | 0.00 | NO
North Terrace_NT15-Engineering South_Ground Floor_SG15 _ A/L - M | NT-NT15-01-SG15 | NT15-01-SG15-A/L - M | North Terrace | NT | NT15 | Engineering South | 01 | Ground Floor | SG15 | 99939 | Unusable Spaces | 99939 | Unusable Spaces | 2.52 | A/L - M | 8 | Non Useable Floor Area Space Group | 821 | Non-usable - Toilets/Amenities - Male |  | Unknown | 0.00 | NO
North Terrace_NT15-Engineering South_Ground Floor_SG15A _ WC - M | NT-NT15-01-SG15A | NT15-01-SG15A-WC - M | North Terrace | NT | NT15 | Engineering South | 01 | Ground Floor | SG15A | 99939 | Unusable Spaces | 99939 | Unusable Spaces | 15.06 | WC - M | 8 | Non Useable Floor Area Space Group | 821 | Non-usable - Toilets/Amenities - Male |  | Unknown | 0.00 | NO
North Terrace_NT15-Engineering South_Ground Floor_SG16 _ Corr. | NT-NT15-01-SG16 | NT15-01-SG16-Corr. | North Terrace | NT | NT15 | Engineering South | 01 | Ground Floor | SG16 | 99939 | Unusable Spaces | 99939 | Unusable Spaces | 10.5 | Corr. | 8 | Non Useable Floor Area Space Group | 805 | Non-usable - Circulation space |  | Unknown | 0.00 | NO
North Terrace_NT15-Engineering South_Ground Floor_SG16A _ Corr. | NT-NT15-01-SG16A | NT15-01-SG16A-Corr. | North Terrace | NT | NT15 | Engineering South | 01 | Ground Floor | SG16A | 99939 | Unusable Spaces | 99939 | Unusable Spaces | 11.78 | Corr. | 8 | Non Useable Floor Area Space Group | 805 | Non-usable - Circulation space |  | Unknown | 0.00 | NO
North Terrace_NT15-Engineering South_Ground Floor_SG16B _ Computer | NT-NT15-01-SG16B | NT15-01-SG16B-Computer | North Terrace | NT | NT15 | Engineering South | 01 | Ground Floor | SG16B | 99939 | Unusable Spaces | 99939 | Unusable Spaces | 0.38 | Computer | 8 | Non Useable Floor Area Space Group | 840 | Non-usable - Service riser |  | Unknown | 0.00 | NO
North Terrace_NT15-Engineering South_Ground Floor_SG16C _ VSR - Telecom | NT-NT15-01-SG16C | NT15-01-SG16C-VSR - Telecom | North Terrace | NT | NT15 | Engineering South | 01 | Ground Floor | SG16C | 99939 | Unusable Spaces | 99939 | Unusable Spaces | 0.46 | VSR - Telecom | 8 | Non Useable Floor Area Space Group | 840 | Non-usable - Service riser |  | Unknown | 0.00 | NO
North Terrace_NT15-Engineering South_Ground Floor_SG16D _ Lift | NT-NT15-01-SG16D | NT15-01-SG16D-Lift | North Terrace | NT | NT15 | Engineering South | 01 | Ground Floor | SG16D | 99939 | Unusable Spaces | 99939 | Unusable Spaces | 6.63 | Lift | 8 | Non Useable Floor Area Space Group | 838 | Non-usable - Lift |  | Unknown | 0.00 | NO
North Terrace_NT15-Engineering South_Ground Floor_SG16E _ Lift Machine Room | NT-NT15-01-SG16E | NT15-01-SG16E-Lift Machine Room | North Terrace | NT | NT15 | Engineering South | 01 | Ground Floor | SG16E | 99939 | Unusable Spaces | 99939 | Unusable Spaces | 5.91 | Lift Machine Room | 8 | Non Useable Floor Area Space Group | 809 | Non-usable - Lift motor room |  | Unknown | 0.00 | NO
North Terrace_NT15-Engineering South_Ground Floor_SG17 _ Cleaner | NT-NT15-01-SG17 | NT15-01-SG17-Cleaner | North Terrace | NT | NT15 | Engineering South | 01 | Ground Floor | SG17 | 99939 | Unusable Spaces | 99939 | Unusable Spaces | 2.41 | Cleaner | 8 | Non Useable Floor Area Space Group | 806 | Non-usable - Cleaners room |  | Unknown | 0.00 | NO
North Terrace_NT15-Engineering South_Ground Floor_SG18 _ A/L - F | NT-NT15-01-SG18 | NT15-01-SG18-A/L - F | North Terrace | NT | NT15 | Engineering South | 01 | Ground Floor | SG18 | 99939 | Unusable Spaces | 99939 | Unusable Spaces | 2.16 | A/L - F | 8 | Non Useable Floor Area Space Group | 820 | Non-usable - Toilets/Amenities - Female |  | Unknown | 0.00 | NO
North Terrace_NT15-Engineering South_Ground Floor_SG18A _ WC - F | NT-NT15-01-SG18A | NT15-01-SG18A-WC - F | North Terrace | NT | NT15 | Engineering South | 01 | Ground Floor | SG18A | 99939 | Unusable Spaces | 99939 | Unusable Spaces | 9.29 | WC - F | 8 | Non Useable Floor Area Space Group | 820 | Non-usable - Toilets/Amenities - Female |  | Unknown | 0.00 | NO
North Terrace_NT15-Engineering South_Ground Floor_SG19 _ Fire Lobby | NT-NT15-01-SG19 | NT15-01-SG19-Fire Lobby | North Terrace | NT | NT15 | Engineering South | 01 | Ground Floor | SG19 | 99939 | Unusable Spaces | 99939 | Unusable Spaces | 19.8 | Fire Lobby | 8 | Non Useable Floor Area Space Group | 805 | Non-usable - Circulation space |  | Unknown | 0.00 | NO
North Terrace_NT15-Engineering South_Ground Floor_SG19D _ Mech Services | NT-NT15-01-SG19D | NT15-01-SG19D-Mech Services | North Terrace | NT | NT15 | Engineering South | 01 | Ground Floor | SG19D | 99939 | Unusable Spaces | 99939 | Unusable Spaces | 0.38 | Mech Services | 8 | Non Useable Floor Area Space Group | 840 | Non-usable - Service riser |  | Unknown | 0.00 | NO
North Terrace_NT15-Engineering South_Ground Floor_SG19E _ Fire/Hyd | NT-NT15-01-SG19E | NT15-01-SG19E-Fire/Hyd | North Terrace | NT | NT15 | Engineering South | 01 | Ground Floor | SG19E | 99939 | Unusable Spaces | 99939 | Unusable Spaces | 0.26 | Fire/Hyd | 8 | Non Useable Floor Area Space Group | 840 | Non-usable - Service riser |  | Unknown | 0.00 | NO
North Terrace_NT15-Engineering South_Ground Floor_SG20 _ Stair - North | NT-NT15-01-SG20 | NT15-01-SG20-Stair - North | North Terrace | NT | NT15 | Engineering South | 01 | Ground Floor | SG20 | 99939 | Unusable Spaces | 99939 | Unusable Spaces | 13.08 | Stair - North | 8 | Non Useable Floor Area Space Group | 805 | Non-usable - Circulation space |  | Unknown | 0.00 | NO
North Terrace_NT15-Engineering South_Ground Floor_SG25 _ Store - Oil | NT-NT15-01-SG25 | NT15-01-SG25-Store - Oil | North Terrace | NT | NT15 | Engineering South | 01 | Ground Floor | SG25 | 214 | ECMS Infrastructure | 214 | ECMS Faculty Services | 7.05 | Store - Oil | 4 | Ancillary Area Space Group | 418 | Ancillary Area - Dangerous goods storage |  | Adequate | 1,052.09 | NO
North Terrace_NT15-Engineering South_Ground Floor_SG26 _ Corr. | NT-NT15-01-SG26 | NT15-01-SG26-Corr. | North Terrace | NT | NT15 | Engineering South | 01 | Ground Floor | SG26 | 99939 | Unusable Spaces | 99939 | Unusable Spaces | 48.24 | Corr. | 8 | Non Useable Floor Area Space Group | 805 | Non-usable - Circulation space |  | Unknown | 0.00 | NO
North Terrace_NT15-Engineering South_Ground Floor_SG26A _ Control 2 | NT-NT15-01-SG26A | NT15-01-SG26A-Control 2 | North Terrace | NT | NT15 | Engineering South | 01 | Ground Floor | SG26A | 223 | School of Mechanical Engineering | 223 | School of Mechanical Engineering | 9.87 | Control 2 | 4 | Ancillary Area Space Group | 401 | Ancillary Area - Laboratory Service and Preparation |  | Adequate | 1,472.92 | NO
North Terrace_NT15-Engineering South_Ground Floor_SG26B _ Control 1 | NT-NT15-01-SG26B | NT15-01-SG26B-Control 1 | North Terrace | NT | NT15 | Engineering South | 01 | Ground Floor | SG26B | 223 | School of Mechanical Engineering | 223 | School of Mechanical Engineering | 5.06 | Control 1 | 4 | Ancillary Area Space Group | 401 | Ancillary Area - Laboratory Service and Preparation |  | Adequate | 755.12 | NO
North Terrace_NT15-Engineering South_Ground Floor_SG27 _ Jet Propulsion Laboratory | NT-NT15-01-SG27 | NT15-01-SG27-Jet Propulsion Laboratory | North Terrace | NT | NT15 | Engineering South | 01 | Ground Floor | SG27 | 223 | School of Mechanical Engineering | 223 | School of Mechanical Engineering | 20.08 | Jet Propulsion Laboratory | 3 | Specialist Teaching or Research Space Group | 300 | Laboratory - Specialist teaching and research - type not defined |  | Adequate | 4,528.93 | NO
North Terrace_NT15-Engineering South_Ground Floor_SG28 _ Engine Testing Cell | NT-NT15-01-SG28 | NT15-01-SG28-Engine Testing Cell | North Terrace | NT | NT15 | Engineering South | 01 | Ground Floor | SG28 | 223 | School of Mechanical Engineering | 223 | School of Mechanical Engineering | 36.5 | Engine Testing Cell | 3 | Specialist Teaching or Research Space Group | 300 | Laboratory - Specialist teaching and research - type not defined |  | Adequate | 8,232.36 | NO
North Terrace_NT15-Engineering South_Ground Floor_SG29 _ Store | NT-NT15-01-SG29 | NT15-01-SG29-Store | North Terrace | NT | NT15 | Engineering South | 01 | Ground Floor | SG29 | 223 | School of Mechanical Engineering | 223 | School of Mechanical Engineering | 3.99 | Store | 4 | Ancillary Area Space Group | 419 | Ancillary Area - Store Room - Generic |  | Adequate | 595.44 | NO
North Terrace_NT15-Engineering South_Ground Floor_SG30 _ Testing Cell 1 | NT-NT15-01-SG30 | NT15-01-SG30-Testing Cell 1 | North Terrace | NT | NT15 | Engineering South | 01 | Ground Floor | SG30 | 223 | School of Mechanical Engineering | 223 | School of Mechanical Engineering | 18.07 | Testing Cell 1 | 3 | Specialist Teaching or Research Space Group | 300 | Laboratory - Specialist teaching and research - type not defined |  | Adequate | 4,075.58 | NO
North Terrace_NT15-Engineering South_Ground Floor_SG31 _ SAE Workshop | NT-NT15-01-SG31 | NT15-01-SG31-SAE Workshop | North Terrace | NT | NT15 | Engineering South | 01 | Ground Floor | SG31 | 223 | School of Mechanical Engineering | 223 | School of Mechanical Engineering | 33.07 | SAE Workshop | 3 | Specialist Teaching or Research Space Group | 300 | Laboratory - Specialist teaching and research - type not defined |  | Adequate | 7,458.75 | NO
North Terrace_NT15-Engineering South_Mezzanine_SG20M _ Lift | NT-NT15-02-SG20M | NT15-02-SG20M-Lift | North Terrace | NT | NT15 | Engineering South | 02 | Mezzanine | SG20M | 99939 | Unusable Spaces | 99939 | Unusable Spaces | 6.63 | Lift | 8 | Non Useable Floor Area Space Group | 838 | Non-usable - Lift |  | Unknown | 0.00 | NO
North Terrace_NT15-Engineering South_Mezzanine_SM10A _ Store | NT-NT15-02-SM10A | NT15-02-SM10A-Store | North Terrace | NT | NT15 | Engineering South | 02 | Mezzanine | SM10A | 223 | School of Mechanical Engineering | 223 | School of Mechanical Engineering | 33.4 | Store | 4 | Ancillary Area Space Group | 419 | Ancillary Area - Store Room - Generic |  | Adequate | 4,984.36 | NO
North Terrace_NT15-Engineering South_Mezzanine_SM10B _ Stair / Landing | NT-NT15-02-SM10B | NT15-02-SM10B-Stair / Landing | North Terrace | NT | NT15 | Engineering South | 02 | Mezzanine | SM10B | 99939 | Unusable Spaces | 99939 | Unusable Spaces | 4.94 | Stair / Landing | 8 | Non Useable Floor Area Space Group | 805 | Non-usable - Circulation space |  | Adequate | 0.00 | NO
North Terrace_NT15-Engineering South_Mezzanine_SM10C _ Stair / Landing | NT-NT15-02-SM10C | NT15-02-SM10C-Stair / Landing | North Terrace | NT | NT15 | Engineering South | 02 | Mezzanine | SM10C | 99939 | Unusable Spaces | 99939 | Unusable Spaces | 8.12 | Stair / Landing | 8 | Non Useable Floor Area Space Group | 805 | Non-usable - Circulation space |  | Unknown | 0.00 | NO
North Terrace_NT15-Engineering South_Mezzanine_SM11 _ Foyer | NT-NT15-02-SM11 | NT15-02-SM11-Foyer | North Terrace | NT | NT15 | Engineering South | 02 | Mezzanine | SM11 | 99939 | Unusable Spaces | 99939 | Unusable Spaces | 4.38 | Foyer | 8 | Non Useable Floor Area Space Group | 805 | Non-usable - Circulation space |  | Unknown | 0.00 | NO
North Terrace_NT15-Engineering South_Mezzanine_SM12 _ Workshop | NT-NT15-02-SM12 | NT15-02-SM12-Workshop | North Terrace | NT | NT15 | Engineering South | 02 | Mezzanine | SM12 | 214 | ECMS Infrastructure | 214 | ECMS Faculty Services | 11.97 | Workshop | 4 | Ancillary Area Space Group | 403 | Ancillary Area - Workshop |  | Adequate | 1,786.31 | NO
North Terrace_NT15-Engineering South_Mezzanine_SM13 _ Lockers | NT-NT15-02-SM13 | NT15-02-SM13-Lockers | North Terrace | NT | NT15 | Engineering South | 02 | Mezzanine | SM13 | 214 | ECMS Infrastructure | 214 | ECMS Faculty Services | 22.15 | Lockers | 4 | Ancillary Area Space Group | 416 | Ancillary Area - Locker Storage/Room |  | Adequate | 3,305.50 | NO
North Terrace_NT15-Engineering South_Mezzanine_SM14 _ Lunchroom | NT-NT15-02-SM14 | NT15-02-SM14-Lunchroom | North Terrace | NT | NT15 | Engineering South | 02 | Mezzanine | SM14 | 214 | ECMS Infrastructure | 214 | ECMS Faculty Services | 35.8 | Lunchroom | 6 | General Facility Space Group | 608 | General Facility - Kitchen/Servery/Food Storage |  | Adequate | 6,799.57 | NO
North Terrace_NT15-Engineering South_Mezzanine_SM15 _ Store | NT-NT15-02-SM15 | NT15-02-SM15-Store | North Terrace | NT | NT15 | Engineering South | 02 | Mezzanine | SM15 | 214 | ECMS Infrastructure | 214 | ECMS Faculty Services | 5.91 | Store | 4 | Ancillary Area Space Group | 419 | Ancillary Area - Store Room - Generic |  | Adequate | 881.96 | NO
North Terrace_NT15-Engineering South_Mezzanine_SM18 _ Store | NT-NT15-02-SM18 | NT15-02-SM18-Store | North Terrace | NT | NT15 | Engineering South | 02 | Mezzanine | SM18 | 214 | ECMS Infrastructure | 214 | ECMS Faculty Services | 64.5 | Store | 4 | Ancillary Area Space Group | 419 | Ancillary Area - Store Room - Generic |  | Adequate | 9,625.48 | NO
North Terrace_NT15-Engineering South_Mezzanine_SM26 _ Plenum Chamber | NT-NT15-02-SM26 | NT15-02-SM26-Plenum Chamber | North Terrace | NT | NT15 | Engineering South | 02 | Mezzanine | SM26 | 99939 | Unusable Spaces | 99939 | Unusable Spaces | 54.75 | Plenum Chamber | 3 | Specialist Teaching or Research Space Group | 300 | Laboratory - Specialist teaching and research - type not defined |  | Unknown | 0.00 | NO
North Terrace_NT15-Engineering South_First Floor_S101 _ Stair - West | NT-NT15-03-S101 | NT15-03-S101-Stair - West | North Terrace | NT | NT15 | Engineering South | 03 | First Floor | S101 | 99939 | Unusable Spaces | 99939 | Unusable Spaces | 17.74 | Stair - West | 8 | Non Useable Floor Area Space Group | 805 | Non-usable - Circulation space |  | Unknown | 0.00 | NO
North Terrace_NT15-Engineering South_First Floor_S101A _ VSR | NT-NT15-03-S101A | NT15-03-S101A-VSR | North Terrace | NT | NT15 | Engineering South | 03 | First Floor | S101A | 99939 | Unusable Spaces | 99939 | Unusable Spaces | 0.8 | VSR | 8 | Non Useable Floor Area Space Group | 840 | Non-usable - Service riser |  | Unknown | 0.00 | NO
North Terrace_NT15-Engineering South_First Floor_S102 _ Fire Lobby | NT-NT15-03-S102 | NT15-03-S102-Fire Lobby | North Terrace | NT | NT15 | Engineering South | 03 | First Floor | S102 | 99939 | Unusable Spaces | 99939 | Unusable Spaces | 13.52 | Fire Lobby | 8 | Non Useable Floor Area Space Group | 805 | Non-usable - Circulation space |  | Unknown | 0.00 | NO
North Terrace_NT15-Engineering South_First Floor_S103 _ Corr. | NT-NT15-03-S103 | NT15-03-S103-Corr. | North Terrace | NT | NT15 | Engineering South | 03 | First Floor | S103 | 99939 | Unusable Spaces | 99939 | Unusable Spaces | 48.36 | Corr. | 8 | Non Useable Floor Area Space Group | 805 | Non-usable - Circulation space |  | Unknown | 0.00 | NO
North Terrace_NT15-Engineering South_First Floor_S104 _ Office | NT-NT15-03-S104 | NT15-03-S104-Office | North Terrace | NT | NT15 | Engineering South | 03 | First Floor | S104 | 223 | School of Mechanical Engineering | 223 | School of Mechanical Engineering | 18.53 | Office | 1 | Office Space Group | 101 | Office - Academic Staff |  | Adequate | 3,142.36 | NO
North Terrace_NT15-Engineering South_First Floor_S105 _ Office | NT-NT15-03-S105 | NT15-03-S105-Office | North Terrace | NT | NT15 | Engineering South | 03 | First Floor | S105 | 223 | School of Mechanical Engineering | 223 | School of Mechanical Engineering | 18.83 | Office | 1 | Office Space Group | 101 | Office - Academic Staff |  | Adequate | 3,193.23 | NO
North Terrace_NT15-Engineering South_First Floor_S106 _ Office | NT-NT15-03-S106 | NT15-03-S106-Office | North Terrace | NT | NT15 | Engineering South | 03 | First Floor | S106 | 223 | School of Mechanical Engineering | 223 | School of Mechanical Engineering | 20.27 | Office | 1 | Office Space Group | 101 | Office - Academic Staff |  | Adequate | 3,437.43 | NO
North Terrace_NT15-Engineering South_First Floor_S107 _ Open Plan - circ | NT-NT15-03-S107 | NT15-03-S107-Open Plan - circ | North Terrace | NT | NT15 | Engineering South | 03 | First Floor | S107 | 214 | ECMS Infrastructure | 214 | ECMS Faculty Services | 18.8 | Open Plan - circ | 1 | Office Space Group | 111 | Open Plan - Specific type not defined |  | Adequate | 3,188.14 | NO
North Terrace_NT15-Engineering South_First Floor_S107.01 _ Workstation | NT-NT15-03-S107.01 | NT15-03-S107.01-Workstation | North Terrace | NT | NT15 | Engineering South | 03 | First Floor | S107.01 | 214 | ECMS Infrastructure | 214 | ECMS Faculty Services | 3.1 | Workstation | 1 | Office Space Group | 114 | Open Plan - Research Students |  | Adequate | 525.70 | NO
North Terrace_NT15-Engineering South_First Floor_S107.02 _ Workstation | NT-NT15-03-S107.02 | NT15-03-S107.02-Workstation | North Terrace | NT | NT15 | Engineering South | 03 | First Floor | S107.02 | 214 | ECMS Infrastructure | 214 | ECMS Faculty Services | 3.1 | Workstation | 1 | Office Space Group | 114 | Open Plan - Research Students |  | Adequate | 525.70 | NO
North Terrace_NT15-Engineering South_First Floor_S107.03 _ Workstation | NT-NT15-03-S107.03 | NT15-03-S107.03-Workstation | North Terrace | NT | NT15 | Engineering South | 03 | First Floor | S107.03 | 214 | ECMS Infrastructure | 214 | ECMS Faculty Services | 3.1 | Workstation | 1 | Office Space Group | 114 | Open Plan - Research Students |  | Adequate | 525.70 | NO
North Terrace_NT15-Engineering South_First Floor_S107.04 _ Workstation | NT-NT15-03-S107.04 | NT15-03-S107.04-Workstation | North Terrace | NT | NT15 | Engineering South | 03 | First Floor | S107.04 | 214 | ECMS Infrastructure | 214 | ECMS Faculty Services | 3.1 | Workstation | 1 | Office Space Group | 114 | Open Plan - Research Students |  | Adequate | 525.70 | NO
North Terrace_NT15-Engineering South_First Floor_S107.05 _ Workstation | NT-NT15-03-S107.05 | NT15-03-S107.05-Workstation | North Terrace | NT | NT15 | Engineering South | 03 | First Floor | S107.05 | 214 | ECMS Infrastructure | 214 | ECMS Faculty Services | 3.1 | Workstation | 1 | Office Space Group | 114 | Open Plan - Research Students |  | Adequate | 525.70 | NO
North Terrace_NT15-Engineering South_First Floor_S107.06 _ Workstation | NT-NT15-03-S107.06 | NT15-03-S107.06-Workstation | North Terrace | NT | NT15 | Engineering South | 03 | First Floor | S107.06 | 214 | ECMS Infrastructure | 214 | ECMS Faculty Services | 3.1 | Workstation | 1 | Office Space Group | 114 | Open Plan - Research Students |  | Adequate | 525.70 | NO
North Terrace_NT15-Engineering South_First Floor_S107.07 _ Workstation | NT-NT15-03-S107.07 | NT15-03-S107.07-Workstation | North Terrace | NT | NT15 | Engineering South | 03 | First Floor | S107.07 | 214 | ECMS Infrastructure | 214 | ECMS Faculty Services | 3.48 | Workstation | 1 | Office Space Group | 114 | Open Plan - Research Students |  | Adequate | 590.15 | NO
North Terrace_NT15-Engineering South_First Floor_S107.08 _ Workstation | NT-NT15-03-S107.08 | NT15-03-S107.08-Workstation | North Terrace | NT | NT15 | Engineering South | 03 | First Floor | S107.08 | 214 | ECMS Infrastructure | 214 | ECMS Faculty Services | 3.41 | Workstation | 1 | Office Space Group | 114 | Open Plan - Research Students |  | Adequate | 578.28 | NO
North Terrace_NT15-Engineering South_First Floor_S108 _ Common Room | NT-NT15-03-S108 | NT15-03-S108-Common Room | North Terrace | NT | NT15 | Engineering South | 03 | First Floor | S108 | 223 | School of Mechanical Engineering | 223 | School of Mechanical Engineering | 33.72 | Common Room | 6 | General Facility Space Group | 604 | General Facility - Common Room General Access |  | Adequate | 6,404.51 | NO
North Terrace_NT15-Engineering South_First Floor_S111 _ Lecture Theatre | NT-NT15-03-S111 | NT15-03-S111-Lecture Theatre | North Terrace | NT | NT15 | Engineering South | 03 | First Floor | S111 | 99998 | Central Common Teaching Areas (In Use) | 952 | Corporate Services Division Admin | 108.78 | Lecture Theatre | 2 | Teaching Space Group | 203 | Lecture Theatre (< 100 seats) |  | Excellent | 33,083.11 | NO
North Terrace_NT15-Engineering South_First Floor_S112 _ Lecture Theatre | NT-NT15-03-S112 | NT15-03-S112-Lecture Theatre | North Terrace | NT | NT15 | Engineering South | 03 | First Floor | S112 | 99998 | Central Common Teaching Areas (In Use) | 952 | Corporate Services Division Admin | 132.4 | Lecture Theatre | 2 | Teaching Space Group | 202 | Lecture Theatre (> 100 seats) |  | Excellent | 40,266.63 | NO
North Terrace_NT15-Engineering South_First Floor_S113 _ Corr. | NT-NT15-03-S113 | NT15-03-S113-Corr. | North Terrace | NT | NT15 | Engineering South | 03 | First Floor | S113 | 99939 | Unusable Spaces | 99939 | Unusable Spaces | 30.38 | Corr. | 8 | Non Useable Floor Area Space Group | 805 | Non-usable - Circulation space |  | Unknown | 0.00 | NO
North Terrace_NT15-Engineering South_First Floor_S113A _ Corr. | NT-NT15-03-S113A | NT15-03-S113A-Corr. | North Terrace | NT | NT15 | Engineering South | 03 | First Floor | S113A | 99939 | Unusable Spaces | 99939 | Unusable Spaces | 22.63 | Corr. | 8 | Non Useable Floor Area Space Group | 805 | Non-usable - Circulation space |  | Unknown | 0.00 | NO
North Terrace_NT15-Engineering South_First Floor_S113D _ VSR | NT-NT15-03-S113D | NT15-03-S113D-VSR | North Terrace | NT | NT15 | Engineering South | 03 | First Floor | S113D | 99939 | Unusable Spaces | 99939 | Unusable Spaces | 0.2 | VSR | 8 | Non Useable Floor Area Space Group | 840 | Non-usable - Service riser |  | Unknown | 0.00 | NO
North Terrace_NT15-Engineering South_First Floor_S114 _ Office - Support | NT-NT15-03-S114 | NT15-03-S114-Office - Support | North Terrace | NT | NT15 | Engineering South | 03 | First Floor | S114 | 223 | School of Mechanical Engineering | 223 | School of Mechanical Engineering | 20.01 | Office - Support | 1 | Office Space Group | 101 | Office - Academic Staff |  | Adequate | 3,393.34 | NO
North Terrace_NT15-Engineering South_First Floor_S114A _ Stationery Store | NT-NT15-03-S114A | NT15-03-S114A-Stationery Store | North Terrace | NT | NT15 | Engineering South | 03 | First Floor | S114A | 223 | School of Mechanical Engineering | 223 | School of Mechanical Engineering | 6.91 | Stationery Store | 4 | Ancillary Area Space Group | 419 | Ancillary Area - Store Room - Generic |  | Adequate | 1,031.20 | NO
North Terrace_NT15-Engineering South_First Floor_S115 _ Office - Support | NT-NT15-03-S115 | NT15-03-S115-Office - Support | North Terrace | NT | NT15 | Engineering South | 03 | First Floor | S115 | 223 | School of Mechanical Engineering | 223 | School of Mechanical Engineering | 24.73 | Office - Support | 1 | Office Space Group | 101 | Office - Academic Staff |  | Adequate | 4,193.77 | NO
North Terrace_NT15-Engineering South_First Floor_S116 _ Office - Open Plan - School Off | NT-NT15-03-S116 | NT15-03-S116-Office - Open Plan - School Off | North Terrace | NT | NT15 | Engineering South | 03 | First Floor | S116 | 214 | ECMS Infrastructure | 214 | ECMS Faculty Services | 48.36 | Office - Open Plan - School Off | 1 | Office Space Group | 116 | Open Plan - Professional/General Staff |  | Adequate | 8,200.99 | NO
North Terrace_NT15-Engineering South_First Floor_S116A _ Office | NT-NT15-03-S116A | NT15-03-S116A-Office | North Terrace | NT | NT15 | Engineering South | 03 | First Floor | S116A | 223 | School of Mechanical Engineering | 223 | School of Mechanical Engineering | 34.18 | Office | 1 | Office Space Group | 111 | Open Plan - Specific type not defined |  | Adequate | 5,796.32 | NO
North Terrace_NT15-Engineering South_First Floor_S117 _ "HH Davis Seminar Room" | NT-NT15-03-S117 | NT15-03-S117-"HH Davis Seminar Room" | North Terrace | NT | NT15 | Engineering South | 03 | First Floor | S117 | 214 | ECMS Infrastructure | 214 | ECMS Faculty Services | 52.45 | "HH Davis Seminar Room" | 6 | General Facility Space Group | 601 | General Facility - Committee/Conference/Meeting room |  | Adequate | 9,961.93 | NO
North Terrace_NT15-Engineering South_First Floor_S118 _ Resources Room | NT-NT15-03-S118 | NT15-03-S118-Resources Room | North Terrace | NT | NT15 | Engineering South | 03 | First Floor | S118 | 223 | School of Mechanical Engineering | 223 | School of Mechanical Engineering | 17.55 | Resources Room | 1 | Office Space Group | 111 | Open Plan - Specific type not defined |  | Adequate | 2,976.17 | NO
North Terrace_NT15-Engineering South_First Floor_S119 _ Office | NT-NT15-03-S119 | NT15-03-S119-Office | North Terrace | NT | NT15 | Engineering South | 03 | First Floor | S119 | 223 | School of Mechanical Engineering | 223 | School of Mechanical Engineering | 19.49 | Office | 1 | Office Space Group | 101 | Office - Academic Staff |  | Adequate | 3,305.16 | NO
North Terrace_NT15-Engineering South_First Floor_S120 _ Office | NT-NT15-03-S120 | NT15-03-S120-Office | North Terrace | NT | NT15 | Engineering South | 03 | First Floor | S120 | 223 | School of Mechanical Engineering | 223 | School of Mechanical Engineering | 25.49 | Office | 1 | Office Space Group | 101 | Office - Academic Staff |  | Adequate | 4,322.65 | NO
North Terrace_NT15-Engineering South_First Floor_S120A _ File Store | NT-NT15-03-S120A | NT15-03-S120A-File Store | North Terrace | NT | NT15 | Engineering South | 03 | First Floor | S120A | 223 | School of Mechanical Engineering | 223 | School of Mechanical Engineering | 10.74 | File Store | 4 | Ancillary Area Space Group | 419 | Ancillary Area - Store Room - Generic |  | Adequate | 1,602.75 | NO
North Terrace_NT15-Engineering South_First Floor_S121 _ A/L - M | NT-NT15-03-S121 | NT15-03-S121-A/L - M | North Terrace | NT | NT15 | Engineering South | 03 | First Floor | S121 | 99939 | Unusable Spaces | 99939 | Unusable Spaces | 2.5 | A/L - M | 8 | Non Useable Floor Area Space Group | 821 | Non-usable - Toilets/Amenities - Male |  | Unknown | 0.00 | NO
North Terrace_NT15-Engineering South_First Floor_S121A _ WC - M | NT-NT15-03-S121A | NT15-03-S121A-WC - M | North Terrace | NT | NT15 | Engineering South | 03 | First Floor | S121A | 99939 | Unusable Spaces | 99939 | Unusable Spaces | 12.82 | WC - M | 8 | Non Useable Floor Area Space Group | 821 | Non-usable - Toilets/Amenities - Male |  | Unknown | 0.00 | NO
North Terrace_NT15-Engineering South_First Floor_S121B _ Shower | NT-NT15-03-S121B | NT15-03-S121B-Shower | North Terrace | NT | NT15 | Engineering South | 03 | First Floor | S121B | 99939 | Unusable Spaces | 99939 | Unusable Spaces | 3.8 | Shower | 8 | Non Useable Floor Area Space Group | 835 | Non-usable - Toilets/Amenities - Other |  | Unknown | 0.00 | NO
North Terrace_NT15-Engineering South_First Floor_S122 _ Corr. | NT-NT15-03-S122 | NT15-03-S122-Corr. | North Terrace | NT | NT15 | Engineering South | 03 | First Floor | S122 | 99939 | Unusable Spaces | 99939 | Unusable Spaces | 20.98 | Corr. | 8 | Non Useable Floor Area Space Group | 805 | Non-usable - Circulation space |  | Unknown | 0.00 | NO
North Terrace_NT15-Engineering South_First Floor_S122A _ Corr. | NT-NT15-03-S122A | NT15-03-S122A-Corr. | North Terrace | NT | NT15 | Engineering South | 03 | First Floor | S122A | 99939 | Unusable Spaces | 99939 | Unusable Spaces | 12.47 | Corr. | 8 | Non Useable Floor Area Space Group | 805 | Non-usable - Circulation space |  | Unknown | 0.00 | NO
North Terrace_NT15-Engineering South_First Floor_S122B _ Corr. | NT-NT15-03-S122B | NT15-03-S122B-Corr. | North Terrace | NT | NT15 | Engineering South | 03 | First Floor | S122B | 99939 | Unusable Spaces | 99939 | Unusable Spaces | 11.83 | Corr. | 8 | Non Useable Floor Area Space Group | 805 | Non-usable - Circulation space |  | Unknown | 0.00 | NO
North Terrace_NT15-Engineering South_First Floor_S122C _ Circ. | NT-NT15-03-S122C | NT15-03-S122C-Circ. | North Terrace | NT | NT15 | Engineering South | 03 | First Floor | S122C | 99939 | Unusable Spaces | 99939 | Unusable Spaces | 45.47 | Circ. | 8 | Non Useable Floor Area Space Group | 805 | Non-usable - Circulation space |  | Unknown | 0.00 | NO
North Terrace_NT15-Engineering South_First Floor_S122D _ FHR | NT-NT15-03-S122D | NT15-03-S122D-FHR | North Terrace | NT | NT15 | Engineering South | 03 | First Floor | S122D | 99939 | Unusable Spaces | 99939 | Unusable Spaces | 0.31 | FHR | 8 | Non Useable Floor Area Space Group | 840 | Non-usable - Service riser |  | Unknown | 0.00 | NO
North Terrace_NT15-Engineering South_First Floor_S122E _ Telecom | NT-NT15-03-S122E | NT15-03-S122E-Telecom | North Terrace | NT | NT15 | Engineering South | 03 | First Floor | S122E | 99939 | Unusable Spaces | 99939 | Unusable Spaces | 0.42 | Telecom | 8 | Non Useable Floor Area Space Group | 812 | Non-usable - Comms/network system/Telephone/PABX |  | Unknown | 0.00 | NO
North Terrace_NT15-Engineering South_First Floor_S122F _ Computer | NT-NT15-03-S122F | NT15-03-S122F-Computer | North Terrace | NT | NT15 | Engineering South | 03 | First Floor | S122F | 99939 | Unusable Spaces | 99939 | Unusable Spaces | 0.33 | Computer | 8 | Non Useable Floor Area Space Group | 840 | Non-usable - Service riser |  | Unknown | 0.00 | NO
North Terrace_NT15-Engineering South_First Floor_S122G _ Elec DB | NT-NT15-03-S122G | NT15-03-S122G-Elec DB | North Terrace | NT | NT15 | Engineering South | 03 | First Floor | S122G | 99939 | Unusable Spaces | 99939 | Unusable Spaces | 0.33 | Elec DB | 8 | Non Useable Floor Area Space Group | 840 | Non-usable - Service riser |  | Unknown | 0.00 | NO
North Terrace_NT15-Engineering South_First Floor_S122M _ Lift | NT-NT15-03-S122M | NT15-03-S122M-Lift | North Terrace | NT | NT15 | Engineering South | 03 | First Floor | S122M | 99939 | Unusable Spaces | 99939 | Unusable Spaces | 6.63 | Lift | 8 | Non Useable Floor Area Space Group | 838 | Non-usable - Lift |  | Unknown | 0.00 | NO
North Terrace_NT15-Engineering South_First Floor_S122N _ VSR - A/C | NT-NT15-03-S122N | NT15-03-S122N-VSR - A/C | North Terrace | NT | NT15 | Engineering South | 03 | First Floor | S122N | 99939 | Unusable Spaces | 99939 | Unusable Spaces | 1.5 | VSR - A/C | 8 | Non Useable Floor Area Space Group | 840 | Non-usable - Service riser |  | Unknown | 0.00 | NO
North Terrace_NT15-Engineering South_First Floor_S123 _ Stair - North | NT-NT15-03-S123 | NT15-03-S123-Stair - North | North Terrace | NT | NT15 | Engineering South | 03 | First Floor | S123 | 99939 | Unusable Spaces | 99939 | Unusable Spaces | 20.43 | Stair - North | 8 | Non Useable Floor Area Space Group | 805 | Non-usable - Circulation space |  | Unknown | 0.00 | NO
North Terrace_NT15-Engineering South_First Floor_S124 _ WC - U - Access (LH) | NT-NT15-03-S124 | NT15-03-S124-WC - U - Access (LH) | North Terrace | NT | NT15 | Engineering South | 03 | First Floor | S124 | 99939 | Unusable Spaces | 99939 | Unusable Spaces | 2.88 | WC - U - Access (LH) | 8 | Non Useable Floor Area Space Group | 818 | Non-usable - Toilets/Amenities - Unisex Accessible |  | Unknown | 0.00 | NO
North Terrace_NT15-Engineering South_First Floor_S125 _ A/L- F | NT-NT15-03-S125 | NT15-03-S125-A/L- F | North Terrace | NT | NT15 | Engineering South | 03 | First Floor | S125 | 99939 | Unusable Spaces | 99939 | Unusable Spaces | 2.16 | A/L- F | 8 | Non Useable Floor Area Space Group | 820 | Non-usable - Toilets/Amenities - Female |  | Unknown | 0.00 | NO
North Terrace_NT15-Engineering South_First Floor_S125A _ WC - F | NT-NT15-03-S125A | NT15-03-S125A-WC - F | North Terrace | NT | NT15 | Engineering South | 03 | First Floor | S125A | 99939 | Unusable Spaces | 99939 | Unusable Spaces | 8.23 | WC - F | 8 | Non Useable Floor Area Space Group | 820 | Non-usable - Toilets/Amenities - Female |  | Unknown | 0.00 | NO
North Terrace_NT15-Engineering South_First Floor_S125D _ VSR | NT-NT15-03-S125D | NT15-03-S125D-VSR | North Terrace | NT | NT15 | Engineering South | 03 | First Floor | S125D | 99939 | Unusable Spaces | 99939 | Unusable Spaces | 0.35 | VSR | 8 | Non Useable Floor Area Space Group | 840 | Non-usable - Service riser |  | Unknown | 0.00 | NO
North Terrace_NT15-Engineering South_First Floor_S126 _ Cleaner | NT-NT15-03-S126 | NT15-03-S126-Cleaner | North Terrace | NT | NT15 | Engineering South | 03 | First Floor | S126 | 99939 | Unusable Spaces | 99939 | Unusable Spaces | 3.4 | Cleaner | 8 | Non Useable Floor Area Space Group | 806 | Non-usable - Cleaners room |  | Unknown | 0.00 | NO
North Terrace_NT15-Engineering South_First Floor_S127 _ Corr. | NT-NT15-03-S127 | NT15-03-S127-Corr. | North Terrace | NT | NT15 | Engineering South | 03 | First Floor | S127 | 99939 | Unusable Spaces | 99939 | Unusable Spaces | 8.32 | Corr. | 8 | Non Useable Floor Area Space Group | 805 | Non-usable - Circulation space |  | Unknown | 0.00 | NO
North Terrace_NT15-Engineering South_First Floor_S127A _ Meeting | NT-NT15-03-S127A | NT15-03-S127A-Meeting | North Terrace | NT | NT15 | Engineering South | 03 | First Floor | S127A | 223 | School of Mechanical Engineering | 223 | School of Mechanical Engineering | 14.46 | Meeting | 6 | General Facility Space Group | 601 | General Facility - Committee/Conference/Meeting room |  | Excellent | 4,037.23 | NO
North Terrace_NT15-Engineering South_First Floor_S127B _ Office - Open Plan | NT-NT15-03-S127B | NT15-03-S127B-Office - Open Plan | North Terrace | NT | NT15 | Engineering South | 03 | First Floor | S127B | 223 | School of Mechanical Engineering | 223 | School of Mechanical Engineering | 14.56 | Office - Open Plan | 1 | Office Space Group | 111 | Open Plan - Specific type not defined |  | Excellent | 3,629.60 | NO
North Terrace_NT15-Engineering South_First Floor_S127C _ Office - Open Plan | NT-NT15-03-S127C | NT15-03-S127C-Office - Open Plan | North Terrace | NT | NT15 | Engineering South | 03 | First Floor | S127C | 223 | School of Mechanical Engineering | 223 | School of Mechanical Engineering | 29.06 | Office - Open Plan | 1 | Office Space Group | 111 | Open Plan - Specific type not defined |  | Excellent | 7,244.24 | NO
North Terrace_NT15-Engineering South_First Floor_S127D _ Office | NT-NT15-03-S127D | NT15-03-S127D-Office | North Terrace | NT | NT15 | Engineering South | 03 | First Floor | S127D | 223 | School of Mechanical Engineering | 223 | School of Mechanical Engineering | 10.68 | Office | 1 | Office Space Group | 101 | Office - Academic Staff |  | Adequate | 1,811.14 | NO
North Terrace_NT15-Engineering South_First Floor_S127E _ Corr. | NT-NT15-03-S127E | NT15-03-S127E-Corr. | North Terrace | NT | NT15 | Engineering South | 03 | First Floor | S127E | 99939 | Unusable Spaces | 99939 | Unusable Spaces | 31.77 | Corr. | 8 | Non Useable Floor Area Space Group | 805 | Non-usable - Circulation space |  | Unknown | 0.00 | NO
North Terrace_NT15-Engineering South_First Floor_S127F _ Corr. | NT-NT15-03-S127F | NT15-03-S127F-Corr. | North Terrace | NT | NT15 | Engineering South | 03 | First Floor | S127F | 99939 | Unusable Spaces | 99939 | Unusable Spaces | 14.15 | Corr. | 8 | Non Useable Floor Area Space Group | 805 | Non-usable - Circulation space |  | Unknown | 0.00 | NO
North Terrace_NT15-Engineering South_First Floor_S127G _ Informal Work | NT-NT15-03-S127G | NT15-03-S127G-Informal Work | North Terrace | NT | NT15 | Engineering South | 03 | First Floor | S127G | 223 | School of Mechanical Engineering | 223 | School of Mechanical Engineering | 7.93 | Informal Work | 1 | Office Space Group | 119 | Informal Work Space |  | Excellent | 1,976.84 | NO
North Terrace_NT15-Engineering South_First Floor_S127H _ Utility | NT-NT15-03-S127H | NT15-03-S127H-Utility | North Terrace | NT | NT15 | Engineering South | 03 | First Floor | S127H | 223 | School of Mechanical Engineering | 223 | School of Mechanical Engineering | 10.67 | Utility | 6 | General Facility Space Group | 603 | General Facility - Resource room |  | Adequate | 2,026.57 | NO
North Terrace_NT15-Engineering South_First Floor_S127I _ Meeting | NT-NT15-03-S127I | NT15-03-S127I-Meeting | North Terrace | NT | NT15 | Engineering South | 03 | First Floor | S127I | 223 | School of Mechanical Engineering | 223 | School of Mechanical Engineering | 11.26 | Meeting | 6 | General Facility Space Group | 601 | General Facility - Committee/Conference/Meeting room |  | Adequate | 2,138.63 | NO
North Terrace_NT15-Engineering South_First Floor_S127K _ Office | NT-NT15-03-S127K | NT15-03-S127K-Office | North Terrace | NT | NT15 | Engineering South | 03 | First Floor | S127K | 223 | School of Mechanical Engineering | 223 | School of Mechanical Engineering | 11.85 | Office | 1 | Office Space Group | 101 | Office - Academic Staff |  | Adequate | 2,009.55 | NO
North Terrace_NT15-Engineering South_First Floor_S127L _ Office | NT-NT15-03-S127L | NT15-03-S127L-Office | North Terrace | NT | NT15 | Engineering South | 03 | First Floor | S127L | 223 | School of Mechanical Engineering | 223 | School of Mechanical Engineering | 11.76 | Office | 1 | Office Space Group | 101 | Office - Academic Staff |  | Adequate | 1,994.29 | NO
North Terrace_NT15-Engineering South_First Floor_S127M _ Meeting - Open Plan | NT-NT15-03-S127M | NT15-03-S127M-Meeting - Open Plan | North Terrace | NT | NT15 | Engineering South | 03 | First Floor | S127M | 223 | School of Mechanical Engineering | 223 | School of Mechanical Engineering | 21.86 | Meeting - Open Plan | 6 | General Facility Space Group | 601 | General Facility - Committee/Conference/Meeting room |  | Excellent | 6,103.31 | NO
North Terrace_NT15-Engineering South_First Floor_S127N _ Corr. | NT-NT15-03-S127N | NT15-03-S127N-Corr. | North Terrace | NT | NT15 | Engineering South | 03 | First Floor | S127N | 99939 | Unusable Spaces | 99939 | Unusable Spaces | 13.22 | Corr. | 8 | Non Useable Floor Area Space Group | 805 | Non-usable - Circulation space |  | Unknown | 0.00 | NO
North Terrace_NT15-Engineering South_First Floor_S127O _ Office | NT-NT15-03-S127O | NT15-03-S127O-Office | North Terrace | NT | NT15 | Engineering South | 03 | First Floor | S127O | 223 | School of Mechanical Engineering | 223 | School of Mechanical Engineering | 10.89 | Office | 1 | Office Space Group | 101 | Office - Academic Staff |  | Adequate | 1,846.75 | NO
North Terrace_NT15-Engineering South_First Floor_S127P _ Office | NT-NT15-03-S127P | NT15-03-S127P-Office | North Terrace | NT | NT15 | Engineering South | 03 | First Floor | S127P | 223 | School of Mechanical Engineering | 223 | School of Mechanical Engineering | 10.91 | Office | 1 | Office Space Group | 101 | Office - Academic Staff |  | Adequate | 1,850.14 | NO
North Terrace_NT15-Engineering South_First Floor_S127Q _ Office | NT-NT15-03-S127Q | NT15-03-S127Q-Office | North Terrace | NT | NT15 | Engineering South | 03 | First Floor | S127Q | 223 | School of Mechanical Engineering | 223 | School of Mechanical Engineering | 10.88 | Office | 1 | Office Space Group | 101 | Office - Academic Staff |  | Adequate | 1,845.05 | NO
North Terrace_NT15-Engineering South_First Floor_S127X _ Kitchenette | NT-NT15-03-S127X | NT15-03-S127X-Kitchenette | North Terrace | NT | NT15 | Engineering South | 03 | First Floor | S127X | 223 | School of Mechanical Engineering | 223 | School of Mechanical Engineering | 2.48 | Kitchenette | 1 | Office Space Group | 101 | Office - Academic Staff |  | Excellent | 618.23 | NO
North Terrace_NT15-Engineering South_First Floor_S128 _ A/L - M | NT-NT15-03-S128 | NT15-03-S128-A/L - M | North Terrace | NT | NT15 | Engineering South | 03 | First Floor | S128 | 99939 | Unusable Spaces | 99939 | Unusable Spaces | 2.04 | A/L - M | 8 | Non Useable Floor Area Space Group | 821 | Non-usable - Toilets/Amenities - Male |  | Unknown | 0.00 | NO
North Terrace_NT15-Engineering South_First Floor_S128A _ WC - M | NT-NT15-03-S128A | NT15-03-S128A-WC - M | North Terrace | NT | NT15 | Engineering South | 03 | First Floor | S128A | 99939 | Unusable Spaces | 99939 | Unusable Spaces | 14.76 | WC - M | 8 | Non Useable Floor Area Space Group | 821 | Non-usable - Toilets/Amenities - Male |  | Unknown | 0.00 | NO
North Terrace_NT15-Engineering South_First Floor_S130 _ Lobby | NT-NT15-03-S130 | NT15-03-S130-Lobby | North Terrace | NT | NT15 | Engineering South | 03 | First Floor | S130 | 99939 | Unusable Spaces | 99939 | Unusable Spaces | 7.8 | Lobby | 8 | Non Useable Floor Area Space Group | 805 | Non-usable - Circulation space |  | Unknown | 0.00 | NO
North Terrace_NT15-Engineering South_First Floor_S130A _ Office | NT-NT15-03-S130A | NT15-03-S130A-Office | North Terrace | NT | NT15 | Engineering South | 03 | First Floor | S130A | 223 | School of Mechanical Engineering | 223 | School of Mechanical Engineering | 10.97 | Office | 1 | Office Space Group | 101 | Office - Academic Staff |  | Adequate | 1,860.32 | NO
North Terrace_NT15-Engineering South_First Floor_S131A _ Office | NT-NT15-03-S131A | NT15-03-S131A-Office | North Terrace | NT | NT15 | Engineering South | 03 | First Floor | S131A | 223 | School of Mechanical Engineering | 223 | School of Mechanical Engineering | 13.37 | Office | 1 | Office Space Group | 101 | Office - Academic Staff |  | Adequate | 2,267.31 | NO
North Terrace_NT15-Engineering South_First Floor_S131B _ Office | NT-NT15-03-S131B | NT15-03-S131B-Office | North Terrace | NT | NT15 | Engineering South | 03 | First Floor | S131B | 223 | School of Mechanical Engineering | 223 | School of Mechanical Engineering | 14.65 | Office | 1 | Office Space Group | 101 | Office - Academic Staff |  | Adequate | 2,484.38 | NO
North Terrace_NT15-Engineering South_First Floor_S132 _ Office | NT-NT15-03-S132 | NT15-03-S132-Office | North Terrace | NT | NT15 | Engineering South | 03 | First Floor | S132 | 210 | Institute for Minerals & Energy Resources | 210 | Institute for Minerals & Energy Resources | 14.34 | Office | 1 | Office Space Group | 101 | Office - Academic Staff |  | Adequate | 2,431.81 | NO
North Terrace_NT15-Engineering South_First Floor_S133 _ Office | NT-NT15-03-S133 | NT15-03-S133-Office | North Terrace | NT | NT15 | Engineering South | 03 | First Floor | S133 | 210 | Institute for Minerals & Energy Resources | 210 | Institute for Minerals & Energy Resources | 14.02 | Office | 1 | Office Space Group | 101 | Office - Academic Staff |  | Adequate | 2,377.54 | NO
North Terrace_NT15-Engineering South_First Floor_S134 _ Office - Open Plan | NT-NT15-03-S134 | NT15-03-S134-Office - Open Plan | North Terrace | NT | NT15 | Engineering South | 03 | First Floor | S134 | 210 | Institute for Minerals & Energy Resources | 210 | Institute for Minerals & Energy Resources | 37.84 | Office - Open Plan | 1 | Office Space Group | 111 | Open Plan - Specific type not defined |  | Adequate | 6,416.99 | NO
North Terrace_NT15-Engineering South_First Floor_S134A _ Meeting | NT-NT15-03-S134A | NT15-03-S134A-Meeting | North Terrace | NT | NT15 | Engineering South | 03 | First Floor | S134A | 210 | Institute for Minerals & Energy Resources | 210 | Institute for Minerals & Energy Resources | 26.9 | Meeting | 6 | General Facility Space Group | 601 | General Facility - Committee/Conference/Meeting room |  | Adequate | 5,109.17 | NO
North Terrace_NT15-Engineering South_First Floor_S134B _ Office | NT-NT15-03-S134B | NT15-03-S134B-Office | North Terrace | NT | NT15 | Engineering South | 03 | First Floor | S134B | 210 | Institute for Minerals & Energy Resources | 210 | Institute for Minerals & Energy Resources | 11.07 | Office | 1 | Office Space Group | 101 | Office - Academic Staff |  | Adequate | 1,877.27 | NO
North Terrace_NT15-Engineering South_First Floor_S134C _ Office | NT-NT15-03-S134C | NT15-03-S134C-Office | North Terrace | NT | NT15 | Engineering South | 03 | First Floor | S134C | 210 | Institute for Minerals & Energy Resources | 210 | Institute for Minerals & Energy Resources | 9.98 | Office | 1 | Office Space Group | 101 | Office - Academic Staff |  | Adequate | 1,692.43 | NO
North Terrace_NT15-Engineering South_First Floor_S134D _ Corr. | NT-NT15-03-S134D | NT15-03-S134D-Corr. | North Terrace | NT | NT15 | Engineering South | 03 | First Floor | S134D | 99939 | Unusable Spaces | 99939 | Unusable Spaces | 8.22 | Corr. | 8 | Non Useable Floor Area Space Group | 805 | Non-usable - Circulation space |  | Unknown | 0.00 | NO
North Terrace_NT15-Engineering South_First Floor_S134E _ Photocopy | NT-NT15-03-S134E | NT15-03-S134E-Photocopy | North Terrace | NT | NT15 | Engineering South | 03 | First Floor | S134E | 210 | Institute for Minerals & Energy Resources | 210 | Institute for Minerals & Energy Resources | 9.19 | Photocopy | 6 | General Facility Space Group | 603 | General Facility - Resource room |  | Adequate | 1,745.48 | NO
North Terrace_NT15-Engineering South_First Floor_S134F _ Store | NT-NT15-03-S134F | NT15-03-S134F-Store | North Terrace | NT | NT15 | Engineering South | 03 | First Floor | S134F | 210 | Institute for Minerals & Energy Resources | 210 | Institute for Minerals & Energy Resources | 6.35 | Store | 4 | Ancillary Area Space Group | 419 | Ancillary Area - Store Room - Generic |  | Adequate | 947.62 | NO
North Terrace_NT15-Engineering South_First Floor_S134G _ VSR | NT-NT15-03-S134G | NT15-03-S134G-VSR | North Terrace | NT | NT15 | Engineering South | 03 | First Floor | S134G | 99939 | Unusable Spaces | 99939 | Unusable Spaces | 0.14 | VSR | 8 | Non Useable Floor Area Space Group | 840 | Non-usable - Service riser |  | Unknown | 0.00 | NO
North Terrace_NT15-Engineering South_First Floor_S135 _ Office | NT-NT15-03-S135 | NT15-03-S135-Office | North Terrace | NT | NT15 | Engineering South | 03 | First Floor | S135 | 210 | Institute for Minerals & Energy Resources | 210 | Institute for Minerals & Energy Resources | 14.48 | Office | 1 | Office Space Group | 101 | Office - Academic Staff |  | Adequate | 2,455.55 | NO
North Terrace_NT15-Engineering South_First Floor_S136 _ Office | NT-NT15-03-S136 | NT15-03-S136-Office | North Terrace | NT | NT15 | Engineering South | 03 | First Floor | S136 | 210 | Institute for Minerals & Energy Resources | 210 | Institute for Minerals & Energy Resources | 13.97 | Office | 1 | Office Space Group | 101 | Office - Academic Staff |  | Adequate | 2,369.06 | NO
North Terrace_NT15-Engineering South_First Floor_S137 _ Mech Eng Teaching Laboratory | NT-NT15-03-S137 | NT15-03-S137-Mech Eng Teaching Laboratory | North Terrace | NT | NT15 | Engineering South | 03 | First Floor | S137 | 214 | ECMS Infrastructure | 214 | ECMS Faculty Services | 129.39 | Mech Eng Teaching Laboratory | 3 | Specialist Teaching or Research Space Group | 300 | Laboratory - Specialist teaching and research - type not defined |  | Adequate | 29,183.17 | NO
North Terrace_NT15-Engineering South_First Floor_S138 _ Corr. | NT-NT15-03-S138 | NT15-03-S138-Corr. | North Terrace | NT | NT15 | Engineering South | 03 | First Floor | S138 | 99939 | Unusable Spaces | 99939 | Unusable Spaces | 13.96 | Corr. | 8 | Non Useable Floor Area Space Group | 805 | Non-usable - Circulation space |  | Unknown | 0.00 | NO
North Terrace_NT15-Engineering South_First Floor_S139 _ Corr. | NT-NT15-03-S139 | NT15-03-S139-Corr. | North Terrace | NT | NT15 | Engineering South | 03 | First Floor | S139 | 99939 | Unusable Spaces | 99939 | Unusable Spaces | 37.76 | Corr. | 8 | Non Useable Floor Area Space Group | 805 | Non-usable - Circulation space |  | Unknown | 0.00 | NO
North Terrace_NT15-Engineering South_First Floor_S139D _ FHR | NT-NT15-03-S139D | NT15-03-S139D-FHR | North Terrace | NT | NT15 | Engineering South | 03 | First Floor | S139D | 99939 | Unusable Spaces | 99939 | Unusable Spaces | 0.31 | FHR | 8 | Non Useable Floor Area Space Group | 840 | Non-usable - Service riser |  | Unknown | 0.00 | NO
North Terrace_NT15-Engineering South_First Floor_S139E _ Elec DB | NT-NT15-03-S139E | NT15-03-S139E-Elec DB | North Terrace | NT | NT15 | Engineering South | 03 | First Floor | S139E | 99939 | Unusable Spaces | 99939 | Unusable Spaces | 0.33 | Elec DB | 8 | Non Useable Floor Area Space Group | 840 | Non-usable - Service riser |  | Unknown | 0.00 | NO
North Terrace_NT15-Engineering South_First Floor_S139F _ Comp. | NT-NT15-03-S139F | NT15-03-S139F-Comp. | North Terrace | NT | NT15 | Engineering South | 03 | First Floor | S139F | 99939 | Unusable Spaces | 99939 | Unusable Spaces | 0.33 | Comp. | 8 | Non Useable Floor Area Space Group | 840 | Non-usable - Service riser |  | Unknown | 0.00 | NO
North Terrace_NT15-Engineering South_First Floor_S140 _ Fire Lobby | NT-NT15-03-S140 | NT15-03-S140-Fire Lobby | North Terrace | NT | NT15 | Engineering South | 03 | First Floor | S140 | 99939 | Unusable Spaces | 99939 | Unusable Spaces | 32.03 | Fire Lobby | 8 | Non Useable Floor Area Space Group | 805 | Non-usable - Circulation space |  | Unknown | 0.00 | NO
North Terrace_NT15-Engineering South_First Floor_S140A _ Cleaner | NT-NT15-03-S140A | NT15-03-S140A-Cleaner | North Terrace | NT | NT15 | Engineering South | 03 | First Floor | S140A | 99939 | Unusable Spaces | 99939 | Unusable Spaces | 2.67 | Cleaner | 8 | Non Useable Floor Area Space Group | 806 | Non-usable - Cleaners room |  | Unknown | 0.00 | NO
North Terrace_NT15-Engineering South_First Floor_S140B _ Fire Lobby | NT-NT15-03-S140B | NT15-03-S140B-Fire Lobby | North Terrace | NT | NT15 | Engineering South | 03 | First Floor | S140B | 99939 | Unusable Spaces | 99939 | Unusable Spaces | 5.37 | Fire Lobby | 8 | Non Useable Floor Area Space Group | 805 | Non-usable - Circulation space |  | Unknown | 0.00 | NO
North Terrace_NT15-Engineering South_First Floor_S141 _ Stair | NT-NT15-03-S141 | NT15-03-S141-Stair | North Terrace | NT | NT15 | Engineering South | 03 | First Floor | S141 | 99939 | Unusable Spaces | 99939 | Unusable Spaces | 13.23 | Stair | 8 | Non Useable Floor Area Space Group | 805 | Non-usable - Circulation space |  | Unknown | 0.00 | NO
North Terrace_NT15-Engineering South_First Floor_S330 _ Courtyard (NUFA) | NT-NT15-03-S330 | NT15-03-S330-Courtyard (NUFA) | North Terrace | NT | NT15 | Engineering South | 03 | First Floor | S330 | 99939 | Unusable Spaces | 99939 | Unusable Spaces | 93.7 | Courtyard (NUFA) | 8 | Non Useable Floor Area Space Group | 839 | Non-usable - Verandah/Balcony | INFORMAL-PRIM-C | Excellent | 0.00 | NO
North Terrace_NT15-Engineering South_Second Floor_S201 _ Stair - West | NT-NT15-04-S201 | NT15-04-S201-Stair - West | North Terrace | NT | NT15 | Engineering South | 04 | Second Floor | S201 | 99939 | Unusable Spaces | 99939 | Unusable Spaces | 17.74 | Stair - West | 8 | Non Useable Floor Area Space Group | 805 | Non-usable - Circulation space |  | Unknown | 0.00 | NO
North Terrace_NT15-Engineering South_Second Floor_S201A _ VSR | NT-NT15-04-S201A | NT15-04-S201A-VSR | North Terrace | NT | NT15 | Engineering South | 04 | Second Floor | S201A | 99939 | Unusable Spaces | 99939 | Unusable Spaces | 0.8 | VSR | 8 | Non Useable Floor Area Space Group | 840 | Non-usable - Service riser |  | Unknown | 0.00 | NO
North Terrace_NT15-Engineering South_Second Floor_S202 _ Fire Lobby | NT-NT15-04-S202 | NT15-04-S202-Fire Lobby | North Terrace | NT | NT15 | Engineering South | 04 | Second Floor | S202 | 99939 | Unusable Spaces | 99939 | Unusable Spaces | 13.52 | Fire Lobby | 8 | Non Useable Floor Area Space Group | 805 | Non-usable - Circulation space |  | Unknown | 0.00 | NO
North Terrace_NT15-Engineering South_Second Floor_S203 _ Corr. | NT-NT15-04-S203 | NT15-04-S203-Corr. | North Terrace | NT | NT15 | Engineering South | 04 | Second Floor | S203 | 99939 | Unusable Spaces | 99939 | Unusable Spaces | 48.36 | Corr. | 8 | Non Useable Floor Area Space Group | 805 | Non-usable - Circulation space |  | Unknown | 0.00 | NO
North Terrace_NT15-Engineering South_Second Floor_S203A _ Corr. | NT-NT15-04-S203A | NT15-04-S203A-Corr. | North Terrace | NT | NT15 | Engineering South | 04 | Second Floor | S203A | 99939 | Unusable Spaces | 99939 | Unusable Spaces | 25.54 | Corr. | 8 | Non Useable Floor Area Space Group | 805 | Non-usable - Circulation space |  | Unknown | 0.00 | NO
North Terrace_NT15-Engineering South_Second Floor_S203B _ Link | NT-NT15-04-S203B | NT15-04-S203B-Link | North Terrace | NT | NT15 | Engineering South | 04 | Second Floor | S203B | 99939 | Unusable Spaces | 99939 | Unusable Spaces | 21.52 | Link | 8 | Non Useable Floor Area Space Group | 805 | Non-usable - Circulation space |  | Unknown | 0.00 | NO
North Terrace_NT15-Engineering South_Second Floor_S204 _ Office | NT-NT15-04-S204 | NT15-04-S204-Office | North Terrace | NT | NT15 | Engineering South | 04 | Second Floor | S204 | 223 | School of Mechanical Engineering | 223 | School of Mechanical Engineering | 18.53 | Office | 1 | Office Space Group | 101 | Office - Academic Staff |  | Adequate | 3,142.36 | NO
North Terrace_NT15-Engineering South_Second Floor_S205 _ Office | NT-NT15-04-S205 | NT15-04-S205-Office | North Terrace | NT | NT15 | Engineering South | 04 | Second Floor | S205 | 223 | School of Mechanical Engineering | 223 | School of Mechanical Engineering | 18.83 | Office | 1 | Office Space Group | 101 | Office - Academic Staff |  | Adequate | 3,193.23 | NO
North Terrace_NT15-Engineering South_Second Floor_S206 _ Office - shared | NT-NT15-04-S206 | NT15-04-S206-Office - shared | North Terrace | NT | NT15 | Engineering South | 04 | Second Floor | S206 | 223 | School of Mechanical Engineering | 223 | School of Mechanical Engineering | 20.27 | Office - shared | 1 | Office Space Group | 101 | Office - Academic Staff |  | Adequate | 3,437.43 | NO
North Terrace_NT15-Engineering South_Second Floor_S207 _ Office | NT-NT15-04-S207 | NT15-04-S207-Office | North Terrace | NT | NT15 | Engineering South | 04 | Second Floor | S207 | 223 | School of Mechanical Engineering | 223 | School of Mechanical Engineering | 18.38 | Office | 1 | Office Space Group | 101 | Office - Academic Staff |  | Adequate | 3,116.92 | NO
North Terrace_NT15-Engineering South_Second Floor_S208 _ Office | NT-NT15-04-S208 | NT15-04-S208-Office | North Terrace | NT | NT15 | Engineering South | 04 | Second Floor | S208 | 223 | School of Mechanical Engineering | 223 | School of Mechanical Engineering | 18.53 | Office | 1 | Office Space Group | 101 | Office - Academic Staff |  | Adequate | 3,142.36 | NO
North Terrace_NT15-Engineering South_Second Floor_S209 _ Office | NT-NT15-04-S209 | NT15-04-S209-Office | North Terrace | NT | NT15 | Engineering South | 04 | Second Floor | S209 | 223 | School of Mechanical Engineering | 223 | School of Mechanical Engineering | 18.67 | Office | 1 | Office Space Group | 101 | Office - Academic Staff |  | Adequate | 3,166.10 | NO
North Terrace_NT15-Engineering South_Second Floor_S210 _ 3D Printing Lab | NT-NT15-04-S210 | NT15-04-S210-3D Printing Lab | North Terrace | NT | NT15 | Engineering South | 04 | Second Floor | S210 | 223 | School of Mechanical Engineering | 223 | School of Mechanical Engineering | 21.14 | 3D Printing Lab | 6 | General Facility Space Group | 603 | General Facility - Resource room |  | Adequate | 4,015.16 | NO
North Terrace_NT15-Engineering South_Second Floor_S211 _ Laboratory | NT-NT15-04-S211 | NT15-04-S211-Laboratory | North Terrace | NT | NT15 | Engineering South | 04 | Second Floor | S211 | 214 | ECMS Infrastructure | 214 | ECMS Faculty Services | 85.29 | Laboratory | 3 | Specialist Teaching or Research Space Group | 312 | Laboratory - Research Only |  | Adequate | 19,236.67 | NO
North Terrace_NT15-Engineering South_Second Floor_S212 _ Robotics Laboratory | NT-NT15-04-S212 | NT15-04-S212-Robotics Laboratory | North Terrace | NT | NT15 | Engineering South | 04 | Second Floor | S212 | 223 | School of Mechanical Engineering | 223 | School of Mechanical Engineering | 52.62 | Robotics Laboratory | 3 | Specialist Teaching or Research Space Group | 300 | Laboratory - Specialist teaching and research - type not defined |  | Adequate | 11,868.14 | NO
North Terrace_NT15-Engineering South_Second Floor_S213 _ "K.C.Wind Tunnel Laboratory" | NT-NT15-04-S213 | NT15-04-S213-"K.C.Wind Tunnel Laboratory" | North Terrace | NT | NT15 | Engineering South | 04 | Second Floor | S213 | 223 | School of Mechanical Engineering | 223 | School of Mechanical Engineering | 78.95 | "K.C.Wind Tunnel Laboratory" | 3 | Specialist Teaching or Research Space Group | 312 | Laboratory - Research Only |  | Adequate | 17,806.72 | NO
North Terrace_NT15-Engineering South_Second Floor_S213A _ VSR | NT-NT15-04-S213A | NT15-04-S213A-VSR | North Terrace | NT | NT15 | Engineering South | 04 | Second Floor | S213A | 99939 | Unusable Spaces | 99939 | Unusable Spaces | 1.69 | VSR | 8 | Non Useable Floor Area Space Group | 840 | Non-usable - Service riser |  | Unknown | 0.00 | NO
North Terrace_NT15-Engineering South_Second Floor_S214 _ Corr. | NT-NT15-04-S214 | NT15-04-S214-Corr. | North Terrace | NT | NT15 | Engineering South | 04 | Second Floor | S214 | 99939 | Unusable Spaces | 99939 | Unusable Spaces | 23.73 | Corr. | 8 | Non Useable Floor Area Space Group | 805 | Non-usable - Circulation space |  | Unknown | 0.00 | NO
North Terrace_NT15-Engineering South_Second Floor_S214A _ Corr. | NT-NT15-04-S214A | NT15-04-S214A-Corr. | North Terrace | NT | NT15 | Engineering South | 04 | Second Floor | S214A | 99939 | Unusable Spaces | 99939 | Unusable Spaces | 20.12 | Corr. | 8 | Non Useable Floor Area Space Group | 805 | Non-usable - Circulation space |  | Unknown | 0.00 | NO
North Terrace_NT15-Engineering South_Second Floor_S215 _ Computer Room | NT-NT15-04-S215 | NT15-04-S215-Computer Room | North Terrace | NT | NT15 | Engineering South | 04 | Second Floor | S215 | 223 | School of Mechanical Engineering | 223 | School of Mechanical Engineering | 25.37 | Computer Room | 3 | Specialist Teaching or Research Space Group | 310 | Laboratory - Computing - Open Access |  | Adequate | 5,722.06 | NO
North Terrace_NT15-Engineering South_Second Floor_S215A _ Store | NT-NT15-04-S215A | NT15-04-S215A-Store | North Terrace | NT | NT15 | Engineering South | 04 | Second Floor | S215A | 223 | School of Mechanical Engineering | 223 | School of Mechanical Engineering | 16.98 | Store | 1 | Office Space Group | 101 | Office - Academic Staff |  | Adequate | 2,879.50 | NO
North Terrace_NT15-Engineering South_Second Floor_S215B _ Comms | NT-NT15-04-S215B | NT15-04-S215B-Comms | North Terrace | NT | NT15 | Engineering South | 04 | Second Floor | S215B | 850 | ITDS Branch Central Costs | 869 | Information Technology and Digital Services | 9.88 | Comms | 8 | Non Useable Floor Area Space Group | 812 | Non-usable - Comms/network system/Telephone/PABX |  | Adequate | 0.00 | NO
North Terrace_NT15-Engineering South_Second Floor_S216 _ Open Plan - circ. | NT-NT15-04-S216 | NT15-04-S216-Open Plan - circ. | North Terrace | NT | NT15 | Engineering South | 04 | Second Floor | S216 | 214 | ECMS Infrastructure | 214 | ECMS Faculty Services | 15.56 | Open Plan - circ. | 1 | Office Space Group | 111 | Open Plan - Specific type not defined |  | Adequate | 2,638.70 | NO
North Terrace_NT15-Engineering South_Second Floor_S216.01 _ Workstation | NT-NT15-04-S216.01 | NT15-04-S216.01-Workstation | North Terrace | NT | NT15 | Engineering South | 04 | Second Floor | S216.01 | 214 | ECMS Infrastructure | 214 | ECMS Faculty Services | 3.98 | Workstation | 1 | Office Space Group | 114 | Open Plan - Research Students |  | Adequate | 674.94 | NO
North Terrace_NT15-Engineering South_Second Floor_S216.02 _ Workstation | NT-NT15-04-S216.02 | NT15-04-S216.02-Workstation | North Terrace | NT | NT15 | Engineering South | 04 | Second Floor | S216.02 | 214 | ECMS Infrastructure | 214 | ECMS Faculty Services | 3.98 | Workstation | 1 | Office Space Group | 114 | Open Plan - Research Students |  | Adequate | 674.94 | NO
North Terrace_NT15-Engineering South_Second Floor_S216.03 _ Workstation | NT-NT15-04-S216.03 | NT15-04-S216.03-Workstation | North Terrace | NT | NT15 | Engineering South | 04 | Second Floor | S216.03 | 214 | ECMS Infrastructure | 214 | ECMS Faculty Services | 3.98 | Workstation | 1 | Office Space Group | 114 | Open Plan - Research Students |  | Adequate | 674.94 | NO
North Terrace_NT15-Engineering South_Second Floor_S216.04 _ Workstation | NT-NT15-04-S216.04 | NT15-04-S216.04-Workstation | North Terrace | NT | NT15 | Engineering South | 04 | Second Floor | S216.04 | 214 | ECMS Infrastructure | 214 | ECMS Faculty Services | 3.91 | Workstation | 1 | Office Space Group | 114 | Open Plan - Research Students |  | Adequate | 663.07 | NO
North Terrace_NT15-Engineering South_Second Floor_S216.05 _ Workstation | NT-NT15-04-S216.05 | NT15-04-S216.05-Workstation | North Terrace | NT | NT15 | Engineering South | 04 | Second Floor | S216.05 | 214 | ECMS Infrastructure | 214 | ECMS Faculty Services | 3.33 | Workstation | 1 | Office Space Group | 114 | Open Plan - Research Students |  | Adequate | 564.71 | NO
North Terrace_NT15-Engineering South_Second Floor_S216.06 _ Workstation | NT-NT15-04-S216.06 | NT15-04-S216.06-Workstation | North Terrace | NT | NT15 | Engineering South | 04 | Second Floor | S216.06 | 214 | ECMS Infrastructure | 214 | ECMS Faculty Services | 3.33 | Workstation | 1 | Office Space Group | 114 | Open Plan - Research Students |  | Adequate | 564.71 | NO
North Terrace_NT15-Engineering South_Second Floor_S216.07 _ Workstation - visitor | NT-NT15-04-S216.07 | NT15-04-S216.07-Workstation - visitor | North Terrace | NT | NT15 | Engineering South | 04 | Second Floor | S216.07 | 214 | ECMS Infrastructure | 214 | ECMS Faculty Services | 3.98 | Workstation - visitor | 1 | Office Space Group | 113 | Open Plan - Research Staff |  | Adequate | 674.94 | NO
North Terrace_NT15-Engineering South_Second Floor_S216.08 _ Workstation - visitor | NT-NT15-04-S216.08 | NT15-04-S216.08-Workstation - visitor | North Terrace | NT | NT15 | Engineering South | 04 | Second Floor | S216.08 | 214 | ECMS Infrastructure | 214 | ECMS Faculty Services | 3.91 | Workstation - visitor | 1 | Office Space Group | 113 | Open Plan - Research Staff |  | Adequate | 663.07 | NO
North Terrace_NT15-Engineering South_Second Floor_S216.09 _ Workstation - visitor | NT-NT15-04-S216.09 | NT15-04-S216.09-Workstation - visitor | North Terrace | NT | NT15 | Engineering South | 04 | Second Floor | S216.09 | 214 | ECMS Infrastructure | 214 | ECMS Faculty Services | 3.98 | Workstation - visitor | 1 | Office Space Group | 113 | Open Plan - Research Staff |  | Adequate | 674.94 | NO
North Terrace_NT15-Engineering South_Second Floor_S216.10 _ Workstation - visitor | NT-NT15-04-S216.10 | NT15-04-S216.10-Workstation - visitor | North Terrace | NT | NT15 | Engineering South | 04 | Second Floor | S216.10 | 214 | ECMS Infrastructure | 214 | ECMS Faculty Services | 3.33 | Workstation - visitor | 1 | Office Space Group | 113 | Open Plan - Research Staff |  | Adequate | 564.71 | NO
North Terrace_NT15-Engineering South_Second Floor_S216.11 _ Workstation - visitor | NT-NT15-04-S216.11 | NT15-04-S216.11-Workstation - visitor | North Terrace | NT | NT15 | Engineering South | 04 | Second Floor | S216.11 | 214 | ECMS Infrastructure | 214 | ECMS Faculty Services | 3.33 | Workstation - visitor | 1 | Office Space Group | 113 | Open Plan - Research Staff |  | Adequate | 564.71 | NO
North Terrace_NT15-Engineering South_Second Floor_S216B _ Office | NT-NT15-04-S216B | NT15-04-S216B-Office | North Terrace | NT | NT15 | Engineering South | 04 | Second Floor | S216B | 223 | School of Mechanical Engineering | 223 | School of Mechanical Engineering | 13.49 | Office | 1 | Office Space Group | 101 | Office - Academic Staff |  | Adequate | 2,287.66 | NO
North Terrace_NT15-Engineering South_Second Floor_S216C _ Office | NT-NT15-04-S216C | NT15-04-S216C-Office | North Terrace | NT | NT15 | Engineering South | 04 | Second Floor | S216C | 223 | School of Mechanical Engineering | 223 | School of Mechanical Engineering | 13.48 | Office | 1 | Office Space Group | 101 | Office - Academic Staff |  | Adequate | 2,285.97 | NO
North Terrace_NT15-Engineering South_Second Floor_S217 _ AeroSpace Laboratory | NT-NT15-04-S217 | NT15-04-S217-AeroSpace Laboratory | North Terrace | NT | NT15 | Engineering South | 04 | Second Floor | S217 | 223 | School of Mechanical Engineering | 223 | School of Mechanical Engineering | 77.55 | AeroSpace Laboratory | 3 | Specialist Teaching or Research Space Group | 312 | Laboratory - Research Only |  | Adequate | 17,490.96 | NO
North Terrace_NT15-Engineering South_Second Floor_S218 _ Open Plan - circ | NT-NT15-04-S218 | NT15-04-S218-Open Plan - circ | North Terrace | NT | NT15 | Engineering South | 04 | Second Floor | S218 | 214 | ECMS Infrastructure | 214 | ECMS Faculty Services | 14.44 | Open Plan - circ | 1 | Office Space Group | 111 | Open Plan - Specific type not defined |  | Adequate | 2,448.77 | NO
North Terrace_NT15-Engineering South_Second Floor_S218.01 _ Workstation | NT-NT15-04-S218.01 | NT15-04-S218.01-Workstation | North Terrace | NT | NT15 | Engineering South | 04 | Second Floor | S218.01 | 214 | ECMS Infrastructure | 214 | ECMS Faculty Services | 2.9 | Workstation | 1 | Office Space Group | 114 | Open Plan - Research Students |  | Adequate | 491.79 | NO
North Terrace_NT15-Engineering South_Second Floor_S218.02 _ Workstation | NT-NT15-04-S218.02 | NT15-04-S218.02-Workstation | North Terrace | NT | NT15 | Engineering South | 04 | Second Floor | S218.02 | 214 | ECMS Infrastructure | 214 | ECMS Faculty Services | 2.9 | Workstation | 1 | Office Space Group | 114 | Open Plan - Research Students |  | Adequate | 491.79 | NO
North Terrace_NT15-Engineering South_Second Floor_S218.03 _ Workstation | NT-NT15-04-S218.03 | NT15-04-S218.03-Workstation | North Terrace | NT | NT15 | Engineering South | 04 | Second Floor | S218.03 | 214 | ECMS Infrastructure | 214 | ECMS Faculty Services | 2.9 | Workstation | 1 | Office Space Group | 114 | Open Plan - Research Students |  | Adequate | 491.79 | NO
North Terrace_NT15-Engineering South_Second Floor_S218.04 _ Workstation | NT-NT15-04-S218.04 | NT15-04-S218.04-Workstation | North Terrace | NT | NT15 | Engineering South | 04 | Second Floor | S218.04 | 214 | ECMS Infrastructure | 214 | ECMS Faculty Services | 2.9 | Workstation | 1 | Office Space Group | 114 | Open Plan - Research Students |  | Adequate | 491.79 | NO
North Terrace_NT15-Engineering South_Second Floor_S218.05 _ Workstation | NT-NT15-04-S218.05 | NT15-04-S218.05-Workstation | North Terrace | NT | NT15 | Engineering South | 04 | Second Floor | S218.05 | 214 | ECMS Infrastructure | 214 | ECMS Faculty Services | 2.9 | Workstation | 1 | Office Space Group | 114 | Open Plan - Research Students |  | Adequate | 491.79 | NO
North Terrace_NT15-Engineering South_Second Floor_S218.06 _ Workstation | NT-NT15-04-S218.06 | NT15-04-S218.06-Workstation | North Terrace | NT | NT15 | Engineering South | 04 | Second Floor | S218.06 | 214 | ECMS Infrastructure | 214 | ECMS Faculty Services | 2.9 | Workstation | 1 | Office Space Group | 114 | Open Plan - Research Students |  | Adequate | 491.79 | NO
North Terrace_NT15-Engineering South_Second Floor_S218.07 _ Workstation | NT-NT15-04-S218.07 | NT15-04-S218.07-Workstation | North Terrace | NT | NT15 | Engineering South | 04 | Second Floor | S218.07 | 214 | ECMS Infrastructure | 214 | ECMS Faculty Services | 2.9 | Workstation | 1 | Office Space Group | 114 | Open Plan - Research Students |  | Adequate | 491.79 | NO
North Terrace_NT15-Engineering South_Second Floor_S218.08 _ Workstation | NT-NT15-04-S218.08 | NT15-04-S218.08-Workstation | North Terrace | NT | NT15 | Engineering South | 04 | Second Floor | S218.08 | 214 | ECMS Infrastructure | 214 | ECMS Faculty Services | 2.9 | Workstation | 1 | Office Space Group | 114 | Open Plan - Research Students |  | Adequate | 491.79 | NO
North Terrace_NT15-Engineering South_Second Floor_S219 _ WC - F | NT-NT15-04-S219 | NT15-04-S219-WC - F | North Terrace | NT | NT15 | Engineering South | 04 | Second Floor | S219 | 99939 | Unusable Spaces | 99939 | Unusable Spaces | 14.36 | WC - F | 8 | Non Useable Floor Area Space Group | 820 | Non-usable - Toilets/Amenities - Female |  | Unknown | 0.00 | NO
North Terrace_NT15-Engineering South_Second Floor_S220 _ Caretakers | NT-NT15-04-S220 | NT15-04-S220-Caretakers | North Terrace | NT | NT15 | Engineering South | 04 | Second Floor | S220 | 859 | Infrastructure Office | 859 | Infrastructure | 3.92 | Caretakers | 8 | Non Useable Floor Area Space Group | 806 | Non-usable - Cleaners room |  | Adequate | 0.00 | NO
North Terrace_NT15-Engineering South_Second Floor_S221 _ A/L - M | NT-NT15-04-S221 | NT15-04-S221-A/L - M | North Terrace | NT | NT15 | Engineering South | 04 | Second Floor | S221 | 99939 | Unusable Spaces | 99939 | Unusable Spaces | 3.3 | A/L - M | 8 | Non Useable Floor Area Space Group | 821 | Non-usable - Toilets/Amenities - Male |  | Unknown | 0.00 | NO
North Terrace_NT15-Engineering South_Second Floor_S221A _ WC - M | NT-NT15-04-S221A | NT15-04-S221A-WC - M | North Terrace | NT | NT15 | Engineering South | 04 | Second Floor | S221A | 99939 | Unusable Spaces | 99939 | Unusable Spaces | 12.82 | WC - M | 8 | Non Useable Floor Area Space Group | 821 | Non-usable - Toilets/Amenities - Male |  | Unknown | 0.00 | NO
North Terrace_NT15-Engineering South_Second Floor_S221B _ Store | NT-NT15-04-S221B | NT15-04-S221B-Store | North Terrace | NT | NT15 | Engineering South | 04 | Second Floor | S221B | 99939 | Unusable Spaces | 99939 | Unusable Spaces | 3 | Store | 4 | Ancillary Area Space Group | 419 | Ancillary Area - Store Room - Generic |  | Unknown | 0.00 | NO
North Terrace_NT15-Engineering South_Second Floor_S222 _ Corr. | NT-NT15-04-S222 | NT15-04-S222-Corr. | North Terrace | NT | NT15 | Engineering South | 04 | Second Floor | S222 | 99939 | Unusable Spaces | 99939 | Unusable Spaces | 21.41 | Corr. | 8 | Non Useable Floor Area Space Group | 805 | Non-usable - Circulation space |  | Unknown | 0.00 | NO
North Terrace_NT15-Engineering South_Second Floor_S222A _ Corr. | NT-NT15-04-S222A | NT15-04-S222A-Corr. | North Terrace | NT | NT15 | Engineering South | 04 | Second Floor | S222A | 99939 | Unusable Spaces | 99939 | Unusable Spaces | 24.01 | Corr. | 8 | Non Useable Floor Area Space Group | 805 | Non-usable - Circulation space |  | Unknown | 0.00 | NO
North Terrace_NT15-Engineering South_Second Floor_S222B _ Corr. | NT-NT15-04-S222B | NT15-04-S222B-Corr. | North Terrace | NT | NT15 | Engineering South | 04 | Second Floor | S222B | 99939 | Unusable Spaces | 99939 | Unusable Spaces | 17.85 | Corr. | 8 | Non Useable Floor Area Space Group | 805 | Non-usable - Circulation space |  | Unknown | 0.00 | NO
North Terrace_NT15-Engineering South_Second Floor_S222D _ Fire/Hyd. | NT-NT15-04-S222D | NT15-04-S222D-Fire/Hyd. | North Terrace | NT | NT15 | Engineering South | 04 | Second Floor | S222D | 99939 | Unusable Spaces | 99939 | Unusable Spaces | 0.31 | Fire/Hyd. | 8 | Non Useable Floor Area Space Group | 840 | Non-usable - Service riser |  | Unknown | 0.00 | NO
North Terrace_NT15-Engineering South_Second Floor_S222E _ Telecom | NT-NT15-04-S222E | NT15-04-S222E-Telecom | North Terrace | NT | NT15 | Engineering South | 04 | Second Floor | S222E | 99939 | Unusable Spaces | 99939 | Unusable Spaces | 0.42 | Telecom | 8 | Non Useable Floor Area Space Group | 812 | Non-usable - Comms/network system/Telephone/PABX |  | Unknown | 0.00 | NO
North Terrace_NT15-Engineering South_Second Floor_S222F _ Computer | NT-NT15-04-S222F | NT15-04-S222F-Computer | North Terrace | NT | NT15 | Engineering South | 04 | Second Floor | S222F | 99939 | Unusable Spaces | 99939 | Unusable Spaces | 0.33 | Computer | 8 | Non Useable Floor Area Space Group | 840 | Non-usable - Service riser |  | Unknown | 0.00 | NO
North Terrace_NT15-Engineering South_Second Floor_S222G _ Elec DB | NT-NT15-04-S222G | NT15-04-S222G-Elec DB | North Terrace | NT | NT15 | Engineering South | 04 | Second Floor | S222G | 99939 | Unusable Spaces | 99939 | Unusable Spaces | 0.33 | Elec DB | 8 | Non Useable Floor Area Space Group | 840 | Non-usable - Service riser |  | Unknown | 0.00 | NO
North Terrace_NT15-Engineering South_Second Floor_S222M _ Lift | NT-NT15-04-S222M | NT15-04-S222M-Lift | North Terrace | NT | NT15 | Engineering South | 04 | Second Floor | S222M | 99939 | Unusable Spaces | 99939 | Unusable Spaces | 6.63 | Lift | 8 | Non Useable Floor Area Space Group | 838 | Non-usable - Lift |  | Unknown | 0.00 | NO
North Terrace_NT15-Engineering South_Second Floor_S223 _ Stair | NT-NT15-04-S223 | NT15-04-S223-Stair | North Terrace | NT | NT15 | Engineering South | 04 | Second Floor | S223 | 99939 | Unusable Spaces | 99939 | Unusable Spaces | 20.43 | Stair | 8 | Non Useable Floor Area Space Group | 805 | Non-usable - Circulation space |  | Unknown | 0.00 | NO
North Terrace_NT15-Engineering South_Second Floor_S224 _ Plantroom | NT-NT15-04-S224 | NT15-04-S224-Plantroom | North Terrace | NT | NT15 | Engineering South | 04 | Second Floor | S224 | 99939 | Unusable Spaces | 99939 | Unusable Spaces | 16.74 | Plantroom | 8 | Non Useable Floor Area Space Group | 811 | Non-usable - Plant room other |  | Unknown | 0.00 | NO
North Terrace_NT15-Engineering South_Second Floor_S224D _ VSR | NT-NT15-04-S224D | NT15-04-S224D-VSR | North Terrace | NT | NT15 | Engineering South | 04 | Second Floor | S224D | 99939 | Unusable Spaces | 99939 | Unusable Spaces | 1.5 | VSR | 8 | Non Useable Floor Area Space Group | 840 | Non-usable - Service riser |  | Unknown | 0.00 | NO
North Terrace_NT15-Engineering South_Second Floor_S225 _ Sports Laboratory | NT-NT15-04-S225 | NT15-04-S225-Sports Laboratory | North Terrace | NT | NT15 | Engineering South | 04 | Second Floor | S225 | 223 | School of Mechanical Engineering | 223 | School of Mechanical Engineering | 109.95 | Sports Laboratory | 3 | Specialist Teaching or Research Space Group | 300 | Laboratory - Specialist teaching and research - type not defined |  | Adequate | 24,798.59 | NO
North Terrace_NT15-Engineering South_Second Floor_S225A _ Office | NT-NT15-04-S225A | NT15-04-S225A-Office | North Terrace | NT | NT15 | Engineering South | 04 | Second Floor | S225A | 223 | School of Mechanical Engineering | 223 | School of Mechanical Engineering | 14.36 | Office | 1 | Office Space Group | 101 | Office - Academic Staff |  | Adequate | 2,435.20 | NO
North Terrace_NT15-Engineering South_Second Floor_S225B _ Store Room | NT-NT15-04-S225B | NT15-04-S225B-Store Room | North Terrace | NT | NT15 | Engineering South | 04 | Second Floor | S225B | 223 | School of Mechanical Engineering | 223 | School of Mechanical Engineering | 13.86 | Store Room | 4 | Ancillary Area Space Group | 419 | Ancillary Area - Store Room - Generic |  | Adequate | 2,068.36 | NO
North Terrace_NT15-Engineering South_Second Floor_S225C _ Changeroom | NT-NT15-04-S225C | NT15-04-S225C-Changeroom | North Terrace | NT | NT15 | Engineering South | 04 | Second Floor | S225C | 99939 | Unusable Spaces | 99939 | Unusable Spaces | 12.6 | Changeroom | 8 | Non Useable Floor Area Space Group | 835 | Non-usable - Toilets/Amenities - Other |  | Adequate | 0.00 | NO
North Terrace_NT15-Engineering South_Second Floor_S225D _ VSR | NT-NT15-04-S225D | NT15-04-S225D-VSR | North Terrace | NT | NT15 | Engineering South | 04 | Second Floor | S225D | 99939 | Unusable Spaces | 99939 | Unusable Spaces | 0.44 | VSR | 8 | Non Useable Floor Area Space Group | 840 | Non-usable - Service riser |  | Unknown | 0.00 | NO
North Terrace_NT15-Engineering South_Second Floor_S225E _ VSR | NT-NT15-04-S225E | NT15-04-S225E-VSR | North Terrace | NT | NT15 | Engineering South | 04 | Second Floor | S225E | 99939 | Unusable Spaces | 99939 | Unusable Spaces | 0.28 | VSR | 8 | Non Useable Floor Area Space Group | 840 | Non-usable - Service riser |  | Unknown | 0.00 | NO
North Terrace_NT15-Engineering South_Second Floor_S226 _ Office - Open Plan | NT-NT15-04-S226 | NT15-04-S226-Office - Open Plan | North Terrace | NT | NT15 | Engineering South | 04 | Second Floor | S226 | 223 | School of Mechanical Engineering | 223 | School of Mechanical Engineering | 34.55 | Office - Open Plan | 1 | Office Space Group | 114 | Open Plan - Research Students |  | Adequate | 5,859.06 | NO
North Terrace_NT15-Engineering South_Second Floor_S226A _ Open Plan - circ | NT-NT15-04-S226A | NT15-04-S226A-Open Plan - circ | North Terrace | NT | NT15 | Engineering South | 04 | Second Floor | S226A | 223 | School of Mechanical Engineering | 223 | School of Mechanical Engineering | 2.64 | Open Plan - circ | 1 | Office Space Group | 111 | Open Plan - Specific type not defined |  | Adequate | 447.70 | NO
North Terrace_NT15-Engineering South_Second Floor_S226A.01 _ Workstation | NT-NT15-04-S226A.01 | NT15-04-S226A.01-Workstation | North Terrace | NT | NT15 | Engineering South | 04 | Second Floor | S226A.01 | 223 | School of Mechanical Engineering | 223 | School of Mechanical Engineering | 3.56 | Workstation | 1 | Office Space Group | 114 | Open Plan - Research Students |  | Adequate | 603.71 | NO
North Terrace_NT15-Engineering South_Second Floor_S226A.02 _ Workstation | NT-NT15-04-S226A.02 | NT15-04-S226A.02-Workstation | North Terrace | NT | NT15 | Engineering South | 04 | Second Floor | S226A.02 | 223 | School of Mechanical Engineering | 223 | School of Mechanical Engineering | 5.64 | Workstation | 1 | Office Space Group | 114 | Open Plan - Research Students |  | Adequate | 956.44 | NO
North Terrace_NT15-Engineering South_Second Floor_S226A.03 _ Workstation | NT-NT15-04-S226A.03 | NT15-04-S226A.03-Workstation | North Terrace | NT | NT15 | Engineering South | 04 | Second Floor | S226A.03 | 223 | School of Mechanical Engineering | 223 | School of Mechanical Engineering | 6.3 | Workstation | 1 | Office Space Group | 114 | Open Plan - Research Students |  | Adequate | 1,068.37 | NO
North Terrace_NT15-Engineering South_Second Floor_S226A.04 _ Workstation | NT-NT15-04-S226A.04 | NT15-04-S226A.04-Workstation | North Terrace | NT | NT15 | Engineering South | 04 | Second Floor | S226A.04 | 223 | School of Mechanical Engineering | 223 | School of Mechanical Engineering | 5.14 | Workstation | 1 | Office Space Group | 114 | Open Plan - Research Students |  | Adequate | 871.65 | NO
North Terrace_NT15-Engineering South_Second Floor_S226D _ VSR | NT-NT15-04-S226D | NT15-04-S226D-VSR | North Terrace | NT | NT15 | Engineering South | 04 | Second Floor | S226D | 99939 | Unusable Spaces | 99939 | Unusable Spaces | 0.55 | VSR | 8 | Non Useable Floor Area Space Group | 840 | Non-usable - Service riser |  | Unknown | 0.00 | NO
North Terrace_NT15-Engineering South_Second Floor_S227 _ Office | NT-NT15-04-S227 | NT15-04-S227-Office | North Terrace | NT | NT15 | Engineering South | 04 | Second Floor | S227 | 223 | School of Mechanical Engineering | 223 | School of Mechanical Engineering | 14.92 | Office | 1 | Office Space Group | 101 | Office - Academic Staff |  | Adequate | 2,530.17 | NO
North Terrace_NT15-Engineering South_Second Floor_S227A _ Office | NT-NT15-04-S227A | NT15-04-S227A-Office | North Terrace | NT | NT15 | Engineering South | 04 | Second Floor | S227A | 223 | School of Mechanical Engineering | 223 | School of Mechanical Engineering | 15.38 | Office | 1 | Office Space Group | 101 | Office - Academic Staff |  | Adequate | 2,608.17 | NO
North Terrace_NT15-Engineering South_Second Floor_S228 _ Corr. | NT-NT15-04-S228 | NT15-04-S228-Corr. | North Terrace | NT | NT15 | Engineering South | 04 | Second Floor | S228 | 99939 | Unusable Spaces | 99939 | Unusable Spaces | 37.92 | Corr. | 8 | Non Useable Floor Area Space Group | 805 | Non-usable - Circulation space |  | Unknown | 0.00 | NO
North Terrace_NT15-Engineering South_Second Floor_S228A _ Corr. | NT-NT15-04-S228A | NT15-04-S228A-Corr. | North Terrace | NT | NT15 | Engineering South | 04 | Second Floor | S228A | 99939 | Unusable Spaces | 99939 | Unusable Spaces | 29.36 | Corr. | 8 | Non Useable Floor Area Space Group | 805 | Non-usable - Circulation space |  | Unknown | 0.00 | NO
North Terrace_NT15-Engineering South_Second Floor_S228B _ Corr. | NT-NT15-04-S228B | NT15-04-S228B-Corr. | North Terrace | NT | NT15 | Engineering South | 04 | Second Floor | S228B | 99939 | Unusable Spaces | 99939 | Unusable Spaces | 17.73 | Corr. | 8 | Non Useable Floor Area Space Group | 805 | Non-usable - Circulation space |  | Unknown | 0.00 | NO
North Terrace_NT15-Engineering South_Second Floor_S228G _ Fire/Hyd | NT-NT15-04-S228G | NT15-04-S228G-Fire/Hyd | North Terrace | NT | NT15 | Engineering South | 04 | Second Floor | S228G | 99939 | Unusable Spaces | 99939 | Unusable Spaces | 0.31 | Fire/Hyd | 8 | Non Useable Floor Area Space Group | 840 | Non-usable - Service riser |  | Unknown | 0.00 | NO
North Terrace_NT15-Engineering South_Second Floor_S228H _ Elect | NT-NT15-04-S228H | NT15-04-S228H-Elect | North Terrace | NT | NT15 | Engineering South | 04 | Second Floor | S228H | 99939 | Unusable Spaces | 99939 | Unusable Spaces | 0.33 | Elect | 8 | Non Useable Floor Area Space Group | 840 | Non-usable - Service riser |  | Unknown | 0.00 | NO
North Terrace_NT15-Engineering South_Second Floor_S228J _ Computer | NT-NT15-04-S228J | NT15-04-S228J-Computer | North Terrace | NT | NT15 | Engineering South | 04 | Second Floor | S228J | 99939 | Unusable Spaces | 99939 | Unusable Spaces | 0.33 | Computer | 8 | Non Useable Floor Area Space Group | 840 | Non-usable - Service riser |  | Unknown | 0.00 | NO
North Terrace_NT15-Engineering South_Second Floor_S228K _ Mech Svs. Riser | NT-NT15-04-S228K | NT15-04-S228K-Mech Svs. Riser | North Terrace | NT | NT15 | Engineering South | 04 | Second Floor | S228K | 99939 | Unusable Spaces | 99939 | Unusable Spaces | 0.56 | Mech Svs. Riser | 8 | Non Useable Floor Area Space Group | 840 | Non-usable - Service riser |  | Unknown | 0.00 | NO
North Terrace_NT15-Engineering South_Second Floor_S229 _ Office | NT-NT15-04-S229 | NT15-04-S229-Office | North Terrace | NT | NT15 | Engineering South | 04 | Second Floor | S229 | 223 | School of Mechanical Engineering | 223 | School of Mechanical Engineering | 14.16 | Office | 1 | Office Space Group | 101 | Office - Academic Staff |  | Adequate | 2,401.28 | NO
North Terrace_NT15-Engineering South_Second Floor_S230 _ Office | NT-NT15-04-S230 | NT15-04-S230-Office | North Terrace | NT | NT15 | Engineering South | 04 | Second Floor | S230 | 223 | School of Mechanical Engineering | 223 | School of Mechanical Engineering | 16.32 | Office | 1 | Office Space Group | 101 | Office - Academic Staff |  | Adequate | 2,767.58 | NO
North Terrace_NT15-Engineering South_Second Floor_S231 _ Office | NT-NT15-04-S231 | NT15-04-S231-Office | North Terrace | NT | NT15 | Engineering South | 04 | Second Floor | S231 | 223 | School of Mechanical Engineering | 223 | School of Mechanical Engineering | 13.84 | Office | 1 | Office Space Group | 101 | Office - Academic Staff |  | Adequate | 2,347.02 | NO
North Terrace_NT15-Engineering South_Second Floor_S232 _ Office | NT-NT15-04-S232 | NT15-04-S232-Office | North Terrace | NT | NT15 | Engineering South | 04 | Second Floor | S232 | 223 | School of Mechanical Engineering | 223 | School of Mechanical Engineering | 13.89 | Office | 1 | Office Space Group | 101 | Office - Academic Staff |  | Adequate | 2,355.50 | NO
North Terrace_NT15-Engineering South_Second Floor_S233 _ Office | NT-NT15-04-S233 | NT15-04-S233-Office | North Terrace | NT | NT15 | Engineering South | 04 | Second Floor | S233 | 223 | School of Mechanical Engineering | 223 | School of Mechanical Engineering | 16.25 | Office | 1 | Office Space Group | 101 | Office - Academic Staff |  | Adequate | 2,755.71 | NO
North Terrace_NT15-Engineering South_Second Floor_S234 _ Office | NT-NT15-04-S234 | NT15-04-S234-Office | North Terrace | NT | NT15 | Engineering South | 04 | Second Floor | S234 | 223 | School of Mechanical Engineering | 223 | School of Mechanical Engineering | 12.77 | Office | 1 | Office Space Group | 101 | Office - Academic Staff |  | Adequate | 2,165.56 | NO
North Terrace_NT15-Engineering South_Second Floor_S235 _ Office | NT-NT15-04-S235 | NT15-04-S235-Office | North Terrace | NT | NT15 | Engineering South | 04 | Second Floor | S235 | 223 | School of Mechanical Engineering | 223 | School of Mechanical Engineering | 14.27 | Office | 1 | Office Space Group | 101 | Office - Academic Staff |  | Adequate | 2,419.94 | NO
North Terrace_NT15-Engineering South_Second Floor_S236 _ Office | NT-NT15-04-S236 | NT15-04-S236-Office | North Terrace | NT | NT15 | Engineering South | 04 | Second Floor | S236 | 223 | School of Mechanical Engineering | 223 | School of Mechanical Engineering | 14.12 | Office | 1 | Office Space Group | 101 | Office - Academic Staff |  | Adequate | 2,394.50 | NO
North Terrace_NT15-Engineering South_Second Floor_S237 _ Materials Laboratory | NT-NT15-04-S237 | NT15-04-S237-Materials Laboratory | North Terrace | NT | NT15 | Engineering South | 04 | Second Floor | S237 | 223 | School of Mechanical Engineering | 223 | School of Mechanical Engineering | 74.54 | Materials Laboratory | 3 | Specialist Teaching or Research Space Group | 300 | Laboratory - Specialist teaching and research - type not defined |  | Adequate | 16,812.07 | NO
North Terrace_NT15-Engineering South_Second Floor_S237A _ Office/ Tute | NT-NT15-04-S237A | NT15-04-S237A-Office/ Tute | North Terrace | NT | NT15 | Engineering South | 04 | Second Floor | S237A | 223 | School of Mechanical Engineering | 223 | School of Mechanical Engineering | 22.51 | Office/ Tute | 1 | Office Space Group | 101 | Office - Academic Staff |  | Adequate | 3,817.29 | NO
North Terrace_NT15-Engineering South_Second Floor_S237B _ Office | NT-NT15-04-S237B | NT15-04-S237B-Office | North Terrace | NT | NT15 | Engineering South | 04 | Second Floor | S237B | 223 | School of Mechanical Engineering | 223 | School of Mechanical Engineering | 12.24 | Office | 1 | Office Space Group | 101 | Office - Academic Staff |  | Adequate | 2,075.69 | NO
North Terrace_NT15-Engineering South_Second Floor_S237C _ Office | NT-NT15-04-S237C | NT15-04-S237C-Office | North Terrace | NT | NT15 | Engineering South | 04 | Second Floor | S237C | 223 | School of Mechanical Engineering | 223 | School of Mechanical Engineering | 14.05 | Office | 1 | Office Space Group | 101 | Office - Academic Staff |  | Adequate | 2,382.63 | NO
North Terrace_NT15-Engineering South_Second Floor_S237D _ Laboratory | NT-NT15-04-S237D | NT15-04-S237D-Laboratory | North Terrace | NT | NT15 | Engineering South | 04 | Second Floor | S237D | 223 | School of Mechanical Engineering | 223 | School of Mechanical Engineering | 10.42 | Laboratory | 3 | Specialist Teaching or Research Space Group | 300 | Laboratory - Specialist teaching and research - type not defined |  | Adequate | 2,350.17 | NO
North Terrace_NT15-Engineering South_Second Floor_S237E _ Laboratory | NT-NT15-04-S237E | NT15-04-S237E-Laboratory | North Terrace | NT | NT15 | Engineering South | 04 | Second Floor | S237E | 223 | School of Mechanical Engineering | 223 | School of Mechanical Engineering | 10.47 | Laboratory | 3 | Specialist Teaching or Research Space Group | 300 | Laboratory - Specialist teaching and research - type not defined |  | Adequate | 2,361.45 | NO
North Terrace_NT15-Engineering South_Second Floor_S238 _ Office - Laboratory | NT-NT15-04-S238 | NT15-04-S238-Office - Laboratory | North Terrace | NT | NT15 | Engineering South | 04 | Second Floor | S238 | 223 | School of Mechanical Engineering | 223 | School of Mechanical Engineering | 41.35 | Office - Laboratory | 1 | Office Space Group | 101 | Office - Academic Staff |  | Adequate | 7,012.22 | NO
North Terrace_NT15-Engineering South_Second Floor_S238A _ Meeting | NT-NT15-04-S238A | NT15-04-S238A-Meeting | North Terrace | NT | NT15 | Engineering South | 04 | Second Floor | S238A | 223 | School of Mechanical Engineering | 223 | School of Mechanical Engineering | 29.21 | Meeting | 6 | General Facility Space Group | 601 | General Facility - Committee/Conference/Meeting room |  | Adequate | 5,547.91 | NO
North Terrace_NT15-Engineering South_Second Floor_S239 _ Stair - South | NT-NT15-04-S239 | NT15-04-S239-Stair - South | North Terrace | NT | NT15 | Engineering South | 04 | Second Floor | S239 | 99939 | Unusable Spaces | 99939 | Unusable Spaces | 18.91 | Stair - South | 8 | Non Useable Floor Area Space Group | 805 | Non-usable - Circulation space |  | Unknown | 0.00 | NO
North Terrace_NT15-Engineering South_Third Floor_S301 _ Stair | NT-NT15-05-S301 | NT15-05-S301-Stair | North Terrace | NT | NT15 | Engineering South | 05 | Third Floor | S301 | 99939 | Unusable Spaces | 99939 | Unusable Spaces | 13.58 | Stair | 8 | Non Useable Floor Area Space Group | 805 | Non-usable - Circulation space |  | Unknown | 0.00 | NO
North Terrace_NT15-Engineering South_Third Floor_S301A _ VSR | NT-NT15-05-S301A | NT15-05-S301A-VSR | North Terrace | NT | NT15 | Engineering South | 05 | Third Floor | S301A | 99939 | Unusable Spaces | 99939 | Unusable Spaces | 0.8 | VSR | 8 | Non Useable Floor Area Space Group | 840 | Non-usable - Service riser |  | Unknown | 0.00 | NO
North Terrace_NT15-Engineering South_Third Floor_S302 _ Fire Lobby | NT-NT15-05-S302 | NT15-05-S302-Fire Lobby | North Terrace | NT | NT15 | Engineering South | 05 | Third Floor | S302 | 99939 | Unusable Spaces | 99939 | Unusable Spaces | 11.9 | Fire Lobby | 8 | Non Useable Floor Area Space Group | 805 | Non-usable - Circulation space |  | Unknown | 0.00 | NO
North Terrace_NT15-Engineering South_Third Floor_S303 _ Corr. | NT-NT15-05-S303 | NT15-05-S303-Corr. | North Terrace | NT | NT15 | Engineering South | 05 | Third Floor | S303 | 99939 | Unusable Spaces | 99939 | Unusable Spaces | 48.7 | Corr. | 8 | Non Useable Floor Area Space Group | 805 | Non-usable - Circulation space | INFORMAL-PRIM-I | Unknown | 0.00 | NO
North Terrace_NT15-Engineering South_Third Floor_S303A _ Breakout | NT-NT15-05-S303A | NT15-05-S303A-Breakout | North Terrace | NT | NT15 | Engineering South | 05 | Third Floor | S303A | 99950 | Hub and study spaces (ex-DVCA) | 952 | Corporate Services Division Admin | 35.28 | Breakout | 5 | Library, IT and Learning Space Group | 517 | Informal Learning | INFORMAL-PRIM-C | Good | 8,376.00 | NO
North Terrace_NT15-Engineering South_Third Floor_S303B _ Corr. | NT-NT15-05-S303B | NT15-05-S303B-Corr. | North Terrace | NT | NT15 | Engineering South | 05 | Third Floor | S303B | 99939 | Unusable Spaces | 99939 | Unusable Spaces | 12.41 | Corr. | 8 | Non Useable Floor Area Space Group | 805 | Non-usable - Circulation space |  | Unknown | 0.00 | NO
North Terrace_NT15-Engineering South_Third Floor_S303C _ Corr. | NT-NT15-05-S303C | NT15-05-S303C-Corr. | North Terrace | NT | NT15 | Engineering South | 05 | Third Floor | S303C | 99939 | Unusable Spaces | 99939 | Unusable Spaces | 31.58 | Corr. | 8 | Non Useable Floor Area Space Group | 805 | Non-usable - Circulation space |  | Excellent | 0.00 | NO
North Terrace_NT15-Engineering South_Third Floor_S303D _ Entry | NT-NT15-05-S303D | NT15-05-S303D-Entry | North Terrace | NT | NT15 | Engineering South | 05 | Third Floor | S303D | 99939 | Unusable Spaces | 99939 | Unusable Spaces | 0.95 | Entry | 8 | Non Useable Floor Area Space Group | 805 | Non-usable - Circulation space |  | Unknown | 0.00 | NO
North Terrace_NT15-Engineering South_Third Floor_S303E _ Display | NT-NT15-05-S303E | NT15-05-S303E-Display | North Terrace | NT | NT15 | Engineering South | 05 | Third Floor | S303E | 223 | School of Mechanical Engineering | 223 | School of Mechanical Engineering | 0.98 | Display | 4 | Ancillary Area Space Group | 419 | Ancillary Area - Store Room - Generic |  | Excellent | 214.98 | NO
North Terrace_NT15-Engineering South_Third Floor_S304 _ Office | NT-NT15-05-S304 | NT15-05-S304-Office | North Terrace | NT | NT15 | Engineering South | 05 | Third Floor | S304 | 223 | School of Mechanical Engineering | 223 | School of Mechanical Engineering | 18.38 | Office | 1 | Office Space Group | 101 | Office - Academic Staff |  | Adequate | 3,116.92 | NO
North Terrace_NT15-Engineering South_Third Floor_S305 _ Office | NT-NT15-05-S305 | NT15-05-S305-Office | North Terrace | NT | NT15 | Engineering South | 05 | Third Floor | S305 | 223 | School of Mechanical Engineering | 223 | School of Mechanical Engineering | 18.83 | Office | 1 | Office Space Group | 101 | Office - Academic Staff |  | Adequate | 3,193.23 | NO
North Terrace_NT15-Engineering South_Third Floor_S306 _ Office | NT-NT15-05-S306 | NT15-05-S306-Office | North Terrace | NT | NT15 | Engineering South | 05 | Third Floor | S306 | 223 | School of Mechanical Engineering | 223 | School of Mechanical Engineering | 20.27 | Office | 1 | Office Space Group | 101 | Office - Academic Staff |  | Adequate | 3,437.43 | NO
North Terrace_NT15-Engineering South_Third Floor_S307 _ Office | NT-NT15-05-S307 | NT15-05-S307-Office | North Terrace | NT | NT15 | Engineering South | 05 | Third Floor | S307 | 223 | School of Mechanical Engineering | 223 | School of Mechanical Engineering | 18.38 | Office | 1 | Office Space Group | 101 | Office - Academic Staff |  | Adequate | 3,116.92 | NO
North Terrace_NT15-Engineering South_Third Floor_S308 _ Office | NT-NT15-05-S308 | NT15-05-S308-Office | North Terrace | NT | NT15 | Engineering South | 05 | Third Floor | S308 | 223 | School of Mechanical Engineering | 223 | School of Mechanical Engineering | 18.53 | Office | 1 | Office Space Group | 101 | Office - Academic Staff |  | Adequate | 3,142.36 | NO
North Terrace_NT15-Engineering South_Third Floor_S309 _ Office | NT-NT15-05-S309 | NT15-05-S309-Office | North Terrace | NT | NT15 | Engineering South | 05 | Third Floor | S309 | 223 | School of Mechanical Engineering | 223 | School of Mechanical Engineering | 18.67 | Office | 1 | Office Space Group | 101 | Office - Academic Staff |  | Adequate | 3,166.10 | NO
North Terrace_NT15-Engineering South_Third Floor_S310 _ Office | NT-NT15-05-S310 | NT15-05-S310-Office | North Terrace | NT | NT15 | Engineering South | 05 | Third Floor | S310 | 223 | School of Mechanical Engineering | 223 | School of Mechanical Engineering | 21.14 | Office | 1 | Office Space Group | 101 | Office - Academic Staff |  | Adequate | 3,584.97 | NO
North Terrace_NT15-Engineering South_Third Floor_S311 _ CARM Laboratory | NT-NT15-05-S311 | NT15-05-S311-CARM Laboratory | North Terrace | NT | NT15 | Engineering South | 05 | Third Floor | S311 | 214 | ECMS Infrastructure | 214 | ECMS Faculty Services | 200.37 | CARM Laboratory | 3 | Specialist Teaching or Research Space Group | 302 | Laboratory - Scientific/Medical/Engineering - DRY - Undergraduate |  | Excellent | 66,432.68 | NO
North Terrace_NT15-Engineering South_Third Floor_S311A _ Store | NT-NT15-05-S311A | NT15-05-S311A-Store | North Terrace | NT | NT15 | Engineering South | 05 | Third Floor | S311A | 214 | ECMS Infrastructure | 214 | ECMS Faculty Services | 29.26 | Store | 4 | Ancillary Area Space Group | 419 | Ancillary Area - Store Room - Generic |  | Excellent | 6,418.81 | NO
North Terrace_NT15-Engineering South_Third Floor_S311B _ Compactus | NT-NT15-05-S311B | NT15-05-S311B-Compactus | North Terrace | NT | NT15 | Engineering South | 05 | Third Floor | S311B | 214 | ECMS Infrastructure | 214 | ECMS Faculty Services | 7.48 | Compactus | 4 | Ancillary Area Space Group | 419 | Ancillary Area - Store Room - Generic |  | Excellent | 1,640.90 | NO
North Terrace_NT15-Engineering South_Third Floor_S312 _ Lobby | NT-NT15-05-S312 | NT15-05-S312-Lobby | North Terrace | NT | NT15 | Engineering South | 05 | Third Floor | S312 | 99939 | Unusable Spaces | 99939 | Unusable Spaces | 10.44 | Lobby | 8 | Non Useable Floor Area Space Group | 805 | Non-usable - Circulation space |  | Unknown | 0.00 | NO
North Terrace_NT15-Engineering South_Third Floor_S313 _ Open Plan - circ | NT-NT15-05-S313 | NT15-05-S313-Open Plan - circ | North Terrace | NT | NT15 | Engineering South | 05 | Third Floor | S313 | 214 | ECMS Infrastructure | 214 | ECMS Faculty Services | 23.03 | Open Plan - circ | 1 | Office Space Group | 111 | Open Plan - Specific type not defined |  | Adequate | 3,905.48 | NO
North Terrace_NT15-Engineering South_Third Floor_S313.01 _ Workstation | NT-NT15-05-S313.01 | NT15-05-S313.01-Workstation | North Terrace | NT | NT15 | Engineering South | 05 | Third Floor | S313.01 | 214 | ECMS Infrastructure | 214 | ECMS Faculty Services | 5.07 | Workstation | 1 | Office Space Group | 114 | Open Plan - Research Students |  | Adequate | 859.78 | NO
North Terrace_NT15-Engineering South_Third Floor_S313.02 _ Workstation | NT-NT15-05-S313.02 | NT15-05-S313.02-Workstation | North Terrace | NT | NT15 | Engineering South | 05 | Third Floor | S313.02 | 214 | ECMS Infrastructure | 214 | ECMS Faculty Services | 5.07 | Workstation | 1 | Office Space Group | 114 | Open Plan - Research Students |  | Adequate | 859.78 | NO
North Terrace_NT15-Engineering South_Third Floor_S313.03 _ Workstation | NT-NT15-05-S313.03 | NT15-05-S313.03-Workstation | North Terrace | NT | NT15 | Engineering South | 05 | Third Floor | S313.03 | 214 | ECMS Infrastructure | 214 | ECMS Faculty Services | 5.07 | Workstation | 1 | Office Space Group | 114 | Open Plan - Research Students |  | Adequate | 859.78 | NO
North Terrace_NT15-Engineering South_Third Floor_S313.04 _ Workstation | NT-NT15-05-S313.04 | NT15-05-S313.04-Workstation | North Terrace | NT | NT15 | Engineering South | 05 | Third Floor | S313.04 | 214 | ECMS Infrastructure | 214 | ECMS Faculty Services | 5.07 | Workstation | 1 | Office Space Group | 114 | Open Plan - Research Students |  | Adequate | 859.78 | NO
North Terrace_NT15-Engineering South_Third Floor_S313.05 _ Workstation | NT-NT15-05-S313.05 | NT15-05-S313.05-Workstation | North Terrace | NT | NT15 | Engineering South | 05 | Third Floor | S313.05 | 214 | ECMS Infrastructure | 214 | ECMS Faculty Services | 5.07 | Workstation | 1 | Office Space Group | 114 | Open Plan - Research Students |  | Adequate | 859.78 | NO
North Terrace_NT15-Engineering South_Third Floor_S313.06 _ Workstation | NT-NT15-05-S313.06 | NT15-05-S313.06-Workstation | North Terrace | NT | NT15 | Engineering South | 05 | Third Floor | S313.06 | 214 | ECMS Infrastructure | 214 | ECMS Faculty Services | 5.07 | Workstation | 1 | Office Space Group | 114 | Open Plan - Research Students |  | Adequate | 859.78 | NO
North Terrace_NT15-Engineering South_Third Floor_S313.07 _ Workstation | NT-NT15-05-S313.07 | NT15-05-S313.07-Workstation | North Terrace | NT | NT15 | Engineering South | 05 | Third Floor | S313.07 | 214 | ECMS Infrastructure | 214 | ECMS Faculty Services | 5.07 | Workstation | 1 | Office Space Group | 114 | Open Plan - Research Students |  | Adequate | 859.78 | NO
North Terrace_NT15-Engineering South_Third Floor_S313.08 _ Workstation | NT-NT15-05-S313.08 | NT15-05-S313.08-Workstation | North Terrace | NT | NT15 | Engineering South | 05 | Third Floor | S313.08 | 214 | ECMS Infrastructure | 214 | ECMS Faculty Services | 5.07 | Workstation | 1 | Office Space Group | 114 | Open Plan - Research Students |  | Adequate | 859.78 | NO
North Terrace_NT15-Engineering South_Third Floor_S313.09 _ Workstation | NT-NT15-05-S313.09 | NT15-05-S313.09-Workstation | North Terrace | NT | NT15 | Engineering South | 05 | Third Floor | S313.09 | 214 | ECMS Infrastructure | 214 | ECMS Faculty Services | 5.07 | Workstation | 1 | Office Space Group | 114 | Open Plan - Research Students |  | Adequate | 859.78 | NO
North Terrace_NT15-Engineering South_Third Floor_S313.10 _ Workstation | NT-NT15-05-S313.10 | NT15-05-S313.10-Workstation | North Terrace | NT | NT15 | Engineering South | 05 | Third Floor | S313.10 | 214 | ECMS Infrastructure | 214 | ECMS Faculty Services | 5.07 | Workstation | 1 | Office Space Group | 114 | Open Plan - Research Students |  | Adequate | 859.78 | NO
North Terrace_NT15-Engineering South_Third Floor_S313.11 _ Workstation | NT-NT15-05-S313.11 | NT15-05-S313.11-Workstation | North Terrace | NT | NT15 | Engineering South | 05 | Third Floor | S313.11 | 214 | ECMS Infrastructure | 214 | ECMS Faculty Services | 5.07 | Workstation | 1 | Office Space Group | 114 | Open Plan - Research Students |  | Adequate | 859.78 | NO
North Terrace_NT15-Engineering South_Third Floor_S313.12 _ Workstation | NT-NT15-05-S313.12 | NT15-05-S313.12-Workstation | North Terrace | NT | NT15 | Engineering South | 05 | Third Floor | S313.12 | 214 | ECMS Infrastructure | 214 | ECMS Faculty Services | 5 | Workstation | 1 | Office Space Group | 114 | Open Plan - Research Students |  | Adequate | 847.91 | NO
North Terrace_NT15-Engineering South_Third Floor_S313.13 _ Workstation | NT-NT15-05-S313.13 | NT15-05-S313.13-Workstation | North Terrace | NT | NT15 | Engineering South | 05 | Third Floor | S313.13 | 214 | ECMS Infrastructure | 214 | ECMS Faculty Services | 5.07 | Workstation | 1 | Office Space Group | 114 | Open Plan - Research Students |  | Adequate | 859.78 | NO
North Terrace_NT15-Engineering South_Third Floor_S313.14 _ Workstation | NT-NT15-05-S313.14 | NT15-05-S313.14-Workstation | North Terrace | NT | NT15 | Engineering South | 05 | Third Floor | S313.14 | 214 | ECMS Infrastructure | 214 | ECMS Faculty Services | 5.07 | Workstation | 1 | Office Space Group | 114 | Open Plan - Research Students |  | Adequate | 859.78 | NO
North Terrace_NT15-Engineering South_Third Floor_S313.15 _ Workstation | NT-NT15-05-S313.15 | NT15-05-S313.15-Workstation | North Terrace | NT | NT15 | Engineering South | 05 | Third Floor | S313.15 | 214 | ECMS Infrastructure | 214 | ECMS Faculty Services | 5.03 | Workstation | 1 | Office Space Group | 114 | Open Plan - Research Students |  | Adequate | 853.00 | NO
North Terrace_NT15-Engineering South_Third Floor_S314 _ Open Plan - circ | NT-NT15-05-S314 | NT15-05-S314-Open Plan - circ | North Terrace | NT | NT15 | Engineering South | 05 | Third Floor | S314 | 214 | ECMS Infrastructure | 214 | ECMS Faculty Services | 26.58 | Open Plan - circ | 1 | Office Space Group | 111 | Open Plan - Specific type not defined |  | Adequate | 4,507.49 | NO
North Terrace_NT15-Engineering South_Third Floor_S314.01 _ Workstation | NT-NT15-05-S314.01 | NT15-05-S314.01-Workstation | North Terrace | NT | NT15 | Engineering South | 05 | Third Floor | S314.01 | 214 | ECMS Infrastructure | 214 | ECMS Faculty Services | 4.48 | Workstation | 1 | Office Space Group | 114 | Open Plan - Research Students |  | Adequate | 759.73 | NO
North Terrace_NT15-Engineering South_Third Floor_S314.02 _ Workstation | NT-NT15-05-S314.02 | NT15-05-S314.02-Workstation | North Terrace | NT | NT15 | Engineering South | 05 | Third Floor | S314.02 | 214 | ECMS Infrastructure | 214 | ECMS Faculty Services | 4.54 | Workstation | 1 | Office Space Group | 114 | Open Plan - Research Students |  | Adequate | 769.90 | NO
North Terrace_NT15-Engineering South_Third Floor_S314.03 _ Workstation | NT-NT15-05-S314.03 | NT15-05-S314.03-Workstation | North Terrace | NT | NT15 | Engineering South | 05 | Third Floor | S314.03 | 214 | ECMS Infrastructure | 214 | ECMS Faculty Services | 4.54 | Workstation | 1 | Office Space Group | 114 | Open Plan - Research Students |  | Adequate | 769.90 | NO
North Terrace_NT15-Engineering South_Third Floor_S314.04 _ Workstation | NT-NT15-05-S314.04 | NT15-05-S314.04-Workstation | North Terrace | NT | NT15 | Engineering South | 05 | Third Floor | S314.04 | 214 | ECMS Infrastructure | 214 | ECMS Faculty Services | 4.5 | Workstation | 1 | Office Space Group | 114 | Open Plan - Research Students |  | Adequate | 763.12 | NO
North Terrace_NT15-Engineering South_Third Floor_S314.05 _ Workstation | NT-NT15-05-S314.05 | NT15-05-S314.05-Workstation | North Terrace | NT | NT15 | Engineering South | 05 | Third Floor | S314.05 | 214 | ECMS Infrastructure | 214 | ECMS Faculty Services | 4.19 | Workstation | 1 | Office Space Group | 114 | Open Plan - Research Students |  | Adequate | 710.55 | NO
North Terrace_NT15-Engineering South_Third Floor_S314.06 _ Workstation | NT-NT15-05-S314.06 | NT15-05-S314.06-Workstation | North Terrace | NT | NT15 | Engineering South | 05 | Third Floor | S314.06 | 214 | ECMS Infrastructure | 214 | ECMS Faculty Services | 4.19 | Workstation | 1 | Office Space Group | 114 | Open Plan - Research Students |  | Adequate | 710.55 | NO
North Terrace_NT15-Engineering South_Third Floor_S314.07 _ Workstation | NT-NT15-05-S314.07 | NT15-05-S314.07-Workstation | North Terrace | NT | NT15 | Engineering South | 05 | Third Floor | S314.07 | 214 | ECMS Infrastructure | 214 | ECMS Faculty Services | 4.19 | Workstation | 1 | Office Space Group | 114 | Open Plan - Research Students |  | Adequate | 710.55 | NO
North Terrace_NT15-Engineering South_Third Floor_S314.08 _ Workstation | NT-NT15-05-S314.08 | NT15-05-S314.08-Workstation | North Terrace | NT | NT15 | Engineering South | 05 | Third Floor | S314.08 | 214 | ECMS Infrastructure | 214 | ECMS Faculty Services | 4.19 | Workstation | 1 | Office Space Group | 114 | Open Plan - Research Students |  | Adequate | 710.55 | NO
North Terrace_NT15-Engineering South_Third Floor_S314.09 _ Workstation | NT-NT15-05-S314.09 | NT15-05-S314.09-Workstation | North Terrace | NT | NT15 | Engineering South | 05 | Third Floor | S314.09 | 214 | ECMS Infrastructure | 214 | ECMS Faculty Services | 4.19 | Workstation | 1 | Office Space Group | 114 | Open Plan - Research Students |  | Adequate | 710.55 | NO
North Terrace_NT15-Engineering South_Third Floor_S314.10 _ Workstation | NT-NT15-05-S314.10 | NT15-05-S314.10-Workstation | North Terrace | NT | NT15 | Engineering South | 05 | Third Floor | S314.10 | 214 | ECMS Infrastructure | 214 | ECMS Faculty Services | 4.19 | Workstation | 1 | Office Space Group | 114 | Open Plan - Research Students |  | Adequate | 710.55 | NO
North Terrace_NT15-Engineering South_Third Floor_S314.11 _ Workstation | NT-NT15-05-S314.11 | NT15-05-S314.11-Workstation | North Terrace | NT | NT15 | Engineering South | 05 | Third Floor | S314.11 | 214 | ECMS Infrastructure | 214 | ECMS Faculty Services | 4.19 | Workstation | 1 | Office Space Group | 114 | Open Plan - Research Students |  | Adequate | 710.55 | NO
North Terrace_NT15-Engineering South_Third Floor_S314.12 _ Workstation | NT-NT15-05-S314.12 | NT15-05-S314.12-Workstation | North Terrace | NT | NT15 | Engineering South | 05 | Third Floor | S314.12 | 214 | ECMS Infrastructure | 214 | ECMS Faculty Services | 4.19 | Workstation | 1 | Office Space Group | 114 | Open Plan - Research Students |  | Adequate | 710.55 | NO
North Terrace_NT15-Engineering South_Third Floor_S314.13 _ Workstation | NT-NT15-05-S314.13 | NT15-05-S314.13-Workstation | North Terrace | NT | NT15 | Engineering South | 05 | Third Floor | S314.13 | 214 | ECMS Infrastructure | 214 | ECMS Faculty Services | 4.52 | Workstation | 1 | Office Space Group | 114 | Open Plan - Research Students |  | Adequate | 766.51 | NO
North Terrace_NT15-Engineering South_Third Floor_S315 _ Open Plan - circ | NT-NT15-05-S315 | NT15-05-S315-Open Plan - circ | North Terrace | NT | NT15 | Engineering South | 05 | Third Floor | S315 | 223 | School of Mechanical Engineering | 223 | School of Mechanical Engineering | 5.94 | Open Plan - circ | 1 | Office Space Group | 111 | Open Plan - Specific type not defined |  | Adequate | 1,007.32 | NO
North Terrace_NT15-Engineering South_Third Floor_S315.01 _ Workstation | NT-NT15-05-S315.01 | NT15-05-S315.01-Workstation | North Terrace | NT | NT15 | Engineering South | 05 | Third Floor | S315.01 | 223 | School of Mechanical Engineering | 223 | School of Mechanical Engineering | 2.17 | Workstation | 1 | Office Space Group | 114 | Open Plan - Research Students |  | Adequate | 367.99 | NO
North Terrace_NT15-Engineering South_Third Floor_S315.02 _ Workstation | NT-NT15-05-S315.02 | NT15-05-S315.02-Workstation | North Terrace | NT | NT15 | Engineering South | 05 | Third Floor | S315.02 | 223 | School of Mechanical Engineering | 223 | School of Mechanical Engineering | 2.17 | Workstation | 1 | Office Space Group | 114 | Open Plan - Research Students |  | Adequate | 367.99 | NO
North Terrace_NT15-Engineering South_Third Floor_S315.03 _ Workstation | NT-NT15-05-S315.03 | NT15-05-S315.03-Workstation | North Terrace | NT | NT15 | Engineering South | 05 | Third Floor | S315.03 | 223 | School of Mechanical Engineering | 223 | School of Mechanical Engineering | 2.17 | Workstation | 1 | Office Space Group | 114 | Open Plan - Research Students |  | Adequate | 367.99 | NO
North Terrace_NT15-Engineering South_Third Floor_S315.04 _ Workstation | NT-NT15-05-S315.04 | NT15-05-S315.04-Workstation | North Terrace | NT | NT15 | Engineering South | 05 | Third Floor | S315.04 | 223 | School of Mechanical Engineering | 223 | School of Mechanical Engineering | 2.17 | Workstation | 1 | Office Space Group | 114 | Open Plan - Research Students |  | Adequate | 367.99 | NO
North Terrace_NT15-Engineering South_Third Floor_S315.05 _ Workstation | NT-NT15-05-S315.05 | NT15-05-S315.05-Workstation | North Terrace | NT | NT15 | Engineering South | 05 | Third Floor | S315.05 | 223 | School of Mechanical Engineering | 223 | School of Mechanical Engineering | 2.17 | Workstation | 1 | Office Space Group | 114 | Open Plan - Research Students |  | Adequate | 367.99 | NO
North Terrace_NT15-Engineering South_Third Floor_S316 _ Office - Staff | NT-NT15-05-S316 | NT15-05-S316-Office - Staff | North Terrace | NT | NT15 | Engineering South | 05 | Third Floor | S316 | 223 | School of Mechanical Engineering | 223 | School of Mechanical Engineering | 18.33 | Office - Staff | 1 | Office Space Group | 108 | Office - Professional/General Staff |  | Adequate | 3,108.44 | NO
North Terrace_NT15-Engineering South_Third Floor_S317 _ Office | NT-NT15-05-S317 | NT15-05-S317-Office | North Terrace | NT | NT15 | Engineering South | 05 | Third Floor | S317 | 223 | School of Mechanical Engineering | 223 | School of Mechanical Engineering | 18.71 | Office | 1 | Office Space Group | 101 | Office - Academic Staff |  | Adequate | 3,172.88 | NO
North Terrace_NT15-Engineering South_Third Floor_S318 _ A/L | NT-NT15-05-S318 | NT15-05-S318-A/L | North Terrace | NT | NT15 | Engineering South | 05 | Third Floor | S318 | 99939 | Unusable Spaces | 99939 | Unusable Spaces | 3.3 | A/L | 8 | Non Useable Floor Area Space Group | 822 | Non-usable - Toilets/Amenities - Unisex |  | Unknown | 0.00 | NO
North Terrace_NT15-Engineering South_Third Floor_S318A _ WC - M | NT-NT15-05-S318A | NT15-05-S318A-WC - M | North Terrace | NT | NT15 | Engineering South | 05 | Third Floor | S318A | 99939 | Unusable Spaces | 99939 | Unusable Spaces | 12.82 | WC - M | 8 | Non Useable Floor Area Space Group | 821 | Non-usable - Toilets/Amenities - Male |  | Unknown | 0.00 | NO
North Terrace_NT15-Engineering South_Third Floor_S318B _ Roof Access | NT-NT15-05-S318B | NT15-05-S318B-Roof Access | North Terrace | NT | NT15 | Engineering South | 05 | Third Floor | S318B | 99939 | Unusable Spaces | 99939 | Unusable Spaces | 3 | Roof Access | 8 | Non Useable Floor Area Space Group | 840 | Non-usable - Service riser |  | Unknown | 0.00 | NO
North Terrace_NT15-Engineering South_Third Floor_S319 _ Corr. | NT-NT15-05-S319 | NT15-05-S319-Corr. | North Terrace | NT | NT15 | Engineering South | 05 | Third Floor | S319 | 99939 | Unusable Spaces | 99939 | Unusable Spaces | 27.44 | Corr. | 8 | Non Useable Floor Area Space Group | 805 | Non-usable - Circulation space |  | Unknown | 0.00 | NO
North Terrace_NT15-Engineering South_Third Floor_S319A _ Lift | NT-NT15-05-S319A | NT15-05-S319A-Lift | North Terrace | NT | NT15 | Engineering South | 05 | Third Floor | S319A | 99939 | Unusable Spaces | 99939 | Unusable Spaces | 6.63 | Lift | 8 | Non Useable Floor Area Space Group | 838 | Non-usable - Lift |  | Unknown | 0.00 | NO
North Terrace_NT15-Engineering South_Third Floor_S319B _ Elec DB | NT-NT15-05-S319B | NT15-05-S319B-Elec DB | North Terrace | NT | NT15 | Engineering South | 05 | Third Floor | S319B | 99939 | Unusable Spaces | 99939 | Unusable Spaces | 0.33 | Elec DB | 8 | Non Useable Floor Area Space Group | 840 | Non-usable - Service riser |  | Unknown | 0.00 | NO
North Terrace_NT15-Engineering South_Third Floor_S319C _ VSR | NT-NT15-05-S319C | NT15-05-S319C-VSR | North Terrace | NT | NT15 | Engineering South | 05 | Third Floor | S319C | 99939 | Unusable Spaces | 99939 | Unusable Spaces | 0.33 | VSR | 8 | Non Useable Floor Area Space Group | 840 | Non-usable - Service riser |  | Unknown | 0.00 | NO
North Terrace_NT15-Engineering South_Third Floor_S319D _ Comms | NT-NT15-05-S319D | NT15-05-S319D-Comms | North Terrace | NT | NT15 | Engineering South | 05 | Third Floor | S319D | 99939 | Unusable Spaces | 99939 | Unusable Spaces | 0.42 | Comms | 8 | Non Useable Floor Area Space Group | 840 | Non-usable - Service riser |  | Unknown | 0.00 | NO
North Terrace_NT15-Engineering South_Third Floor_S319E _ Fire Hydrant | NT-NT15-05-S319E | NT15-05-S319E-Fire Hydrant | North Terrace | NT | NT15 | Engineering South | 05 | Third Floor | S319E | 99939 | Unusable Spaces | 99939 | Unusable Spaces | 0.31 | Fire Hydrant | 8 | Non Useable Floor Area Space Group | 840 | Non-usable - Service riser |  | Unknown | 0.00 | NO
North Terrace_NT15-Engineering South_Third Floor_S320 _ Stair | NT-NT15-05-S320 | NT15-05-S320-Stair | North Terrace | NT | NT15 | Engineering South | 05 | Third Floor | S320 | 99939 | Unusable Spaces | 99939 | Unusable Spaces | 18.03 | Stair | 8 | Non Useable Floor Area Space Group | 805 | Non-usable - Circulation space |  | Unknown | 0.00 | NO
North Terrace_NT15-Engineering South_Third Floor_S321 _ A/L | NT-NT15-05-S321 | NT15-05-S321-A/L | North Terrace | NT | NT15 | Engineering South | 05 | Third Floor | S321 | 99939 | Unusable Spaces | 99939 | Unusable Spaces | 3.2 | A/L | 8 | Non Useable Floor Area Space Group | 822 | Non-usable - Toilets/Amenities - Unisex |  | Unknown | 0.00 | NO
North Terrace_NT15-Engineering South_Third Floor_S321A _ WC - F | NT-NT15-05-S321A | NT15-05-S321A-WC - F | North Terrace | NT | NT15 | Engineering South | 05 | Third Floor | S321A | 99939 | Unusable Spaces | 99939 | Unusable Spaces | 8.83 | WC - F | 8 | Non Useable Floor Area Space Group | 820 | Non-usable - Toilets/Amenities - Female |  | Unknown | 0.00 | NO
North Terrace_NT15-Engineering South_Third Floor_S322 _ Cleaners Room | NT-NT15-05-S322 | NT15-05-S322-Cleaners Room | North Terrace | NT | NT15 | Engineering South | 05 | Third Floor | S322 | 99939 | Unusable Spaces | 99939 | Unusable Spaces | 3.59 | Cleaners Room | 8 | Non Useable Floor Area Space Group | 806 | Non-usable - Cleaners room |  | Unknown | 0.00 | NO
North Terrace_NT15-Engineering South_Third Floor_S322A _ VSR | NT-NT15-05-S322A | NT15-05-S322A-VSR | North Terrace | NT | NT15 | Engineering South | 05 | Third Floor | S322A | 99939 | Unusable Spaces | 99939 | Unusable Spaces | 0.58 | VSR | 8 | Non Useable Floor Area Space Group | 840 | Non-usable - Service riser |  | Unknown | 0.00 | NO
North Terrace_NT15-Engineering South_Third Floor_S323 _ A/L | NT-NT15-05-S323 | NT15-05-S323-A/L | North Terrace | NT | NT15 | Engineering South | 05 | Third Floor | S323 | 99939 | Unusable Spaces | 99939 | Unusable Spaces | 2.85 | A/L | 8 | Non Useable Floor Area Space Group | 822 | Non-usable - Toilets/Amenities - Unisex |  | Unknown | 0.00 | NO
North Terrace_NT15-Engineering South_Third Floor_S323A _ WC - M | NT-NT15-05-S323A | NT15-05-S323A-WC - M | North Terrace | NT | NT15 | Engineering South | 05 | Third Floor | S323A | 99939 | Unusable Spaces | 99939 | Unusable Spaces | 12.22 | WC - M | 8 | Non Useable Floor Area Space Group | 821 | Non-usable - Toilets/Amenities - Male |  | Unknown | 0.00 | NO
North Terrace_NT15-Engineering South_Third Floor_S324 _ Corr. | NT-NT15-05-S324 | NT15-05-S324-Corr. | North Terrace | NT | NT15 | Engineering South | 05 | Third Floor | S324 | 99939 | Unusable Spaces | 99939 | Unusable Spaces | 28.1 | Corr. | 8 | Non Useable Floor Area Space Group | 805 | Non-usable - Circulation space |  | Unknown | 0.00 | NO
North Terrace_NT15-Engineering South_Third Floor_S324A _ Open Plan - circ | NT-NT15-05-S324A | NT15-05-S324A-Open Plan - circ | North Terrace | NT | NT15 | Engineering South | 05 | Third Floor | S324A | 214 | ECMS Infrastructure | 214 | ECMS Faculty Services | 15.49 | Open Plan - circ | 1 | Office Space Group | 111 | Open Plan - Specific type not defined |  | Adequate | 2,626.83 | NO
North Terrace_NT15-Engineering South_Third Floor_S324A.01 _ Workstation | NT-NT15-05-S324A.01 | NT15-05-S324A.01-Workstation | North Terrace | NT | NT15 | Engineering South | 05 | Third Floor | S324A.01 | 214 | ECMS Infrastructure | 214 | ECMS Faculty Services | 4.35 | Workstation | 1 | Office Space Group | 114 | Open Plan - Research Students |  | Adequate | 737.68 | NO
North Terrace_NT15-Engineering South_Third Floor_S324A.02 _ Workstation | NT-NT15-05-S324A.02 | NT15-05-S324A.02-Workstation | North Terrace | NT | NT15 | Engineering South | 05 | Third Floor | S324A.02 | 214 | ECMS Infrastructure | 214 | ECMS Faculty Services | 4.35 | Workstation | 1 | Office Space Group | 114 | Open Plan - Research Students |  | Adequate | 737.68 | NO
North Terrace_NT15-Engineering South_Third Floor_S324A.03 _ Workstation | NT-NT15-05-S324A.03 | NT15-05-S324A.03-Workstation | North Terrace | NT | NT15 | Engineering South | 05 | Third Floor | S324A.03 | 214 | ECMS Infrastructure | 214 | ECMS Faculty Services | 4.35 | Workstation | 1 | Office Space Group | 114 | Open Plan - Research Students |  | Adequate | 737.68 | NO
North Terrace_NT15-Engineering South_Third Floor_S324A.04 _ Workstation | NT-NT15-05-S324A.04 | NT15-05-S324A.04-Workstation | North Terrace | NT | NT15 | Engineering South | 05 | Third Floor | S324A.04 | 214 | ECMS Infrastructure | 214 | ECMS Faculty Services | 4.35 | Workstation | 1 | Office Space Group | 114 | Open Plan - Research Students |  | Adequate | 737.68 | NO
North Terrace_NT15-Engineering South_Third Floor_S324A.05 _ Workstation | NT-NT15-05-S324A.05 | NT15-05-S324A.05-Workstation | North Terrace | NT | NT15 | Engineering South | 05 | Third Floor | S324A.05 | 214 | ECMS Infrastructure | 214 | ECMS Faculty Services | 4.35 | Workstation | 1 | Office Space Group | 114 | Open Plan - Research Students |  | Adequate | 737.68 | NO
North Terrace_NT15-Engineering South_Third Floor_S324A.06 _ Workstation | NT-NT15-05-S324A.06 | NT15-05-S324A.06-Workstation | North Terrace | NT | NT15 | Engineering South | 05 | Third Floor | S324A.06 | 214 | ECMS Infrastructure | 214 | ECMS Faculty Services | 4.35 | Workstation | 1 | Office Space Group | 114 | Open Plan - Research Students |  | Adequate | 737.68 | NO
North Terrace_NT15-Engineering South_Third Floor_S324A.07 _ Workstation | NT-NT15-05-S324A.07 | NT15-05-S324A.07-Workstation | North Terrace | NT | NT15 | Engineering South | 05 | Third Floor | S324A.07 | 214 | ECMS Infrastructure | 214 | ECMS Faculty Services | 4.35 | Workstation | 1 | Office Space Group | 114 | Open Plan - Research Students |  | Adequate | 737.68 | NO
North Terrace_NT15-Engineering South_Third Floor_S324A.08 _ Workstation | NT-NT15-05-S324A.08 | NT15-05-S324A.08-Workstation | North Terrace | NT | NT15 | Engineering South | 05 | Third Floor | S324A.08 | 214 | ECMS Infrastructure | 214 | ECMS Faculty Services | 4.35 | Workstation | 1 | Office Space Group | 114 | Open Plan - Research Students |  | Adequate | 737.68 | NO
North Terrace_NT15-Engineering South_Third Floor_S324A.09 _ Workstation | NT-NT15-05-S324A.09 | NT15-05-S324A.09-Workstation | North Terrace | NT | NT15 | Engineering South | 05 | Third Floor | S324A.09 | 214 | ECMS Infrastructure | 214 | ECMS Faculty Services | 4.66 | Workstation | 1 | Office Space Group | 114 | Open Plan - Research Students |  | Adequate | 790.25 | NO
North Terrace_NT15-Engineering South_Third Floor_S324A.10 _ Workstation | NT-NT15-05-S324A.10 | NT15-05-S324A.10-Workstation | North Terrace | NT | NT15 | Engineering South | 05 | Third Floor | S324A.10 | 214 | ECMS Infrastructure | 214 | ECMS Faculty Services | 4.78 | Workstation | 1 | Office Space Group | 114 | Open Plan - Research Students |  | Adequate | 810.60 | NO
North Terrace_NT15-Engineering South_Third Floor_S324A.11 _ Workstation | NT-NT15-05-S324A.11 | NT15-05-S324A.11-Workstation | North Terrace | NT | NT15 | Engineering South | 05 | Third Floor | S324A.11 | 214 | ECMS Infrastructure | 214 | ECMS Faculty Services | 4.78 | Workstation | 1 | Office Space Group | 114 | Open Plan - Research Students |  | Adequate | 810.60 | NO
North Terrace_NT15-Engineering South_Third Floor_S324A.12 _ Workstation | NT-NT15-05-S324A.12 | NT15-05-S324A.12-Workstation | North Terrace | NT | NT15 | Engineering South | 05 | Third Floor | S324A.12 | 214 | ECMS Infrastructure | 214 | ECMS Faculty Services | 4.78 | Workstation | 1 | Office Space Group | 114 | Open Plan - Research Students |  | Adequate | 810.60 | NO
North Terrace_NT15-Engineering South_Third Floor_S324B _ Open Plan - circ | NT-NT15-05-S324B | NT15-05-S324B-Open Plan - circ | North Terrace | NT | NT15 | Engineering South | 05 | Third Floor | S324B | 214 | ECMS Infrastructure | 214 | ECMS Faculty Services | 13.95 | Open Plan - circ | 1 | Office Space Group | 111 | Open Plan - Specific type not defined |  | Adequate | 2,365.67 | NO
North Terrace_NT15-Engineering South_Third Floor_S324B.01 _ Workstation | NT-NT15-05-S324B.01 | NT15-05-S324B.01-Workstation | North Terrace | NT | NT15 | Engineering South | 05 | Third Floor | S324B.01 | 214 | ECMS Infrastructure | 214 | ECMS Faculty Services | 3.09 | Workstation | 1 | Office Space Group | 114 | Open Plan - Research Students |  | Adequate | 524.01 | NO
North Terrace_NT15-Engineering South_Third Floor_S324B.02 _ Workstation | NT-NT15-05-S324B.02 | NT15-05-S324B.02-Workstation | North Terrace | NT | NT15 | Engineering South | 05 | Third Floor | S324B.02 | 214 | ECMS Infrastructure | 214 | ECMS Faculty Services | 3.09 | Workstation | 1 | Office Space Group | 114 | Open Plan - Research Students |  | Adequate | 524.01 | NO
North Terrace_NT15-Engineering South_Third Floor_S324B.03 _ Workstation | NT-NT15-05-S324B.03 | NT15-05-S324B.03-Workstation | North Terrace | NT | NT15 | Engineering South | 05 | Third Floor | S324B.03 | 214 | ECMS Infrastructure | 214 | ECMS Faculty Services | 3.09 | Workstation | 1 | Office Space Group | 114 | Open Plan - Research Students |  | Adequate | 524.01 | NO
North Terrace_NT15-Engineering South_Third Floor_S324B.04 _ Workstation | NT-NT15-05-S324B.04 | NT15-05-S324B.04-Workstation | North Terrace | NT | NT15 | Engineering South | 05 | Third Floor | S324B.04 | 214 | ECMS Infrastructure | 214 | ECMS Faculty Services | 3.09 | Workstation | 1 | Office Space Group | 114 | Open Plan - Research Students |  | Adequate | 524.01 | NO
North Terrace_NT15-Engineering South_Third Floor_S324B.05 _ Workstation | NT-NT15-05-S324B.05 | NT15-05-S324B.05-Workstation | North Terrace | NT | NT15 | Engineering South | 05 | Third Floor | S324B.05 | 214 | ECMS Infrastructure | 214 | ECMS Faculty Services | 3.09 | Workstation | 1 | Office Space Group | 114 | Open Plan - Research Students |  | Adequate | 524.01 | NO
North Terrace_NT15-Engineering South_Third Floor_S324B.06 _ Workstation | NT-NT15-05-S324B.06 | NT15-05-S324B.06-Workstation | North Terrace | NT | NT15 | Engineering South | 05 | Third Floor | S324B.06 | 214 | ECMS Infrastructure | 214 | ECMS Faculty Services | 3.09 | Workstation | 1 | Office Space Group | 114 | Open Plan - Research Students |  | Adequate | 524.01 | NO
North Terrace_NT15-Engineering South_Third Floor_S324B.07 _ Workstation | NT-NT15-05-S324B.07 | NT15-05-S324B.07-Workstation | North Terrace | NT | NT15 | Engineering South | 05 | Third Floor | S324B.07 | 214 | ECMS Infrastructure | 214 | ECMS Faculty Services | 3.09 | Workstation | 1 | Office Space Group | 114 | Open Plan - Research Students |  | Adequate | 524.01 | NO
North Terrace_NT15-Engineering South_Third Floor_S324B.08 _ Workstation | NT-NT15-05-S324B.08 | NT15-05-S324B.08-Workstation | North Terrace | NT | NT15 | Engineering South | 05 | Third Floor | S324B.08 | 214 | ECMS Infrastructure | 214 | ECMS Faculty Services | 3.09 | Workstation | 1 | Office Space Group | 114 | Open Plan - Research Students |  | Adequate | 524.01 | NO
North Terrace_NT15-Engineering South_Third Floor_S324B.09 _ Workstation | NT-NT15-05-S324B.09 | NT15-05-S324B.09-Workstation | North Terrace | NT | NT15 | Engineering South | 05 | Third Floor | S324B.09 | 214 | ECMS Infrastructure | 214 | ECMS Faculty Services | 3.09 | Workstation | 1 | Office Space Group | 114 | Open Plan - Research Students |  | Adequate | 524.01 | NO
North Terrace_NT15-Engineering South_Third Floor_S324B.10 _ Workstation | NT-NT15-05-S324B.10 | NT15-05-S324B.10-Workstation | North Terrace | NT | NT15 | Engineering South | 05 | Third Floor | S324B.10 | 214 | ECMS Infrastructure | 214 | ECMS Faculty Services | 3.09 | Workstation | 1 | Office Space Group | 114 | Open Plan - Research Students |  | Adequate | 524.01 | NO
North Terrace_NT15-Engineering South_Third Floor_S324B.11 _ Workstation | NT-NT15-05-S324B.11 | NT15-05-S324B.11-Workstation | North Terrace | NT | NT15 | Engineering South | 05 | Third Floor | S324B.11 | 214 | ECMS Infrastructure | 214 | ECMS Faculty Services | 3.09 | Workstation | 1 | Office Space Group | 114 | Open Plan - Research Students |  | Adequate | 524.01 | NO
North Terrace_NT15-Engineering South_Third Floor_S324B.12 _ Workstation | NT-NT15-05-S324B.12 | NT15-05-S324B.12-Workstation | North Terrace | NT | NT15 | Engineering South | 05 | Third Floor | S324B.12 | 214 | ECMS Infrastructure | 214 | ECMS Faculty Services | 3.09 | Workstation | 1 | Office Space Group | 114 | Open Plan - Research Students |  | Adequate | 524.01 | NO
North Terrace_NT15-Engineering South_Third Floor_S324C _ Open Plan - circ | NT-NT15-05-S324C | NT15-05-S324C-Open Plan - circ | North Terrace | NT | NT15 | Engineering South | 05 | Third Floor | S324C | 214 | ECMS Infrastructure | 214 | ECMS Faculty Services | 15.83 | Open Plan - circ | 1 | Office Space Group | 111 | Open Plan - Specific type not defined |  | Adequate | 2,684.49 | NO
North Terrace_NT15-Engineering South_Third Floor_S324C.01 _ Workstation | NT-NT15-05-S324C.01 | NT15-05-S324C.01-Workstation | North Terrace | NT | NT15 | Engineering South | 05 | Third Floor | S324C.01 | 214 | ECMS Infrastructure | 214 | ECMS Faculty Services | 4.85 | Workstation | 1 | Office Space Group | 114 | Open Plan - Research Students |  | Adequate | 822.47 | NO
North Terrace_NT15-Engineering South_Third Floor_S324C.02 _ Workstation | NT-NT15-05-S324C.02 | NT15-05-S324C.02-Workstation | North Terrace | NT | NT15 | Engineering South | 05 | Third Floor | S324C.02 | 214 | ECMS Infrastructure | 214 | ECMS Faculty Services | 5.03 | Workstation | 1 | Office Space Group | 114 | Open Plan - Research Students |  | Adequate | 853.00 | NO
North Terrace_NT15-Engineering South_Third Floor_S324C.03 _ Workstation | NT-NT15-05-S324C.03 | NT15-05-S324C.03-Workstation | North Terrace | NT | NT15 | Engineering South | 05 | Third Floor | S324C.03 | 214 | ECMS Infrastructure | 214 | ECMS Faculty Services | 5.03 | Workstation | 1 | Office Space Group | 114 | Open Plan - Research Students |  | Adequate | 853.00 | NO
North Terrace_NT15-Engineering South_Third Floor_S324C.04 _ Workstation | NT-NT15-05-S324C.04 | NT15-05-S324C.04-Workstation | North Terrace | NT | NT15 | Engineering South | 05 | Third Floor | S324C.04 | 214 | ECMS Infrastructure | 214 | ECMS Faculty Services | 5.03 | Workstation | 1 | Office Space Group | 114 | Open Plan - Research Students |  | Adequate | 853.00 | NO
North Terrace_NT15-Engineering South_Third Floor_S324C.05 _ Workstation | NT-NT15-05-S324C.05 | NT15-05-S324C.05-Workstation | North Terrace | NT | NT15 | Engineering South | 05 | Third Floor | S324C.05 | 214 | ECMS Infrastructure | 214 | ECMS Faculty Services | 4.38 | Workstation | 1 | Office Space Group | 114 | Open Plan - Research Students |  | Adequate | 742.77 | NO
North Terrace_NT15-Engineering South_Third Floor_S324C.06 _ Workstation | NT-NT15-05-S324C.06 | NT15-05-S324C.06-Workstation | North Terrace | NT | NT15 | Engineering South | 05 | Third Floor | S324C.06 | 214 | ECMS Infrastructure | 214 | ECMS Faculty Services | 4.38 | Workstation | 1 | Office Space Group | 114 | Open Plan - Research Students |  | Adequate | 742.77 | NO
North Terrace_NT15-Engineering South_Third Floor_S324C.07 _ Workstation | NT-NT15-05-S324C.07 | NT15-05-S324C.07-Workstation | North Terrace | NT | NT15 | Engineering South | 05 | Third Floor | S324C.07 | 214 | ECMS Infrastructure | 214 | ECMS Faculty Services | 4.38 | Workstation | 1 | Office Space Group | 114 | Open Plan - Research Students |  | Adequate | 742.77 | NO
North Terrace_NT15-Engineering South_Third Floor_S324C.08 _ Workstation | NT-NT15-05-S324C.08 | NT15-05-S324C.08-Workstation | North Terrace | NT | NT15 | Engineering South | 05 | Third Floor | S324C.08 | 214 | ECMS Infrastructure | 214 | ECMS Faculty Services | 4.38 | Workstation | 1 | Office Space Group | 114 | Open Plan - Research Students |  | Adequate | 742.77 | NO
North Terrace_NT15-Engineering South_Third Floor_S324C.09 _ Workstation | NT-NT15-05-S324C.09 | NT15-05-S324C.09-Workstation | North Terrace | NT | NT15 | Engineering South | 05 | Third Floor | S324C.09 | 214 | ECMS Infrastructure | 214 | ECMS Faculty Services | 4.35 | Workstation | 1 | Office Space Group | 114 | Open Plan - Research Students |  | Adequate | 737.68 | NO
North Terrace_NT15-Engineering South_Third Floor_S324C.10 _ Workstation | NT-NT15-05-S324C.10 | NT15-05-S324C.10-Workstation | North Terrace | NT | NT15 | Engineering South | 05 | Third Floor | S324C.10 | 214 | ECMS Infrastructure | 214 | ECMS Faculty Services | 4.35 | Workstation | 1 | Office Space Group | 114 | Open Plan - Research Students |  | Adequate | 737.68 | NO
North Terrace_NT15-Engineering South_Third Floor_S324C.11 _ Workstation | NT-NT15-05-S324C.11 | NT15-05-S324C.11-Workstation | North Terrace | NT | NT15 | Engineering South | 05 | Third Floor | S324C.11 | 214 | ECMS Infrastructure | 214 | ECMS Faculty Services | 4.35 | Workstation | 1 | Office Space Group | 114 | Open Plan - Research Students |  | Adequate | 737.68 | NO
North Terrace_NT15-Engineering South_Third Floor_S324C.12 _ Workstation | NT-NT15-05-S324C.12 | NT15-05-S324C.12-Workstation | North Terrace | NT | NT15 | Engineering South | 05 | Third Floor | S324C.12 | 214 | ECMS Infrastructure | 214 | ECMS Faculty Services | 4.35 | Workstation | 1 | Office Space Group | 114 | Open Plan - Research Students |  | Adequate | 737.68 | NO
North Terrace_NT15-Engineering South_Third Floor_S324D _ Corr. | NT-NT15-05-S324D | NT15-05-S324D-Corr. | North Terrace | NT | NT15 | Engineering South | 05 | Third Floor | S324D | 99939 | Unusable Spaces | 99939 | Unusable Spaces | 35.55 | Corr. | 8 | Non Useable Floor Area Space Group | 805 | Non-usable - Circulation space |  | Unknown | 0.00 | NO
North Terrace_NT15-Engineering South_Third Floor_S324E _ Office | NT-NT15-05-S324E | NT15-05-S324E-Office | North Terrace | NT | NT15 | Engineering South | 05 | Third Floor | S324E | 223 | School of Mechanical Engineering | 223 | School of Mechanical Engineering | 14.21 | Office | 1 | Office Space Group | 101 | Office - Academic Staff |  | Adequate | 2,409.76 | NO
North Terrace_NT15-Engineering South_Third Floor_S324F _ Office | NT-NT15-05-S324F | NT15-05-S324F-Office | North Terrace | NT | NT15 | Engineering South | 05 | Third Floor | S324F | 223 | School of Mechanical Engineering | 223 | School of Mechanical Engineering | 13.8 | Office | 1 | Office Space Group | 101 | Office - Academic Staff |  | Adequate | 2,340.23 | NO
North Terrace_NT15-Engineering South_Third Floor_S324G _ Office | NT-NT15-05-S324G | NT15-05-S324G-Office | North Terrace | NT | NT15 | Engineering South | 05 | Third Floor | S324G | 223 | School of Mechanical Engineering | 223 | School of Mechanical Engineering | 12.06 | Office | 1 | Office Space Group | 101 | Office - Academic Staff |  | Adequate | 2,045.16 | NO
North Terrace_NT15-Engineering South_Third Floor_S324H _ Office | NT-NT15-05-S324H | NT15-05-S324H-Office | North Terrace | NT | NT15 | Engineering South | 05 | Third Floor | S324H | 223 | School of Mechanical Engineering | 223 | School of Mechanical Engineering | 12.6 | Office | 1 | Office Space Group | 101 | Office - Academic Staff |  | Adequate | 2,136.73 | NO
North Terrace_NT15-Engineering South_Third Floor_S324I _ Office | NT-NT15-05-S324I | NT15-05-S324I-Office | North Terrace | NT | NT15 | Engineering South | 05 | Third Floor | S324I | 223 | School of Mechanical Engineering | 223 | School of Mechanical Engineering | 11.94 | Office | 1 | Office Space Group | 101 | Office - Academic Staff |  | Adequate | 2,024.81 | NO
North Terrace_NT15-Engineering South_Third Floor_S324J _ Office | NT-NT15-05-S324J | NT15-05-S324J-Office | North Terrace | NT | NT15 | Engineering South | 05 | Third Floor | S324J | 223 | School of Mechanical Engineering | 223 | School of Mechanical Engineering | 14.88 | Office | 1 | Office Space Group | 101 | Office - Academic Staff |  | Adequate | 2,523.38 | NO
North Terrace_NT15-Engineering South_Third Floor_S324K _ Office | NT-NT15-05-S324K | NT15-05-S324K-Office | North Terrace | NT | NT15 | Engineering South | 05 | Third Floor | S324K | 223 | School of Mechanical Engineering | 223 | School of Mechanical Engineering | 12.6 | Office | 1 | Office Space Group | 101 | Office - Academic Staff |  | Adequate | 2,136.73 | NO
North Terrace_NT15-Engineering South_Third Floor_S324L _ Office | NT-NT15-05-S324L | NT15-05-S324L-Office | North Terrace | NT | NT15 | Engineering South | 05 | Third Floor | S324L | 223 | School of Mechanical Engineering | 223 | School of Mechanical Engineering | 11.94 | Office | 1 | Office Space Group | 101 | Office - Academic Staff |  | Adequate | 2,024.81 | NO
North Terrace_NT15-Engineering South_Third Floor_S324M _ Office | NT-NT15-05-S324M | NT15-05-S324M-Office | North Terrace | NT | NT15 | Engineering South | 05 | Third Floor | S324M | 223 | School of Mechanical Engineering | 223 | School of Mechanical Engineering | 13.12 | Office | 1 | Office Space Group | 101 | Office - Academic Staff |  | Adequate | 2,224.92 | NO
North Terrace_NT15-Engineering South_Third Floor_S325 _ Corr. | NT-NT15-05-S325 | NT15-05-S325-Corr. | North Terrace | NT | NT15 | Engineering South | 05 | Third Floor | S325 | 99939 | Unusable Spaces | 99939 | Unusable Spaces | 37.72 | Corr. | 8 | Non Useable Floor Area Space Group | 805 | Non-usable - Circulation space |  | Excellent | 0.00 | NO
North Terrace_NT15-Engineering South_Third Floor_S325A _ Corr. | NT-NT15-05-S325A | NT15-05-S325A-Corr. | North Terrace | NT | NT15 | Engineering South | 05 | Third Floor | S325A | 99939 | Unusable Spaces | 99939 | Unusable Spaces | 23.44 | Corr. | 8 | Non Useable Floor Area Space Group | 805 | Non-usable - Circulation space |  | Unknown | 0.00 | NO
North Terrace_NT15-Engineering South_Third Floor_S325B _ VSR | NT-NT15-05-S325B | NT15-05-S325B-VSR | North Terrace | NT | NT15 | Engineering South | 05 | Third Floor | S325B | 99939 | Unusable Spaces | 99939 | Unusable Spaces | 0.23 | VSR | 8 | Non Useable Floor Area Space Group | 840 | Non-usable - Service riser |  | Unknown | 0.00 | NO
North Terrace_NT15-Engineering South_Third Floor_S325C _ VSR | NT-NT15-05-S325C | NT15-05-S325C-VSR | North Terrace | NT | NT15 | Engineering South | 05 | Third Floor | S325C | 99939 | Unusable Spaces | 99939 | Unusable Spaces | 0.31 | VSR | 8 | Non Useable Floor Area Space Group | 840 | Non-usable - Service riser |  | Unknown | 0.00 | NO
North Terrace_NT15-Engineering South_Third Floor_S325D _ Elec DB | NT-NT15-05-S325D | NT15-05-S325D-Elec DB | North Terrace | NT | NT15 | Engineering South | 05 | Third Floor | S325D | 99939 | Unusable Spaces | 99939 | Unusable Spaces | 0.33 | Elec DB | 8 | Non Useable Floor Area Space Group | 840 | Non-usable - Service riser |  | Unknown | 0.00 | NO
North Terrace_NT15-Engineering South_Third Floor_S325E _ Fire Hyd | NT-NT15-05-S325E | NT15-05-S325E-Fire Hyd | North Terrace | NT | NT15 | Engineering South | 05 | Third Floor | S325E | 99939 | Unusable Spaces | 99939 | Unusable Spaces | 0.33 | Fire Hyd | 8 | Non Useable Floor Area Space Group | 840 | Non-usable - Service riser |  | Unknown | 0.00 | NO
North Terrace_NT15-Engineering South_Third Floor_S325F _ VSR - Mech | NT-NT15-05-S325F | NT15-05-S325F-VSR - Mech | North Terrace | NT | NT15 | Engineering South | 05 | Third Floor | S325F | 99939 | Unusable Spaces | 99939 | Unusable Spaces | 0.57 | VSR - Mech | 8 | Non Useable Floor Area Space Group | 840 | Non-usable - Service riser |  | Unknown | 0.00 | NO
North Terrace_NT15-Engineering South_Third Floor_S326 _ Project Room | NT-NT15-05-S326 | NT15-05-S326-Project Room | North Terrace | NT | NT15 | Engineering South | 05 | Third Floor | S326 | 214 | ECMS Infrastructure | 214 | ECMS Faculty Services | 177.14 | Project Room | 2 | Teaching Space Group | 215 | Problem Based Learning Room |  | Excellent | 53,873.34 | NO
North Terrace_NT15-Engineering South_Third Floor_S326A _ Utility | NT-NT15-05-S326A | NT15-05-S326A-Utility | North Terrace | NT | NT15 | Engineering South | 05 | Third Floor | S326A | 214 | ECMS Infrastructure | 214 | ECMS Faculty Services | 6.86 | Utility | 6 | General Facility Space Group | 603 | General Facility - Resource room |  | Excellent | 1,915.31 | NO
North Terrace_NT15-Engineering South_Third Floor_S326B _ Lockers | NT-NT15-05-S326B | NT15-05-S326B-Lockers | North Terrace | NT | NT15 | Engineering South | 05 | Third Floor | S326B | 214 | ECMS Infrastructure | 214 | ECMS Faculty Services | 13.86 | Lockers | 4 | Ancillary Area Space Group | 416 | Ancillary Area - Locker Storage/Room |  | Excellent | 3,040.49 | NO
North Terrace_NT15-Engineering South_Third Floor_S328 _ Stair | NT-NT15-05-S328 | NT15-05-S328-Stair | North Terrace | NT | NT15 | Engineering South | 05 | Third Floor | S328 | 99939 | Unusable Spaces | 99939 | Unusable Spaces | 16.88 | Stair | 8 | Non Useable Floor Area Space Group | 805 | Non-usable - Circulation space |  | Unknown | 0.00 | NO
North Terrace_NT15-Engineering South_Third Floor_S329B _ Comms | NT-NT15-05-S329B | NT15-05-S329B-Comms | North Terrace | NT | NT15 | Engineering South | 05 | Third Floor | S329B | 850 | ITDS Branch Central Costs | 869 | Information Technology and Digital Services | 6.68 | Comms | 8 | Non Useable Floor Area Space Group | 812 | Non-usable - Comms/network system/Telephone/PABX |  | Adequate | 0.00 | NO
North Terrace_NT15-Engineering South_Third Floor_S330 _ Meeting 1 | NT-NT15-05-S330 | NT15-05-S330-Meeting 1 | North Terrace | NT | NT15 | Engineering South | 05 | Third Floor | S330 | 214 | ECMS Infrastructure | 214 | ECMS Faculty Services | 14.38 | Meeting 1 | 6 | General Facility Space Group | 601 | General Facility - Committee/Conference/Meeting room | INFORMAL-PRIM-G | Excellent | 4,014.90 | NO
North Terrace_NT15-Engineering South_Third Floor_S331 _ Meeting 2 | NT-NT15-05-S331 | NT15-05-S331-Meeting 2 | North Terrace | NT | NT15 | Engineering South | 05 | Third Floor | S331 | 214 | ECMS Infrastructure | 214 | ECMS Faculty Services | 12.1 | Meeting 2 | 6 | General Facility Space Group | 601 | General Facility - Committee/Conference/Meeting room | INFORMAL-PRIM-G | Excellent | 3,378.32 | NO
North Terrace_NT15-Engineering South_Third Floor_S332 _ Meeting 3 | NT-NT15-05-S332 | NT15-05-S332-Meeting 3 | North Terrace | NT | NT15 | Engineering South | 05 | Third Floor | S332 | 214 | ECMS Infrastructure | 214 | ECMS Faculty Services | 12.1 | Meeting 3 | 6 | General Facility Space Group | 601 | General Facility - Committee/Conference/Meeting room | INFORMAL-PRIM-G | Excellent | 3,378.32 | NO
North Terrace_NT15-Engineering South_Roof Plan_R.01 _ Services Zone 1 (NUFA) | NT-NT15-06-R.01 | NT15-06-R.01-Services Zone 1 (NUFA) | North Terrace | NT | NT15 | Engineering South | 06 | Roof Plan | R.01 | 99939 | Unusable Spaces | 99939 | Unusable Spaces | 76.88 | Services Zone 1 (NUFA) | 8 | Non Useable Floor Area Space Group | 811 | Non-usable - Plant room other |  | Unknown | 0.00 | NO
North Terrace_NT15-Engineering South_Roof Plan_R.02 _ Services Zone 2 (NUFA) | NT-NT15-06-R.02 | NT15-06-R.02-Services Zone 2 (NUFA) | North Terrace | NT | NT15 | Engineering South | 06 | Roof Plan | R.02 | 99939 | Unusable Spaces | 99939 | Unusable Spaces | 72.29 | Services Zone 2 (NUFA) | 8 | Non Useable Floor Area Space Group | 811 | Non-usable - Plant room other |  | Unknown | 0.00 | NO
North Terrace_NT16-Hartley_Basement_B01 _ Corr. | NT-NT16-01-B01 | NT16-01-B01-Corr. | North Terrace | NT | NT16 | Hartley | 01 | Basement | B01 | 99939 | Unusable Spaces | 99939 | Unusable Spaces | 13.76 | Corr. | 8 | Non Useable Floor Area Space Group | 805 | Non-usable - Circulation space |  | Unknown | 0.00 | NO
North Terrace_NT16-Hartley_Basement_B01A _ Stair | NT-NT16-01-B01A | NT16-01-B01A-Stair | North Terrace | NT | NT16 | Hartley | 01 | Basement | B01A | 99939 | Unusable Spaces | 99939 | Unusable Spaces | 4.34 | Stair | 8 | Non Useable Floor Area Space Group | 805 | Non-usable - Circulation space |  | Unknown | 0.00 | NO
North Terrace_NT16-Hartley_Basement_B01B _ A/L | NT-NT16-01-B01B | NT16-01-B01B-A/L | North Terrace | NT | NT16 | Hartley | 01 | Basement | B01B | 99939 | Unusable Spaces | 99939 | Unusable Spaces | 2.2 | A/L | 8 | Non Useable Floor Area Space Group | 822 | Non-usable - Toilets/Amenities - Unisex |  | Unknown | 0.00 | NO
North Terrace_NT16-Hartley_Basement_B01C _ A/L | NT-NT16-01-B01C | NT16-01-B01C-A/L | North Terrace | NT | NT16 | Hartley | 01 | Basement | B01C | 99939 | Unusable Spaces | 99939 | Unusable Spaces | 2 | A/L | 8 | Non Useable Floor Area Space Group | 822 | Non-usable - Toilets/Amenities - Unisex |  | Unknown | 0.00 | NO
North Terrace_NT16-Hartley_Basement_B03 _ Corr. | NT-NT16-01-B03 | NT16-01-B03-Corr. | North Terrace | NT | NT16 | Hartley | 01 | Basement | B03 | 99996 | Vacant | 859 | Infrastructure | 24.56 | Corr. | 8 | Non Useable Floor Area Space Group | 805 | Non-usable - Circulation space |  | Adequate | 0.00 | NO
North Terrace_NT16-Hartley_Basement_B03A _ Store | NT-NT16-01-B03A | NT16-01-B03A-Store | North Terrace | NT | NT16 | Hartley | 01 | Basement | B03A | 99994 | Uni of Adelaide Student Union Association | 859 | Infrastructure | 13.44 | Store | 4 | Ancillary Area Space Group | 419 | Ancillary Area - Store Room - Generic |  | Adequate | 2,005.68 | NO
North Terrace_NT16-Hartley_Basement_B03B _ M.D.F. Room | NT-NT16-01-B03B | NT16-01-B03B-M.D.F. Room | North Terrace | NT | NT16 | Hartley | 01 | Basement | B03B | 850 | ITDS Branch Central Costs | 869 | Information Technology and Digital Services | 4.03 | M.D.F. Room | 8 | Non Useable Floor Area Space Group | 815 | Non-usable - Switch room |  | Adequate | 0.00 | NO
North Terrace_NT16-Hartley_Basement_B03C _ Store | NT-NT16-01-B03C | NT16-01-B03C-Store | North Terrace | NT | NT16 | Hartley | 01 | Basement | B03C | 99996 | Vacant | 859 | Infrastructure | 13.36 | Store | 4 | Ancillary Area Space Group | 419 | Ancillary Area - Store Room - Generic |  | Adequate | 1,993.74 | NO
North Terrace_NT16-Hartley_Basement_B03D _ Store | NT-NT16-01-B03D | NT16-01-B03D-Store | North Terrace | NT | NT16 | Hartley | 01 | Basement | B03D | 99996 | Vacant | 859 | Infrastructure | 9.8 | Store | 4 | Ancillary Area Space Group | 419 | Ancillary Area - Store Room - Generic |  | Adequate | 1,462.48 | NO
North Terrace_NT16-Hartley_Basement_B04 _ Comms | NT-NT16-01-B04 | NT16-01-B04-Comms | North Terrace | NT | NT16 | Hartley | 01 | Basement | B04 | 850 | ITDS Branch Central Costs | 869 | Information Technology and Digital Services | 16.05 | Comms | 8 | Non Useable Floor Area Space Group | 812 | Non-usable - Comms/network system/Telephone/PABX |  | Adequate | 0.00 | NO
North Terrace_NT16-Hartley_Basement_B05 _ Store - Emergengy | NT-NT16-01-B05 | NT16-01-B05-Store - Emergengy | North Terrace | NT | NT16 | Hartley | 01 | Basement | B05 | 859 | Infrastructure Office | 859 | Infrastructure | 30.58 | Store - Emergengy | 4 | Ancillary Area Space Group | 419 | Ancillary Area - Store Room - Generic |  | Adequate | 4,563.52 | NO
North Terrace_NT16-Hartley_Basement_B06 _ Store | NT-NT16-01-B06 | NT16-01-B06-Store | North Terrace | NT | NT16 | Hartley | 01 | Basement | B06 | 99995 | Uni of Adelaide Sports Association | 859 | Infrastructure | 30.56 | Store | 4 | Ancillary Area Space Group | 419 | Ancillary Area - Store Room - Generic |  | Adequate | 4,560.54 | NO
North Terrace_NT16-Hartley_Basement_B07 _ A/L | NT-NT16-01-B07 | NT16-01-B07-A/L | North Terrace | NT | NT16 | Hartley | 01 | Basement | B07 | 99939 | Unusable Spaces | 99939 | Unusable Spaces | 4.45 | A/L | 8 | Non Useable Floor Area Space Group | 822 | Non-usable - Toilets/Amenities - Unisex |  | Unknown | 0.00 | NO
North Terrace_NT16-Hartley_Basement_B07A _ WC - F | NT-NT16-01-B07A | NT16-01-B07A-WC - F | North Terrace | NT | NT16 | Hartley | 01 | Basement | B07A | 99939 | Unusable Spaces | 99939 | Unusable Spaces | 10.84 | WC - F | 8 | Non Useable Floor Area Space Group | 820 | Non-usable - Toilets/Amenities - Female |  | Unknown | 0.00 | NO
North Terrace_NT16-Hartley_Basement_B08 _ WC - M | NT-NT16-01-B08 | NT16-01-B08-WC - M | North Terrace | NT | NT16 | Hartley | 01 | Basement | B08 | 99939 | Unusable Spaces | 99939 | Unusable Spaces | 2.95 | WC - M | 8 | Non Useable Floor Area Space Group | 821 | Non-usable - Toilets/Amenities - Male |  | Unknown | 0.00 | NO
North Terrace_NT16-Hartley_Basement_B08A _ WC - M | NT-NT16-01-B08A | NT16-01-B08A-WC - M | North Terrace | NT | NT16 | Hartley | 01 | Basement | B08A | 99939 | Unusable Spaces | 99939 | Unusable Spaces | 1.51 | WC - M | 8 | Non Useable Floor Area Space Group | 821 | Non-usable - Toilets/Amenities - Male |  | Unknown | 0.00 | NO
North Terrace_NT16-Hartley_Basement_B09 _ Office - Open Plan | NT-NT16-01-B09 | NT16-01-B09-Office - Open Plan | North Terrace | NT | NT16 | Hartley | 01 | Basement | B09 | 859 | Infrastructure Office | 859 | Infrastructure | 43.86 | Office - Open Plan | 1 | Office Space Group | 111 | Open Plan - Specific type not defined |  | Adequate | 7,437.87 | NO
North Terrace_NT16-Hartley_Basement_B09D _ void | NT-NT16-01-B09D | NT16-01-B09D-void | North Terrace | NT | NT16 | Hartley | 01 | Basement | B09D | 99939 | Unusable Spaces | 99939 | Unusable Spaces | 44.91 | void | 8 | Non Useable Floor Area Space Group | 800 | Non-usable - Specific type not defined |  | Unknown | 0.00 | NO
North Terrace_NT16-Hartley_Basement_B10 _ Office | NT-NT16-01-B10 | NT16-01-B10-Office | North Terrace | NT | NT16 | Hartley | 01 | Basement | B10 | 859 | Infrastructure Office | 859 | Infrastructure | 10.05 | Office | 1 | Office Space Group | 100 | Office - Specific type not defined |  | Adequate | 1,704.30 | NO
North Terrace_NT16-Hartley_Basement_B11 _ Office | NT-NT16-01-B11 | NT16-01-B11-Office | North Terrace | NT | NT16 | Hartley | 01 | Basement | B11 | 859 | Infrastructure Office | 859 | Infrastructure | 15.39 | Office | 1 | Office Space Group | 100 | Office - Specific type not defined |  | Adequate | 2,609.87 | NO
North Terrace_NT16-Hartley_Basement_B12 _ Office | NT-NT16-01-B12 | NT16-01-B12-Office | North Terrace | NT | NT16 | Hartley | 01 | Basement | B12 | 859 | Infrastructure Office | 859 | Infrastructure | 11.68 | Office | 1 | Office Space Group | 100 | Office - Specific type not defined |  | Adequate | 1,980.72 | NO
North Terrace_NT16-Hartley_Basement_B14 _ Lunchroom | NT-NT16-01-B14 | NT16-01-B14-Lunchroom | North Terrace | NT | NT16 | Hartley | 01 | Basement | B14 | 859 | Infrastructure Office | 859 | Infrastructure | 25.41 | Lunchroom | 6 | General Facility Space Group | 608 | General Facility - Kitchen/Servery/Food Storage |  | Adequate | 4,826.17 | NO
North Terrace_NT16-Hartley_Basement_B14A _ Store - Dry | NT-NT16-01-B14A | NT16-01-B14A-Store - Dry | North Terrace | NT | NT16 | Hartley | 01 | Basement | B14A | 859 | Infrastructure Office | 859 | Infrastructure | 9.24 | Store - Dry | 4 | Ancillary Area Space Group | 419 | Ancillary Area - Store Room - Generic |  | Adequate | 1,378.91 | NO
North Terrace_NT16-Hartley_Basement_B15 _ Store - Wet | NT-NT16-01-B15 | NT16-01-B15-Store - Wet | North Terrace | NT | NT16 | Hartley | 01 | Basement | B15 | 859 | Infrastructure Office | 859 | Infrastructure | 16.32 | Store - Wet | 4 | Ancillary Area Space Group | 419 | Ancillary Area - Store Room - Generic |  | Adequate | 2,435.47 | NO
North Terrace_NT16-Hartley_Basement_B16 _ Lounge | NT-NT16-01-B16 | NT16-01-B16-Lounge | North Terrace | NT | NT16 | Hartley | 01 | Basement | B16 | 99994 | Uni of Adelaide Student Union Association | 859 | Infrastructure | 156.4 | Lounge | 5 | Library, IT and Learning Space Group | 517 | Informal Learning | INFORMAL-PRIM-S | Excellent | 43,666.89 | NO
North Terrace_NT16-Hartley_Basement_B18 _ Stair | NT-NT16-01-B18 | NT16-01-B18-Stair | North Terrace | NT | NT16 | Hartley | 01 | Basement | B18 | 99939 | Unusable Spaces | 99939 | Unusable Spaces | 4.56 | Stair | 8 | Non Useable Floor Area Space Group | 805 | Non-usable - Circulation space |  | Unknown | 0.00 | NO
North Terrace_NT16-Hartley_Basement_B20 _ Plantroom | NT-NT16-01-B20 | NT16-01-B20-Plantroom | North Terrace | NT | NT16 | Hartley | 01 | Basement | B20 | 99939 | Unusable Spaces | 99939 | Unusable Spaces | 18.11 | Plantroom | 8 | Non Useable Floor Area Space Group | 811 | Non-usable - Plant room other |  | Unknown | 0.00 | NO
North Terrace_NT16-Hartley_Ground Floor_G01 _ Foyer | NT-NT16-02-G01 | NT16-02-G01-Foyer | North Terrace | NT | NT16 | Hartley | 02 | Ground Floor | G01 | 99939 | Unusable Spaces | 99939 | Unusable Spaces | 15.37 | Foyer | 8 | Non Useable Floor Area Space Group | 805 | Non-usable - Circulation space |  | Unknown | 0.00 | NO
North Terrace_NT16-Hartley_Ground Floor_G02 _ Corr. | NT-NT16-02-G02 | NT16-02-G02-Corr. | North Terrace | NT | NT16 | Hartley | 02 | Ground Floor | G02 | 99939 | Unusable Spaces | 99939 | Unusable Spaces | 34.22 | Corr. | 8 | Non Useable Floor Area Space Group | 805 | Non-usable - Circulation space |  | Unknown | 0.00 | NO
North Terrace_NT16-Hartley_Ground Floor_G02A _ Corr. | NT-NT16-02-G02A | NT16-02-G02A-Corr. | North Terrace | NT | NT16 | Hartley | 02 | Ground Floor | G02A | 99939 | Unusable Spaces | 99939 | Unusable Spaces | 4.92 | Corr. | 8 | Non Useable Floor Area Space Group | 805 | Non-usable - Circulation space |  | Unknown | 0.00 | NO
North Terrace_NT16-Hartley_Ground Floor_G03 _ Stair | NT-NT16-02-G03 | NT16-02-G03-Stair | North Terrace | NT | NT16 | Hartley | 02 | Ground Floor | G03 | 99939 | Unusable Spaces | 99939 | Unusable Spaces | 6.59 | Stair | 8 | Non Useable Floor Area Space Group | 805 | Non-usable - Circulation space |  | Unknown | 0.00 | NO
North Terrace_NT16-Hartley_Ground Floor_G04 _ Stair | NT-NT16-02-G04 | NT16-02-G04-Stair | North Terrace | NT | NT16 | Hartley | 02 | Ground Floor | G04 | 99939 | Unusable Spaces | 99939 | Unusable Spaces | 6.59 | Stair | 8 | Non Useable Floor Area Space Group | 805 | Non-usable - Circulation space |  | Unknown | 0.00 | NO
North Terrace_NT16-Hartley_Ground Floor_G05 _ Lecture Room | NT-NT16-02-G05 | NT16-02-G05-Lecture Room | North Terrace | NT | NT16 | Hartley | 02 | Ground Floor | G05 | 99937 | University of Adelaide College (Kaplan) | 730 | Office of Academic and Student Engagement | 52.27 | Lecture Room | 2 | Teaching Space Group | 205 | Lecture/Seminar/Tutorial/Class Room (31 to 69) Flat Floor |  | Adequate | 10,814.15 | NO
North Terrace_NT16-Hartley_Ground Floor_G06 _ Tutorial | NT-NT16-02-G06 | NT16-02-G06-Tutorial | North Terrace | NT | NT16 | Hartley | 02 | Ground Floor | G06 | 99937 | University of Adelaide College (Kaplan) | 730 | Office of Academic and Student Engagement | 27.74 | Tutorial | 2 | Teaching Space Group | 206 | Lecture/Seminar/Tutorial/Class Room (<30) Flat Floor |  | Adequate | 5,739.13 | NO
North Terrace_NT16-Hartley_Ground Floor_G07 _ Store | NT-NT16-02-G07 | NT16-02-G07-Store | North Terrace | NT | NT16 | Hartley | 02 | Ground Floor | G07 | 99994 | Uni of Adelaide Student Union Association | 859 | Infrastructure | 11.63 | Store | 4 | Ancillary Area Space Group | 419 | Ancillary Area - Store Room - Generic |  | Adequate | 1,735.57 | NO
North Terrace_NT16-Hartley_Ground Floor_G07A _ Store | NT-NT16-02-G07A | NT16-02-G07A-Store | North Terrace | NT | NT16 | Hartley | 02 | Ground Floor | G07A | 99994 | Uni of Adelaide Student Union Association | 859 | Infrastructure | 12.59 | Store | 4 | Ancillary Area Space Group | 419 | Ancillary Area - Store Room - Generic |  | Adequate | 1,878.83 | NO
North Terrace_NT16-Hartley_Ground Floor_G08 _ Foyer | NT-NT16-02-G08 | NT16-02-G08-Foyer | North Terrace | NT | NT16 | Hartley | 02 | Ground Floor | G08 | 99939 | Unusable Spaces | 99939 | Unusable Spaces | 15.74 | Foyer | 8 | Non Useable Floor Area Space Group | 805 | Non-usable - Circulation space |  | Unknown | 0.00 | NO
North Terrace_NT16-Hartley_Ground Floor_G09 _ Tea Room | NT-NT16-02-G09 | NT16-02-G09-Tea Room | North Terrace | NT | NT16 | Hartley | 02 | Ground Floor | G09 | 859 | Infrastructure Office | 859 | Infrastructure | 14.67 | Tea Room | 6 | General Facility Space Group | 608 | General Facility - Kitchen/Servery/Food Storage |  | Adequate | 2,786.30 | NO
North Terrace_NT16-Hartley_Ground Floor_G09A _ Music Librarian | NT-NT16-02-G09A | NT16-02-G09A-Music Librarian | North Terrace | NT | NT16 | Hartley | 02 | Ground Floor | G09A | 99994 | Uni of Adelaide Student Union Association | 859 | Infrastructure | 14.67 | Music Librarian | 5 | Library, IT and Learning Space Group | 509 | Library and Learning - Department reference library |  | Adequate | 2,786.30 | NO
North Terrace_NT16-Hartley_Ground Floor_G10 _ Function Room | NT-NT16-02-G10 | NT16-02-G10-Function Room | North Terrace | NT | NT16 | Hartley | 02 | Ground Floor | G10 | 859 | Infrastructure Office | 859 | Infrastructure | 105.85 | Function Room | 5 | Library, IT and Learning Space Group | 517 | Informal Learning |  | Adequate | 20,104.30 | YES | Covid vaccination clinic November 4th and 25th
North Terrace_NT16-Hartley_Ground Floor_G11 _ Student Lounge | NT-NT16-02-G11 | NT16-02-G11-Student Lounge | North Terrace | NT | NT16 | Hartley | 02 | Ground Floor | G11 | 99951 | Hub and study spaces (ex-VPSR) | 952 | Corporate Services Division Admin | 20.84 | Student Lounge | 3 | Specialist Teaching or Research Space Group | 310 | Laboratory - Computing - Open Access | INFORMAL-PRIM-S | Adequate | 4,700.34 | NO
North Terrace_NT16-Hartley_Ground Floor_G12 _ Student Lounge | NT-NT16-02-G12 | NT16-02-G12-Student Lounge | North Terrace | NT | NT16 | Hartley | 02 | Ground Floor | G12 | 99951 | Hub and study spaces (ex-VPSR) | 952 | Corporate Services Division Admin | 7.4 | Student Lounge | 5 | Library, IT and Learning Space Group | 517 | Informal Learning | INFORMAL-PRIM-S | Adequate | 1,405.50 | NO
North Terrace_NT16-Hartley_Ground Floor_G13 _ Lounge | NT-NT16-02-G13 | NT16-02-G13-Lounge | North Terrace | NT | NT16 | Hartley | 02 | Ground Floor | G13 | 99951 | Hub and study spaces (ex-VPSR) | 952 | Corporate Services Division Admin | 287.43 | Lounge | 5 | Library, IT and Learning Space Group | 517 | Informal Learning | INFORMAL-PRIM-S | Adequate | 54,592.15 | NO
North Terrace_NT16-Hartley_Ground Floor_G13C _ Entry | NT-NT16-02-G13C | NT16-02-G13C-Entry | North Terrace | NT | NT16 | Hartley | 02 | Ground Floor | G13C | 99939 | Unusable Spaces | 99939 | Unusable Spaces | 14.64 | Entry | 8 | Non Useable Floor Area Space Group | 805 | Non-usable - Circulation space |  | Unknown | 0.00 | NO
North Terrace_NT16-Hartley_Ground Floor_G13F _ Stair | NT-NT16-02-G13F | NT16-02-G13F-Stair | North Terrace | NT | NT16 | Hartley | 02 | Ground Floor | G13F | 99939 | Unusable Spaces | 99939 | Unusable Spaces | 2.42 | Stair | 8 | Non Useable Floor Area Space Group | 805 | Non-usable - Circulation space |  | Unknown | 0.00 | NO
North Terrace_NT16-Hartley_Ground Floor_G15 _ Corr. | NT-NT16-02-G15 | NT16-02-G15-Corr. | North Terrace | NT | NT16 | Hartley | 02 | Ground Floor | G15 | 99939 | Unusable Spaces | 99939 | Unusable Spaces | 44.91 | Corr. | 8 | Non Useable Floor Area Space Group | 805 | Non-usable - Circulation space |  | Unknown | 0.00 | NO
North Terrace_NT16-Hartley_Ground Floor_G16 _ Stair | NT-NT16-02-G16 | NT16-02-G16-Stair | North Terrace | NT | NT16 | Hartley | 02 | Ground Floor | G16 | 99939 | Unusable Spaces | 99939 | Unusable Spaces | 3.25 | Stair | 8 | Non Useable Floor Area Space Group | 805 | Non-usable - Circulation space |  | Unknown | 0.00 | NO
North Terrace_NT16-Hartley_Ground Floor_G17 _ Workstation | NT-NT16-02-G17 | NT16-02-G17-Workstation | North Terrace | NT | NT16 | Hartley | 02 | Ground Floor | G17 | 693 | Childrens University Adelaide | 693 | Childrens University Adelaide | 3.71 | Workstation | 1 | Office Space Group | 116 | Open Plan - Professional/General Staff |  | Excellent | 924.85 | NO
North Terrace_NT16-Hartley_Ground Floor_G17A _ Workstation | NT-NT16-02-G17A | NT16-02-G17A-Workstation | North Terrace | NT | NT16 | Hartley | 02 | Ground Floor | G17A | 693 | Childrens University Adelaide | 693 | Childrens University Adelaide | 3.91 | Workstation | 1 | Office Space Group | 116 | Open Plan - Professional/General Staff |  | Excellent | 974.71 | NO
North Terrace_NT16-Hartley_Ground Floor_G18 _ Workstation | NT-NT16-02-G18 | NT16-02-G18-Workstation | North Terrace | NT | NT16 | Hartley | 02 | Ground Floor | G18 | 693 | Childrens University Adelaide | 693 | Childrens University Adelaide | 3.84 | Workstation | 1 | Office Space Group | 116 | Open Plan - Professional/General Staff |  | Excellent | 957.26 | NO
North Terrace_NT16-Hartley_Ground Floor_G18A _ Workstation | NT-NT16-02-G18A | NT16-02-G18A-Workstation | North Terrace | NT | NT16 | Hartley | 02 | Ground Floor | G18A | 693 | Childrens University Adelaide | 693 | Childrens University Adelaide | 4.53 | Workstation | 1 | Office Space Group | 116 | Open Plan - Professional/General Staff |  | Excellent | 1,129.26 | NO
North Terrace_NT16-Hartley_Ground Floor_G19 _ Workstation | NT-NT16-02-G19 | NT16-02-G19-Workstation | North Terrace | NT | NT16 | Hartley | 02 | Ground Floor | G19 | 693 | Childrens University Adelaide | 693 | Childrens University Adelaide | 11.11 | Workstation | 1 | Office Space Group | 116 | Open Plan - Professional/General Staff |  | Excellent | 2,769.56 | NO
North Terrace_NT16-Hartley_Ground Floor_G19A _ Corr. | NT-NT16-02-G19A | NT16-02-G19A-Corr. | North Terrace | NT | NT16 | Hartley | 02 | Ground Floor | G19A | 693 | Childrens University Adelaide | 693 | Childrens University Adelaide | 18.86 | Corr. | 8 | Non Useable Floor Area Space Group | 805 | Non-usable - Circulation space |  | Excellent | 0.00 | NO
North Terrace_NT16-Hartley_Ground Floor_G20 _ Workstation | NT-NT16-02-G20 | NT16-02-G20-Workstation | North Terrace | NT | NT16 | Hartley | 02 | Ground Floor | G20 | 693 | Childrens University Adelaide | 693 | Childrens University Adelaide | 3.15 | Workstation | 1 | Office Space Group | 116 | Open Plan - Professional/General Staff |  | Excellent | 785.25 | NO
North Terrace_NT16-Hartley_Ground Floor_G20A _ Workstation | NT-NT16-02-G20A | NT16-02-G20A-Workstation | North Terrace | NT | NT16 | Hartley | 02 | Ground Floor | G20A | 693 | Childrens University Adelaide | 693 | Childrens University Adelaide | 3.21 | Workstation | 1 | Office Space Group | 116 | Open Plan - Professional/General Staff |  | Excellent | 800.21 | NO
North Terrace_NT16-Hartley_Ground Floor_G20B _ Workstation | NT-NT16-02-G20B | NT16-02-G20B-Workstation | North Terrace | NT | NT16 | Hartley | 02 | Ground Floor | G20B | 693 | Childrens University Adelaide | 693 | Childrens University Adelaide | 3.95 | Workstation | 1 | Office Space Group | 116 | Open Plan - Professional/General Staff |  | Excellent | 984.68 | NO
North Terrace_NT16-Hartley_Ground Floor_G21 _ Waiting / Foyer | NT-NT16-02-G21 | NT16-02-G21-Waiting / Foyer | North Terrace | NT | NT16 | Hartley | 02 | Ground Floor | G21 | 693 | Childrens University Adelaide | 693 | Childrens University Adelaide | 4.27 | Waiting / Foyer | 6 | General Facility Space Group | 623 | General Facility - Waiting Area/Foyer/Reception Area |  | Excellent | 1,192.18 | NO
North Terrace_NT16-Hartley_Ground Floor_G21A _ Meeting | NT-NT16-02-G21A | NT16-02-G21A-Meeting | North Terrace | NT | NT16 | Hartley | 02 | Ground Floor | G21A | 693 | Childrens University Adelaide | 693 | Childrens University Adelaide | 5.06 | Meeting | 6 | General Facility Space Group | 601 | General Facility - Committee/Conference/Meeting room |  | Excellent | 1,412.75 | NO
North Terrace_NT16-Hartley_Ground Floor_G22 _ Reception | NT-NT16-02-G22 | NT16-02-G22-Reception | North Terrace | NT | NT16 | Hartley | 02 | Ground Floor | G22 | 693 | Childrens University Adelaide | 693 | Childrens University Adelaide | 5.01 | Reception | 1 | Office Space Group | 118 | Open Plan - Reception Area |  | Excellent | 1,248.92 | NO
North Terrace_NT16-Hartley_Ground Floor_G22A _ Corr. | NT-NT16-02-G22A | NT16-02-G22A-Corr. | North Terrace | NT | NT16 | Hartley | 02 | Ground Floor | G22A | 693 | Childrens University Adelaide | 693 | Childrens University Adelaide | 4.95 | Corr. | 8 | Non Useable Floor Area Space Group | 805 | Non-usable - Circulation space |  | Excellent | 0.00 | NO
North Terrace_NT16-Hartley_Ground Floor_G22B _ Utility | NT-NT16-02-G22B | NT16-02-G22B-Utility | North Terrace | NT | NT16 | Hartley | 02 | Ground Floor | G22B | 693 | Childrens University Adelaide | 693 | Childrens University Adelaide | 2.99 | Utility | 6 | General Facility Space Group | 603 | General Facility - Resource room |  | Excellent | 834.81 | NO
North Terrace_NT16-Hartley_Ground Floor_G22D _ Verandah (UCA) | NT-NT16-02-G22D | NT16-02-G22D-Verandah (UCA) | North Terrace | NT | NT16 | Hartley | 02 | Ground Floor | G22D | 99939 | Unusable Spaces | 99939 | Unusable Spaces | 47.32 | Verandah (UCA) | 8 | Non Useable Floor Area Space Group | 839 | Non-usable - Verandah/Balcony |  | Unknown | 0.00 | NO
North Terrace_NT16-Hartley_Ground Floor_G23 _ Utility | NT-NT16-02-G23 | NT16-02-G23-Utility | North Terrace | NT | NT16 | Hartley | 02 | Ground Floor | G23 | 693 | Childrens University Adelaide | 693 | Childrens University Adelaide | 3.42 | Utility | 6 | General Facility Space Group | 603 | General Facility - Resource room |  | Excellent | 954.86 | NO
North Terrace_NT16-Hartley_Ground Floor_G24 _ Corr. | NT-NT16-02-G24 | NT16-02-G24-Corr. | North Terrace | NT | NT16 | Hartley | 02 | Ground Floor | G24 | 693 | Childrens University Adelaide | 693 | Childrens University Adelaide | 14.14 | Corr. | 8 | Non Useable Floor Area Space Group | 805 | Non-usable - Circulation space |  | Excellent | 0.00 | NO
North Terrace_NT16-Hartley_Ground Floor_G24A _ Workstation | NT-NT16-02-G24A | NT16-02-G24A-Workstation | North Terrace | NT | NT16 | Hartley | 02 | Ground Floor | G24A | 693 | Childrens University Adelaide | 693 | Childrens University Adelaide | 3.12 | Workstation | 1 | Office Space Group | 116 | Open Plan - Professional/General Staff |  | Excellent | 777.77 | NO
North Terrace_NT16-Hartley_Ground Floor_G24B _ Workstation | NT-NT16-02-G24B | NT16-02-G24B-Workstation | North Terrace | NT | NT16 | Hartley | 02 | Ground Floor | G24B | 693 | Childrens University Adelaide | 693 | Childrens University Adelaide | 3.12 | Workstation | 1 | Office Space Group | 116 | Open Plan - Professional/General Staff |  | Excellent | 777.77 | NO
North Terrace_NT16-Hartley_Ground Floor_G24C _ Workstation | NT-NT16-02-G24C | NT16-02-G24C-Workstation | North Terrace | NT | NT16 | Hartley | 02 | Ground Floor | G24C | 693 | Childrens University Adelaide | 693 | Childrens University Adelaide | 3.42 | Workstation | 1 | Office Space Group | 116 | Open Plan - Professional/General Staff |  | Excellent | 852.56 | NO
North Terrace_NT16-Hartley_Ground Floor_G24D _ Workstation | NT-NT16-02-G24D | NT16-02-G24D-Workstation | North Terrace | NT | NT16 | Hartley | 02 | Ground Floor | G24D | 693 | Childrens University Adelaide | 693 | Childrens University Adelaide | 3.42 | Workstation | 1 | Office Space Group | 116 | Open Plan - Professional/General Staff |  | Excellent | 852.56 | NO
North Terrace_NT16-Hartley_Ground Floor_G24E _ Workstation | NT-NT16-02-G24E | NT16-02-G24E-Workstation | North Terrace | NT | NT16 | Hartley | 02 | Ground Floor | G24E | 693 | Childrens University Adelaide | 693 | Childrens University Adelaide | 3.42 | Workstation | 1 | Office Space Group | 116 | Open Plan - Professional/General Staff |  | Excellent | 852.56 | NO
North Terrace_NT16-Hartley_Ground Floor_G24F _ Workstation | NT-NT16-02-G24F | NT16-02-G24F-Workstation | North Terrace | NT | NT16 | Hartley | 02 | Ground Floor | G24F | 693 | Childrens University Adelaide | 693 | Childrens University Adelaide | 3.12 | Workstation | 1 | Office Space Group | 116 | Open Plan - Professional/General Staff |  | Excellent | 777.77 | NO
North Terrace_NT16-Hartley_Ground Floor_G24G _ Workstation | NT-NT16-02-G24G | NT16-02-G24G-Workstation | North Terrace | NT | NT16 | Hartley | 02 | Ground Floor | G24G | 693 | Childrens University Adelaide | 693 | Childrens University Adelaide | 3.12 | Workstation | 1 | Office Space Group | 116 | Open Plan - Professional/General Staff |  | Excellent | 777.77 | NO
North Terrace_NT16-Hartley_Ground Floor_G24H _ Workstation | NT-NT16-02-G24H | NT16-02-G24H-Workstation | North Terrace | NT | NT16 | Hartley | 02 | Ground Floor | G24H | 693 | Childrens University Adelaide | 693 | Childrens University Adelaide | 3.12 | Workstation | 1 | Office Space Group | 116 | Open Plan - Professional/General Staff |  | Excellent | 777.77 | NO
North Terrace_NT16-Hartley_Ground Floor_G24I _ Workstation | NT-NT16-02-G24I | NT16-02-G24I-Workstation | North Terrace | NT | NT16 | Hartley | 02 | Ground Floor | G24I | 693 | Childrens University Adelaide | 693 | Childrens University Adelaide | 3.12 | Workstation | 1 | Office Space Group | 116 | Open Plan - Professional/General Staff |  | Excellent | 777.77 | NO
North Terrace_NT16-Hartley_Ground Floor_G24J _ Workstation | NT-NT16-02-G24J | NT16-02-G24J-Workstation | North Terrace | NT | NT16 | Hartley | 02 | Ground Floor | G24J | 693 | Childrens University Adelaide | 693 | Childrens University Adelaide | 3.42 | Workstation | 1 | Office Space Group | 116 | Open Plan - Professional/General Staff |  | Excellent | 852.56 | NO
North Terrace_NT16-Hartley_Ground Floor_G24K _ Workstation | NT-NT16-02-G24K | NT16-02-G24K-Workstation | North Terrace | NT | NT16 | Hartley | 02 | Ground Floor | G24K | 693 | Childrens University Adelaide | 693 | Childrens University Adelaide | 3.42 | Workstation | 1 | Office Space Group | 116 | Open Plan - Professional/General Staff |  | Excellent | 852.56 | NO
North Terrace_NT16-Hartley_Ground Floor_G25 _ A/L | NT-NT16-02-G25 | NT16-02-G25-A/L | North Terrace | NT | NT16 | Hartley | 02 | Ground Floor | G25 | 99939 | Unusable Spaces | 99939 | Unusable Spaces | 2.35 | A/L | 8 | Non Useable Floor Area Space Group | 805 | Non-usable - Circulation space |  | Unknown | 0.00 | NO
North Terrace_NT16-Hartley_Ground Floor_G25B _ Store | NT-NT16-02-G25B | NT16-02-G25B-Store | North Terrace | NT | NT16 | Hartley | 02 | Ground Floor | G25B | 693 | Childrens University Adelaide | 693 | Childrens University Adelaide | 3.87 | Store | 4 | Ancillary Area Space Group | 419 | Ancillary Area - Store Room - Generic |  | Adequate | 577.53 | NO
North Terrace_NT16-Hartley_Ground Floor_G26 _ WC - U - Access (RH) | NT-NT16-02-G26 | NT16-02-G26-WC - U - Access (RH) | North Terrace | NT | NT16 | Hartley | 02 | Ground Floor | G26 | 99939 | Unusable Spaces | 99939 | Unusable Spaces | 4.79 | WC - U - Access (RH) | 8 | Non Useable Floor Area Space Group | 818 | Non-usable - Toilets/Amenities - Unisex Accessible |  | Unknown | 0.00 | NO
North Terrace_NT16-Hartley_Ground Floor_G27 _ Office | NT-NT16-02-G27 | NT16-02-G27-Office | North Terrace | NT | NT16 | Hartley | 02 | Ground Floor | G27 | 693 | Childrens University Adelaide | 693 | Childrens University Adelaide | 21.12 | Office | 6 | General Facility Space Group | 601 | General Facility - Committee/Conference/Meeting room |  | Adequate | 4,011.36 | NO
North Terrace_NT16-Hartley_Ground Floor_G28 _ Lecture Room | NT-NT16-02-G28 | NT16-02-G28-Lecture Room | North Terrace | NT | NT16 | Hartley | 02 | Ground Floor | G28 | 99998 | Central Common Teaching Areas (In Use) | 952 | Corporate Services Division Admin | 53.44 | Lecture Room | 2 | Teaching Space Group | 205 | Lecture/Seminar/Tutorial/Class Room (31 to 69) Flat Floor |  | Adequate | 11,056.21 | NO
North Terrace_NT16-Hartley_Ground Floor_G29 _ Tutorial | NT-NT16-02-G29 | NT16-02-G29-Tutorial | North Terrace | NT | NT16 | Hartley | 02 | Ground Floor | G29 | 99936 | Central Common Teaching Areas (Not Used) | 952 | Corporate Services Division Admin | 27.74 | Tutorial | 2 | Teaching Space Group | 206 | Lecture/Seminar/Tutorial/Class Room (<30) Flat Floor |  | Adequate | 5,739.13 | YES | From 8 Feb 2022. RAT storage for DASE student wellbeing. Nicola Venditozzi 8313 3269 timeframe tbc
North Terrace_NT16-Hartley_Ground Floor_G32 _ Foyer | NT-NT16-02-G32 | NT16-02-G32-Foyer | North Terrace | NT | NT16 | Hartley | 02 | Ground Floor | G32 | 99939 | Unusable Spaces | 99939 | Unusable Spaces | 15.43 | Foyer | 8 | Non Useable Floor Area Space Group | 805 | Non-usable - Circulation space |  | Unknown | 0.00 | NO
North Terrace_NT16-Hartley_First Floor_101 _ Corr. / Foyer | NT-NT16-03-101 | NT16-03-101-Corr. / Foyer | North Terrace | NT | NT16 | Hartley | 03 | First Floor | 101 | 99939 | Unusable Spaces | 99939 | Unusable Spaces | 25.25 | Corr. / Foyer | 8 | Non Useable Floor Area Space Group | 805 | Non-usable - Circulation space |  | Unknown | 0.00 | NO
North Terrace_NT16-Hartley_First Floor_102 _ Stair | NT-NT16-03-102 | NT16-03-102-Stair | North Terrace | NT | NT16 | Hartley | 03 | First Floor | 102 | 99939 | Unusable Spaces | 99939 | Unusable Spaces | 16.89 | Stair | 8 | Non Useable Floor Area Space Group | 805 | Non-usable - Circulation space |  | Unknown | 0.00 | NO
North Terrace_NT16-Hartley_First Floor_103 _ Sound Booth | NT-NT16-03-103 | NT16-03-103-Sound Booth | North Terrace | NT | NT16 | Hartley | 03 | First Floor | 103 | 540 | Elder Conservatorium of Music | 540 | Elder Conservatorium School Performing Arts | 6.43 | Sound Booth | 3 | Specialist Teaching or Research Space Group | 313 | Audio Visual Teaching space - Undergraduate/Postgraduate |  | Adequate | 1,450.25 | NO
North Terrace_NT16-Hartley_First Floor_103A _ VSR | NT-NT16-03-103A | NT16-03-103A-VSR | North Terrace | NT | NT16 | Hartley | 03 | First Floor | 103A | 99939 | Unusable Spaces | 99939 | Unusable Spaces | 0.62 | VSR | 8 | Non Useable Floor Area Space Group | 840 | Non-usable - Service riser |  | Unknown | 0.00 | NO
North Terrace_NT16-Hartley_First Floor_104 _ Corr. | NT-NT16-03-104 | NT16-03-104-Corr. | North Terrace | NT | NT16 | Hartley | 03 | First Floor | 104 | 99939 | Unusable Spaces | 99939 | Unusable Spaces | 6.26 | Corr. | 8 | Non Useable Floor Area Space Group | 805 | Non-usable - Circulation space |  | Unknown | 0.00 | NO
North Terrace_NT16-Hartley_First Floor_105 _ ASQ Office/Teaching | NT-NT16-03-105 | NT16-03-105-ASQ Office/Teaching | North Terrace | NT | NT16 | Hartley | 03 | First Floor | 105 | 99993 | Charitable Relationship | 859 | Infrastructure | 15.41 | ASQ Office/Teaching | 1 | Office Space Group | 101 | Office - Academic Staff |  | Adequate | 2,613.26 | NO
North Terrace_NT16-Hartley_First Floor_106 _ ASQ Rehersal Room | NT-NT16-03-106 | NT16-03-106-ASQ Rehersal Room | North Terrace | NT | NT16 | Hartley | 03 | First Floor | 106 | 99993 | Charitable Relationship | 859 | Infrastructure | 85.73 | ASQ Rehersal Room | 3 | Specialist Teaching or Research Space Group | 336 | Music Practice Rooms - Teaching |  | Adequate | 19,335.91 | NO
North Terrace_NT16-Hartley_First Floor_107 _ Corr. | NT-NT16-03-107 | NT16-03-107-Corr. | North Terrace | NT | NT16 | Hartley | 03 | First Floor | 107 | 99939 | Unusable Spaces | 99939 | Unusable Spaces | 25.42 | Corr. | 8 | Non Useable Floor Area Space Group | 805 | Non-usable - Circulation space |  | Unknown | 0.00 | NO
North Terrace_NT16-Hartley_First Floor_108A _ Tutorial | NT-NT16-03-108A | NT16-03-108A-Tutorial | North Terrace | NT | NT16 | Hartley | 03 | First Floor | 108A | 110 | Administration Office (ABLE) | 110 | ABLE (Arts, Bus, Law & Econ) Faculty Office | 66.74 | Tutorial | 2 | Teaching Space Group | 206 | Lecture/Seminar/Tutorial/Class Room (<30) Flat Floor |  | Adequate | 13,807.85 | NO
North Terrace_NT16-Hartley_First Floor_108B _ Tutorial | NT-NT16-03-108B | NT16-03-108B-Tutorial | North Terrace | NT | NT16 | Hartley | 03 | First Floor | 108B | 110 | Administration Office (ABLE) | 110 | ABLE (Arts, Bus, Law & Econ) Faculty Office | 47.68 | Tutorial | 2 | Teaching Space Group | 206 | Lecture/Seminar/Tutorial/Class Room (<30) Flat Floor |  | Adequate | 9,864.53 | NO
North Terrace_NT16-Hartley_First Floor_108D _ VSR | NT-NT16-03-108D | NT16-03-108D-VSR | North Terrace | NT | NT16 | Hartley | 03 | First Floor | 108D | 99939 | Unusable Spaces | 99939 | Unusable Spaces | 0.29 | VSR | 8 | Non Useable Floor Area Space Group | 840 | Non-usable - Service riser |  | Unknown | 0.00 | NO
North Terrace_NT16-Hartley_First Floor_109 _ Office | NT-NT16-03-109 | NT16-03-109-Office | North Terrace | NT | NT16 | Hartley | 03 | First Floor | 109 | 99993 | Charitable Relationship | 859 | Infrastructure | 21.98 | Office | 1 | Office Space Group | 101 | Office - Academic Staff |  | Adequate | 3,727.42 | NO
North Terrace_NT16-Hartley_First Floor_110 _ Tea Room | NT-NT16-03-110 | NT16-03-110-Tea Room | North Terrace | NT | NT16 | Hartley | 03 | First Floor | 110 | 99993 | Charitable Relationship | 859 | Infrastructure | 3.46 | Tea Room | 6 | General Facility Space Group | 608 | General Facility - Kitchen/Servery/Food Storage |  | Adequate | 657.16 | NO
North Terrace_NT16-Hartley_First Floor_111 _ Utility / Print | NT-NT16-03-111 | NT16-03-111-Utility / Print | North Terrace | NT | NT16 | Hartley | 03 | First Floor | 111 | 99993 | Charitable Relationship | 859 | Infrastructure | 20.8 | Utility / Print | 6 | General Facility Space Group | 603 | General Facility - Resource room |  | Adequate | 3,950.59 | NO
North Terrace_NT16-Hartley_First Floor_112 _ "Hartley Concert Room" | NT-NT16-03-112 | NT16-03-112-"Hartley Concert Room" | North Terrace | NT | NT16 | Hartley | 03 | First Floor | 112 | 540 | Elder Conservatorium of Music | 540 | Elder Conservatorium School Performing Arts | 214.78 | "Hartley Concert Room" | 2 | Teaching Space Group | 204 | Lecture/Seminar/Tutorial (>70 seats) Flat Floor |  | Adequate | 44,435.88 | NO
North Terrace_NT16-Hartley_First Floor_113 _ Store | NT-NT16-03-113 | NT16-03-113-Store | North Terrace | NT | NT16 | Hartley | 03 | First Floor | 113 | 540 | Elder Conservatorium of Music | 540 | Elder Conservatorium School Performing Arts | 12.99 | Store | 4 | Ancillary Area Space Group | 419 | Ancillary Area - Store Room - Generic |  | Adequate | 1,938.53 | NO
North Terrace_NT16-Hartley_First Floor_114 _ Corr. | NT-NT16-03-114 | NT16-03-114-Corr. | North Terrace | NT | NT16 | Hartley | 03 | First Floor | 114 | 99939 | Unusable Spaces | 99939 | Unusable Spaces | 14.13 | Corr. | 8 | Non Useable Floor Area Space Group | 805 | Non-usable - Circulation space |  | Unknown | 0.00 | NO
North Terrace_NT16-Hartley_First Floor_114D _ VSR | NT-NT16-03-114D | NT16-03-114D-VSR | North Terrace | NT | NT16 | Hartley | 03 | First Floor | 114D | 99939 | Unusable Spaces | 99939 | Unusable Spaces | 0.4 | VSR | 8 | Non Useable Floor Area Space Group | 840 | Non-usable - Service riser |  | Unknown | 0.00 | NO
North Terrace_NT16-Hartley_First Floor_115 _ Meeting - shared | NT-NT16-03-115 | NT16-03-115-Meeting - shared | North Terrace | NT | NT16 | Hartley | 03 | First Floor | 115 | 540 | Elder Conservatorium of Music | 540 | Elder Conservatorium School Performing Arts | 20.14 | Meeting - shared | 6 | General Facility Space Group | 601 | General Facility - Committee/Conference/Meeting room |  | Adequate | 3,825.23 | NO
North Terrace_NT16-Hartley_First Floor_116 _ Office | NT-NT16-03-116 | NT16-03-116-Office | North Terrace | NT | NT16 | Hartley | 03 | First Floor | 116 | 540 | Elder Conservatorium of Music | 540 | Elder Conservatorium School Performing Arts | 45.21 | Office | 1 | Office Space Group | 101 | Office - Academic Staff |  | Adequate | 7,666.81 | NO
North Terrace_NT16-Hartley_First Floor_116A _ WC | NT-NT16-03-116A | NT16-03-116A-WC | North Terrace | NT | NT16 | Hartley | 03 | First Floor | 116A | 99939 | Unusable Spaces | 99939 | Unusable Spaces | 4.02 | WC | 8 | Non Useable Floor Area Space Group | 822 | Non-usable - Toilets/Amenities - Unisex |  | Unknown | 0.00 | NO
North Terrace_NT16-Hartley_First Floor_118 _ Office | NT-NT16-03-118 | NT16-03-118-Office | North Terrace | NT | NT16 | Hartley | 03 | First Floor | 118 | 540 | Elder Conservatorium of Music | 540 | Elder Conservatorium School Performing Arts | 15.41 | Office | 1 | Office Space Group | 101 | Office - Academic Staff |  | Adequate | 2,613.26 | NO
North Terrace_NT16-Hartley_First Floor_119 _ Corr. | NT-NT16-03-119 | NT16-03-119-Corr. | North Terrace | NT | NT16 | Hartley | 03 | First Floor | 119 | 99939 | Unusable Spaces | 99939 | Unusable Spaces | 25.54 | Corr. | 8 | Non Useable Floor Area Space Group | 805 | Non-usable - Circulation space |  | Unknown | 0.00 | NO
North Terrace_NT16-Hartley_First Floor_120 _ Stair | NT-NT16-03-120 | NT16-03-120-Stair | North Terrace | NT | NT16 | Hartley | 03 | First Floor | 120 | 99939 | Unusable Spaces | 99939 | Unusable Spaces | 16.65 | Stair | 8 | Non Useable Floor Area Space Group | 805 | Non-usable - Circulation space |  | Unknown | 0.00 | NO
North Terrace_NT16-Hartley_First Floor_121 _ Student Breakout | NT-NT16-03-121 | NT16-03-121-Student Breakout | North Terrace | NT | NT16 | Hartley | 03 | First Floor | 121 | 639 | Wirltu Yarlu Aboriginal Educ | 639 | Indigenous Education | 27.51 | Student Breakout | 6 | General Facility Space Group | 606 | General Facility - Common Room Student access |  | Adequate | 5,225.03 | NO
North Terrace_NT16-Hartley_First Floor_122 _ Tutorial | NT-NT16-03-122 | NT16-03-122-Tutorial | North Terrace | NT | NT16 | Hartley | 03 | First Floor | 122 | 99998 | Central Common Teaching Areas (In Use) | 952 | Corporate Services Division Admin | 56.24 | Tutorial | 2 | Teaching Space Group | 206 | Lecture/Seminar/Tutorial/Class Room (<30) Flat Floor |  | Adequate | 11,635.51 | NO
North Terrace_NT16-Hartley_First Floor_122A _ Tutorial | NT-NT16-03-122A | NT16-03-122A-Tutorial | North Terrace | NT | NT16 | Hartley | 03 | First Floor | 122A | 639 | Wirltu Yarlu Aboriginal Educ | 639 | Indigenous Education | 56.47 | Tutorial | 2 | Teaching Space Group | 206 | Lecture/Seminar/Tutorial/Class Room (<30) Flat Floor |  | Adequate | 11,683.09 | NO
North Terrace_NT16-Hartley_First Floor_122D _ Balcony (UCA) | NT-NT16-03-122D | NT16-03-122D-Balcony (UCA) | North Terrace | NT | NT16 | Hartley | 03 | First Floor | 122D | 99939 | Unusable Spaces | 99939 | Unusable Spaces | 46.99 | Balcony (UCA) | 8 | Non Useable Floor Area Space Group | 839 | Non-usable - Verandah/Balcony |  | Unknown | 0.00 | NO
North Terrace_NT16-Hartley_Roof Level_R.01 _ Services Zone 1 (NUFA) | NT-NT16-04-R.01 | NT16-04-R.01-Services Zone 1 (NUFA) | North Terrace | NT | NT16 | Hartley | 04 | Roof Level | R.01 | 99939 | Unusable Spaces | 99939 | Unusable Spaces | 64.34 | Services Zone 1 (NUFA) | 8 | Non Useable Floor Area Space Group | 811 | Non-usable - Plant room other |  | Unknown | 0.00 | NO
North Terrace_NT16-Hartley_Roof Level_R.02 _ Services Zone 2 (NUFA) | NT-NT16-04-R.02 | NT16-04-R.02-Services Zone 2 (NUFA) | North Terrace | NT | NT16 | Hartley | 04 | Roof Level | R.02 | 99939 | Unusable Spaces | 99939 | Unusable Spaces | 15.98 | Services Zone 2 (NUFA) | 8 | Non Useable Floor Area Space Group | 811 | Non-usable - Plant room other |  | Unknown | 0.00 | NO
North Terrace_NT16-Hartley_Roof Level_R.03 _ Services Zone 3 (NUFA) | NT-NT16-04-R.03 | NT16-04-R.03-Services Zone 3 (NUFA) | North Terrace | NT | NT16 | Hartley | 04 | Roof Level | R.03 | 99939 | Unusable Spaces | 99939 | Unusable Spaces | 80.92 | Services Zone 3 (NUFA) | 8 | Non Useable Floor Area Space Group | 811 | Non-usable - Plant room other |  | Unknown | 0.00 | NO
North Terrace_NT17-Hughes_Level One_100 _ Lift Lobby | NT-NT17-01-100 | NT17-01-100-Lift Lobby | North Terrace | NT | NT17 | Hughes | 01 | Level One | 100 | 99939 | Unusable Spaces | 99939 | Unusable Spaces | 27.17 | Lift Lobby | 8 | Non Useable Floor Area Space Group | 805 | Non-usable - Circulation space |  | Adequate | 0.00 | NO
North Terrace_NT17-Hughes_Level One_100A _ Fire Extinguisher/Store | NT-NT17-01-100A | NT17-01-100A-Fire Extinguisher/Store | North Terrace | NT | NT17 | Hughes | 01 | Level One | 100A | 99939 | Unusable Spaces | 99939 | Unusable Spaces | 6.11 | Fire Extinguisher/Store | 8 | Non Useable Floor Area Space Group | 840 | Non-usable - Service riser |  | Unknown | 0.00 | NO
North Terrace_NT17-Hughes_Level One_100B _ WC - U - Access (LH) | NT-NT17-01-100B | NT17-01-100B-WC - U - Access (LH) | North Terrace | NT | NT17 | Hughes | 01 | Level One | 100B | 99939 | Unusable Spaces | 99939 | Unusable Spaces | 6.63 | WC - U - Access (LH) | 8 | Non Useable Floor Area Space Group | 818 | Non-usable - Toilets/Amenities - Unisex Accessible |  | Unknown | 0.00 | NO
North Terrace_NT17-Hughes_Level One_100C _ A/L | NT-NT17-01-100C | NT17-01-100C-A/L | North Terrace | NT | NT17 | Hughes | 01 | Level One | 100C | 850 | ITDS Branch Central Costs | 869 | Information Technology and Digital Services | 0.43 | A/L | 8 | Non Useable Floor Area Space Group | 812 | Non-usable - Comms/network system/Telephone/PABX |  | Adequate | 0.00 | NO
North Terrace_NT17-Hughes_Level One_100D _ VSR - DB | NT-NT17-01-100D | NT17-01-100D-VSR - DB | North Terrace | NT | NT17 | Hughes | 01 | Level One | 100D | 99939 | Unusable Spaces | 99939 | Unusable Spaces | 0.79 | VSR - DB | 8 | Non Useable Floor Area Space Group | 840 | Non-usable - Service riser |  | Unknown | 0.00 | NO
North Terrace_NT17-Hughes_Level One_100M _ Lift | NT-NT17-01-100M | NT17-01-100M-Lift | North Terrace | NT | NT17 | Hughes | 01 | Level One | 100M | 99939 | Unusable Spaces | 99939 | Unusable Spaces | 6.13 | Lift | 8 | Non Useable Floor Area Space Group | 838 | Non-usable - Lift |  | Unknown | 0.00 | NO
North Terrace_NT17-Hughes_Level One_100N _ Lift | NT-NT17-01-100N | NT17-01-100N-Lift | North Terrace | NT | NT17 | Hughes | 01 | Level One | 100N | 99939 | Unusable Spaces | 99939 | Unusable Spaces | 6.14 | Lift | 8 | Non Useable Floor Area Space Group | 838 | Non-usable - Lift |  | Unknown | 0.00 | NO
North Terrace_NT17-Hughes_Level One_101 _ A/L - M | NT-NT17-01-101 | NT17-01-101-A/L - M | North Terrace | NT | NT17 | Hughes | 01 | Level One | 101 | 99939 | Unusable Spaces | 99939 | Unusable Spaces | 1.56 | A/L - M | 8 | Non Useable Floor Area Space Group | 805 | Non-usable - Circulation space |  | Unknown | 0.00 | NO
North Terrace_NT17-Hughes_Level One_101A _ WC - M | NT-NT17-01-101A | NT17-01-101A-WC - M | North Terrace | NT | NT17 | Hughes | 01 | Level One | 101A | 99939 | Unusable Spaces | 99939 | Unusable Spaces | 10.04 | WC - M | 8 | Non Useable Floor Area Space Group | 821 | Non-usable - Toilets/Amenities - Male |  | Unknown | 0.00 | NO
North Terrace_NT17-Hughes_Level One_102 _ Stair | NT-NT17-01-102 | NT17-01-102-Stair | North Terrace | NT | NT17 | Hughes | 01 | Level One | 102 | 99939 | Unusable Spaces | 99939 | Unusable Spaces | 13.72 | Stair | 8 | Non Useable Floor Area Space Group | 805 | Non-usable - Circulation space |  | Unknown | 0.00 | NO
North Terrace_NT17-Hughes_Level One_103 _ Corr. | NT-NT17-01-103 | NT17-01-103-Corr. | North Terrace | NT | NT17 | Hughes | 01 | Level One | 103 | 99939 | Unusable Spaces | 99939 | Unusable Spaces | 88.12 | Corr. | 8 | Non Useable Floor Area Space Group | 805 | Non-usable - Circulation space |  | Excellent | 0.00 | NO
North Terrace_NT17-Hughes_Level One_103A _ VSR - Comms | NT-NT17-01-103A | NT17-01-103A-VSR - Comms | North Terrace | NT | NT17 | Hughes | 01 | Level One | 103A | 850 | ITDS Branch Central Costs | 869 | Information Technology and Digital Services | 4.89 | VSR - Comms | 8 | Non Useable Floor Area Space Group | 840 | Non-usable - Service riser |  | Adequate | 0.00 | NO
North Terrace_NT17-Hughes_Level One_103B _ Corr. | NT-NT17-01-103B | NT17-01-103B-Corr. | North Terrace | NT | NT17 | Hughes | 01 | Level One | 103B | 99939 | Unusable Spaces | 99939 | Unusable Spaces | 22.67 | Corr. | 8 | Non Useable Floor Area Space Group | 805 | Non-usable - Circulation space |  | Adequate | 0.00 | NO
North Terrace_NT17-Hughes_Level One_103C _ Lobby | NT-NT17-01-103C | NT17-01-103C-Lobby | North Terrace | NT | NT17 | Hughes | 01 | Level One | 103C | 99939 | Unusable Spaces | 99939 | Unusable Spaces | 27.1 | Lobby | 8 | Non Useable Floor Area Space Group | 805 | Non-usable - Circulation space |  | Excellent | 0.00 | NO
North Terrace_NT17-Hughes_Level One_103D _ FHR | NT-NT17-01-103D | NT17-01-103D-FHR | North Terrace | NT | NT17 | Hughes | 01 | Level One | 103D | 99939 | Unusable Spaces | 99939 | Unusable Spaces | 0.56 | FHR | 8 | Non Useable Floor Area Space Group | 840 | Non-usable - Service riser |  | Unknown | 0.00 | NO
North Terrace_NT17-Hughes_Level One_103F _ VSR | NT-NT17-01-103F | NT17-01-103F-VSR | North Terrace | NT | NT17 | Hughes | 01 | Level One | 103F | 99939 | Unusable Spaces | 99939 | Unusable Spaces | 0.86 | VSR | 8 | Non Useable Floor Area Space Group | 840 | Non-usable - Service riser |  | Unknown | 0.00 | NO
North Terrace_NT17-Hughes_Level One_104 _ Cleaner | NT-NT17-01-104 | NT17-01-104-Cleaner | North Terrace | NT | NT17 | Hughes | 01 | Level One | 104 | 99939 | Unusable Spaces | 99939 | Unusable Spaces | 2.91 | Cleaner | 8 | Non Useable Floor Area Space Group | 806 | Non-usable - Cleaners room |  | Unknown | 0.00 | NO
North Terrace_NT17-Hughes_Level One_104A _ Plantroom | NT-NT17-01-104A | NT17-01-104A-Plantroom | North Terrace | NT | NT17 | Hughes | 01 | Level One | 104A | 99939 | Unusable Spaces | 99939 | Unusable Spaces | 65.27 | Plantroom | 8 | Non Useable Floor Area Space Group | 811 | Non-usable - Plant room other |  | Unknown | 0.00 | NO
North Terrace_NT17-Hughes_Level One_104B _ Motor Room | NT-NT17-01-104B | NT17-01-104B-Motor Room | North Terrace | NT | NT17 | Hughes | 01 | Level One | 104B | 99939 | Unusable Spaces | 99939 | Unusable Spaces | 2.09 | Motor Room | 8 | Non Useable Floor Area Space Group | 811 | Non-usable - Plant room other |  | Unknown | 0.00 | NO
North Terrace_NT17-Hughes_Level One_104C _ Hoist | NT-NT17-01-104C | NT17-01-104C-Hoist | North Terrace | NT | NT17 | Hughes | 01 | Level One | 104C | 99939 | Unusable Spaces | 99939 | Unusable Spaces | 2.15 | Hoist | 8 | Non Useable Floor Area Space Group | 800 | Non-usable - Specific type not defined |  | Unknown | 0.00 | NO
North Terrace_NT17-Hughes_Level One_105 _ GWSA Robing Room | NT-NT17-01-105 | NT17-01-105-GWSA Robing Room | North Terrace | NT | NT17 | Hughes | 01 | Level One | 105 | 99993 | Charitable Relationship | 859 | Infrastructure | 42.98 | GWSA Robing Room | 4 | Ancillary Area Space Group | 419 | Ancillary Area - Store Room - Generic |  | Adequate | 6,414.00 | NO
North Terrace_NT17-Hughes_Level One_105A _ Store | NT-NT17-01-105A | NT17-01-105A-Store | North Terrace | NT | NT17 | Hughes | 01 | Level One | 105A | 859 | Infrastructure Office | 859 | Infrastructure | 29.83 | Store | 4 | Ancillary Area Space Group | 419 | Ancillary Area - Store Room - Generic |  | Adequate | 4,451.60 | NO | planned use by HMS for relocation from HMN L1, May 2022
North Terrace_NT17-Hughes_Level One_105B _ VSR | NT-NT17-01-105B | NT17-01-105B-VSR | North Terrace | NT | NT17 | Hughes | 01 | Level One | 105B | 99939 | Unusable Spaces | 99939 | Unusable Spaces | 1.15 | VSR | 8 | Non Useable Floor Area Space Group | 840 | Non-usable - Service riser |  | Unknown | 0.00 | NO
North Terrace_NT17-Hughes_Level One_106 _ Entry | NT-NT17-01-106 | NT17-01-106-Entry | North Terrace | NT | NT17 | Hughes | 01 | Level One | 106 | 99939 | Unusable Spaces | 99939 | Unusable Spaces | 12.19 | Entry | 8 | Non Useable Floor Area Space Group | 805 | Non-usable - Circulation space |  | Excellent | 0.00 | NO
North Terrace_NT17-Hughes_Level One_107 _ Physiotherapy Rehabilitation Gym | NT-NT17-01-107 | NT17-01-107-Physiotherapy Rehabilitation Gym | North Terrace | NT | NT17 | Hughes | 01 | Level One | 107 | 395 | Physiotherapy | 393 | School of Allied Health Practice and Science | 246.29 | Physiotherapy Rehabilitation Gym | 3 | Specialist Teaching or Research Space Group | 315 | Spec Teaching - Gym Human Movement Space Undergrad/Postgraduate |  | Excellent | 81,657.46 | NO
North Terrace_NT17-Hughes_Level One_108 _ Store | NT-NT17-01-108 | NT17-01-108-Store | North Terrace | NT | NT17 | Hughes | 01 | Level One | 108 | 395 | Physiotherapy | 393 | School of Allied Health Practice and Science | 10.82 | Store | 4 | Ancillary Area Space Group | 419 | Ancillary Area - Store Room - Generic |  | Excellent | 2,373.60 | NO
North Terrace_NT17-Hughes_Level One_109 _ Store - Ecoversity | NT-NT17-01-109 | NT17-01-109-Store - Ecoversity | North Terrace | NT | NT17 | Hughes | 01 | Level One | 109 | 859 | Infrastructure Office | 859 | Infrastructure | 19.14 | Store - Ecoversity | 4 | Ancillary Area Space Group | 419 | Ancillary Area - Store Room - Generic |  | Adequate | 2,856.31 | NO
North Terrace_NT17-Hughes_Level One_109A _ Utilities - Ecoversity | NT-NT17-01-109A | NT17-01-109A-Utilities - Ecoversity | North Terrace | NT | NT17 | Hughes | 01 | Level One | 109A | 859 | Infrastructure Office | 859 | Infrastructure | 4.55 | Utilities - Ecoversity | 4 | Ancillary Area Space Group | 419 | Ancillary Area - Store Room - Generic |  | Adequate | 679.01 | NO
North Terrace_NT17-Hughes_Level One_110 _ Research Laboratory | NT-NT17-01-110 | NT17-01-110-Research Laboratory | North Terrace | NT | NT17 | Hughes | 01 | Level One | 110 | 387 | Psychology | 387 | School of Psychology | 61.05 | Research Laboratory | 3 | Specialist Teaching or Research Space Group | 300 | Laboratory - Specialist teaching and research - type not defined |  | Adequate | 13,769.48 | NO
North Terrace_NT17-Hughes_Level One_110A _ Laboratory | NT-NT17-01-110A | NT17-01-110A-Laboratory | North Terrace | NT | NT17 | Hughes | 01 | Level One | 110A | 387 | Psychology | 387 | School of Psychology | 21.24 | Laboratory | 3 | Specialist Teaching or Research Space Group | 300 | Laboratory - Specialist teaching and research - type not defined |  | Adequate | 4,790.56 | NO
North Terrace_NT17-Hughes_Level One_110B _ Laboratory | NT-NT17-01-110B | NT17-01-110B-Laboratory | North Terrace | NT | NT17 | Hughes | 01 | Level One | 110B | 387 | Psychology | 387 | School of Psychology | 18.27 | Laboratory | 3 | Specialist Teaching or Research Space Group | 300 | Laboratory - Specialist teaching and research - type not defined |  | Adequate | 4,120.69 | NO
North Terrace_NT17-Hughes_Level One_111A _ Seminar Room | NT-NT17-01-111A | NT17-01-111A-Seminar Room | North Terrace | NT | NT17 | Hughes | 01 | Level One | 111A | 99998 | Central Common Teaching Areas (In Use) | 952 | Corporate Services Division Admin | 62.65 | Seminar Room | 2 | Teaching Space Group | 206 | Lecture/Seminar/Tutorial/Class Room (<30) Flat Floor |  | Good | 16,202.09 | NO
North Terrace_NT17-Hughes_Level One_111B _ Seminar Room | NT-NT17-01-111B | NT17-01-111B-Seminar Room | North Terrace | NT | NT17 | Hughes | 01 | Level One | 111B | 99998 | Central Common Teaching Areas (In Use) | 952 | Corporate Services Division Admin | 71.71 | Seminar Room | 2 | Teaching Space Group | 205 | Lecture/Seminar/Tutorial/Class Room (31 to 69) Flat Floor |  | Good | 18,545.12 | NO
North Terrace_NT17-Hughes_Level One_111I _ Plantroom | NT-NT17-01-111I | NT17-01-111I-Plantroom | North Terrace | NT | NT17 | Hughes | 01 | Level One | 111I | 99939 | Unusable Spaces | 99939 | Unusable Spaces | 25.61 | Plantroom | 8 | Non Useable Floor Area Space Group | 811 | Non-usable - Plant room other |  | Unknown | 0.00 | NO
North Terrace_NT17-Hughes_Level One_112 _ Stair | NT-NT17-01-112 | NT17-01-112-Stair | North Terrace | NT | NT17 | Hughes | 01 | Level One | 112 | 99939 | Unusable Spaces | 99939 | Unusable Spaces | 12.89 | Stair | 8 | Non Useable Floor Area Space Group | 805 | Non-usable - Circulation space |  | Unknown | 0.00 | NO
North Terrace_NT17-Hughes_Level One_113 _ Lecture Room | NT-NT17-01-113 | NT17-01-113-Lecture Room | North Terrace | NT | NT17 | Hughes | 01 | Level One | 113 | 99998 | Central Common Teaching Areas (In Use) | 952 | Corporate Services Division Admin | 93.27 | Lecture Room | 2 | Teaching Space Group | 205 | Lecture/Seminar/Tutorial/Class Room (31 to 69) Flat Floor |  | Good | 24,120.81 | NO
North Terrace_NT17-Hughes_Level One_113A _ VSR | NT-NT17-01-113A | NT17-01-113A-VSR | North Terrace | NT | NT17 | Hughes | 01 | Level One | 113A | 99939 | Unusable Spaces | 99939 | Unusable Spaces | 1.63 | VSR | 8 | Non Useable Floor Area Space Group | 840 | Non-usable - Service riser |  | Unknown | 0.00 | NO
North Terrace_NT17-Hughes_Level One_114 _ Psychology Test Library | NT-NT17-01-114 | NT17-01-114-Psychology Test Library | North Terrace | NT | NT17 | Hughes | 01 | Level One | 114 | 387 | Psychology | 387 | School of Psychology | 54.21 | Psychology Test Library | 5 | Library, IT and Learning Space Group | 509 | Library and Learning - Department reference library |  | Adequate | 10,296.21 | NO
North Terrace_NT17-Hughes_Level One_115 _ Research Laboratory | NT-NT17-01-115 | NT17-01-115-Research Laboratory | North Terrace | NT | NT17 | Hughes | 01 | Level One | 115 | 387 | Psychology | 387 | School of Psychology | 53.59 | Research Laboratory | 1 | Office Space Group | 101 | Office - Academic Staff |  | Adequate | 9,087.91 | NO
North Terrace_NT17-Hughes_Level One_115B _ Store | NT-NT17-01-115B | NT17-01-115B-Store | North Terrace | NT | NT17 | Hughes | 01 | Level One | 115B | 387 | Psychology | 387 | School of Psychology | 2.68 | Store | 4 | Ancillary Area Space Group | 419 | Ancillary Area - Store Room - Generic |  | Adequate | 399.94 | NO
North Terrace_NT17-Hughes_Level Two_200 _ Lift Lobby | NT-NT17-02-200 | NT17-02-200-Lift Lobby | North Terrace | NT | NT17 | Hughes | 02 | Level Two | 200 | 99939 | Unusable Spaces | 99939 | Unusable Spaces | 27.18 | Lift Lobby | 8 | Non Useable Floor Area Space Group | 805 | Non-usable - Circulation space |  | Unknown | 0.00 | NO
North Terrace_NT17-Hughes_Level Two_200A _ Store - cleaner | NT-NT17-02-200A | NT17-02-200A-Store - cleaner | North Terrace | NT | NT17 | Hughes | 02 | Level Two | 200A | 99939 | Unusable Spaces | 99939 | Unusable Spaces | 5.96 | Store - cleaner | 8 | Non Useable Floor Area Space Group | 806 | Non-usable - Cleaners room |  | Unknown | 0.00 | NO
North Terrace_NT17-Hughes_Level Two_200C _ Comms | NT-NT17-02-200C | NT17-02-200C-Comms | North Terrace | NT | NT17 | Hughes | 02 | Level Two | 200C | 850 | ITDS Branch Central Costs | 869 | Information Technology and Digital Services | 0.35 | Comms | 8 | Non Useable Floor Area Space Group | 840 | Non-usable - Service riser |  | Adequate | 0.00 | NO
North Terrace_NT17-Hughes_Level Two_200D _ Telstra / DB | NT-NT17-02-200D | NT17-02-200D-Telstra / DB | North Terrace | NT | NT17 | Hughes | 02 | Level Two | 200D | 99939 | Unusable Spaces | 99939 | Unusable Spaces | 0.64 | Telstra / DB | 8 | Non Useable Floor Area Space Group | 840 | Non-usable - Service riser |  | Unknown | 0.00 | NO
North Terrace_NT17-Hughes_Level Two_200M _ Lift | NT-NT17-02-200M | NT17-02-200M-Lift | North Terrace | NT | NT17 | Hughes | 02 | Level Two | 200M | 99939 | Unusable Spaces | 99939 | Unusable Spaces | 5.96 | Lift | 8 | Non Useable Floor Area Space Group | 838 | Non-usable - Lift |  | Unknown | 0.00 | NO
North Terrace_NT17-Hughes_Level Two_200N _ Lift | NT-NT17-02-200N | NT17-02-200N-Lift | North Terrace | NT | NT17 | Hughes | 02 | Level Two | 200N | 99939 | Unusable Spaces | 99939 | Unusable Spaces | 5.96 | Lift | 8 | Non Useable Floor Area Space Group | 838 | Non-usable - Lift |  | Unknown | 0.00 | NO
North Terrace_NT17-Hughes_Level Two_201 _ A/L | NT-NT17-02-201 | NT17-02-201-A/L | North Terrace | NT | NT17 | Hughes | 02 | Level Two | 201 | 99939 | Unusable Spaces | 99939 | Unusable Spaces | 2.97 | A/L | 8 | Non Useable Floor Area Space Group | 805 | Non-usable - Circulation space |  | Unknown | 0.00 | NO
North Terrace_NT17-Hughes_Level Two_201M _ Hoist | NT-NT17-02-201M | NT17-02-201M-Hoist | North Terrace | NT | NT17 | Hughes | 02 | Level Two | 201M | 99939 | Unusable Spaces | 99939 | Unusable Spaces | 2.08 | Hoist | 8 | Non Useable Floor Area Space Group | 800 | Non-usable - Specific type not defined |  | Unknown | 0.00 | NO
North Terrace_NT17-Hughes_Level Two_202A _ Cleaners Store | NT-NT17-02-202A | NT17-02-202A-Cleaners Store | North Terrace | NT | NT17 | Hughes | 02 | Level Two | 202A | 99939 | Unusable Spaces | 99939 | Unusable Spaces | 3.73 | Cleaners Store | 8 | Non Useable Floor Area Space Group | 806 | Non-usable - Cleaners room |  | Unknown | 0.00 | NO
North Terrace_NT17-Hughes_Level Two_203 _ A/L | NT-NT17-02-203 | NT17-02-203-A/L | North Terrace | NT | NT17 | Hughes | 02 | Level Two | 203 | 99939 | Unusable Spaces | 99939 | Unusable Spaces | 1.56 | A/L | 8 | Non Useable Floor Area Space Group | 805 | Non-usable - Circulation space |  | Unknown | 0.00 | NO
North Terrace_NT17-Hughes_Level Two_203A _ WC - F | NT-NT17-02-203A | NT17-02-203A-WC - F | North Terrace | NT | NT17 | Hughes | 02 | Level Two | 203A | 99939 | Unusable Spaces | 99939 | Unusable Spaces | 10.01 | WC - F | 8 | Non Useable Floor Area Space Group | 820 | Non-usable - Toilets/Amenities - Female |  | Unknown | 0.00 | NO
North Terrace_NT17-Hughes_Level Two_203B _ VSR | NT-NT17-02-203B | NT17-02-203B-VSR | North Terrace | NT | NT17 | Hughes | 02 | Level Two | 203B | 99939 | Unusable Spaces | 99939 | Unusable Spaces | 2.01 | VSR | 8 | Non Useable Floor Area Space Group | 840 | Non-usable - Service riser |  | Unknown | 0.00 | NO
North Terrace_NT17-Hughes_Level Two_204 _ Stair | NT-NT17-02-204 | NT17-02-204-Stair | North Terrace | NT | NT17 | Hughes | 02 | Level Two | 204 | 99939 | Unusable Spaces | 99939 | Unusable Spaces | 13.72 | Stair | 8 | Non Useable Floor Area Space Group | 805 | Non-usable - Circulation space |  | Unknown | 0.00 | NO
North Terrace_NT17-Hughes_Level Two_205 _ Corr. | NT-NT17-02-205 | NT17-02-205-Corr. | North Terrace | NT | NT17 | Hughes | 02 | Level Two | 205 | 99939 | Unusable Spaces | 99939 | Unusable Spaces | 54.36 | Corr. | 8 | Non Useable Floor Area Space Group | 805 | Non-usable - Circulation space |  | Unknown | 0.00 | NO
North Terrace_NT17-Hughes_Level Two_205A _ DB | NT-NT17-02-205A | NT17-02-205A-DB | North Terrace | NT | NT17 | Hughes | 02 | Level Two | 205A | 99939 | Unusable Spaces | 99939 | Unusable Spaces | 0.97 | DB | 8 | Non Useable Floor Area Space Group | 815 | Non-usable - Switch room |  | Unknown | 0.00 | NO
North Terrace_NT17-Hughes_Level Two_205B _ Corr. | NT-NT17-02-205B | NT17-02-205B-Corr. | North Terrace | NT | NT17 | Hughes | 02 | Level Two | 205B | 99939 | Unusable Spaces | 99939 | Unusable Spaces | 12.69 | Corr. | 8 | Non Useable Floor Area Space Group | 805 | Non-usable - Circulation space |  | Unknown | 0.00 | NO
North Terrace_NT17-Hughes_Level Two_205C _ VSR | NT-NT17-02-205C | NT17-02-205C-VSR | North Terrace | NT | NT17 | Hughes | 02 | Level Two | 205C | 99939 | Unusable Spaces | 99939 | Unusable Spaces | 5.86 | VSR | 8 | Non Useable Floor Area Space Group | 840 | Non-usable - Service riser |  | Unknown | 0.00 | NO
North Terrace_NT17-Hughes_Level Two_205D _ Corr. | NT-NT17-02-205D | NT17-02-205D-Corr. | North Terrace | NT | NT17 | Hughes | 02 | Level Two | 205D | 99939 | Unusable Spaces | 99939 | Unusable Spaces | 70.56 | Corr. | 8 | Non Useable Floor Area Space Group | 805 | Non-usable - Circulation space |  | Unknown | 0.00 | NO
North Terrace_NT17-Hughes_Level Two_205E _ Corr. | NT-NT17-02-205E | NT17-02-205E-Corr. | North Terrace | NT | NT17 | Hughes | 02 | Level Two | 205E | 99939 | Unusable Spaces | 99939 | Unusable Spaces | 3.1 | Corr. | 8 | Non Useable Floor Area Space Group | 805 | Non-usable - Circulation space |  | Unknown | 0.00 | NO
North Terrace_NT17-Hughes_Level Two_205F _ Fire door compartment | NT-NT17-02-205F | NT17-02-205F-Fire door compartment | North Terrace | NT | NT17 | Hughes | 02 | Level Two | 205F | 99939 | Unusable Spaces | 99939 | Unusable Spaces | 0.98 | Fire door compartment | 8 | Non Useable Floor Area Space Group | 840 | Non-usable - Service riser |  | Unknown | 0.00 | NO
North Terrace_NT17-Hughes_Level Two_205G _ Fire door compartment | NT-NT17-02-205G | NT17-02-205G-Fire door compartment | North Terrace | NT | NT17 | Hughes | 02 | Level Two | 205G | 99939 | Unusable Spaces | 99939 | Unusable Spaces | 1.78 | Fire door compartment | 8 | Non Useable Floor Area Space Group | 840 | Non-usable - Service riser |  | Unknown | 0.00 | NO
North Terrace_NT17-Hughes_Level Two_205H _ Corr. | NT-NT17-02-205H | NT17-02-205H-Corr. | North Terrace | NT | NT17 | Hughes | 02 | Level Two | 205H | 99939 | Unusable Spaces | 99939 | Unusable Spaces | 45.87 | Corr. | 8 | Non Useable Floor Area Space Group | 805 | Non-usable - Circulation space |  | Unknown | 0.00 | NO
North Terrace_NT17-Hughes_Level Two_205J _ Corr. | NT-NT17-02-205J | NT17-02-205J-Corr. | North Terrace | NT | NT17 | Hughes | 02 | Level Two | 205J | 99939 | Unusable Spaces | 99939 | Unusable Spaces | 35 | Corr. | 8 | Non Useable Floor Area Space Group | 805 | Non-usable - Circulation space |  | Unknown | 0.00 | NO
North Terrace_NT17-Hughes_Level Two_205K _ Fire door compartment | NT-NT17-02-205K | NT17-02-205K-Fire door compartment | North Terrace | NT | NT17 | Hughes | 02 | Level Two | 205K | 99939 | Unusable Spaces | 99939 | Unusable Spaces | 1.4 | Fire door compartment | 8 | Non Useable Floor Area Space Group | 840 | Non-usable - Service riser |  | Unknown | 0.00 | NO
North Terrace_NT17-Hughes_Level Two_205L _ Fire door compartment | NT-NT17-02-205L | NT17-02-205L-Fire door compartment | North Terrace | NT | NT17 | Hughes | 02 | Level Two | 205L | 99939 | Unusable Spaces | 99939 | Unusable Spaces | 0.76 | Fire door compartment | 8 | Non Useable Floor Area Space Group | 840 | Non-usable - Service riser |  | Unknown | 0.00 | NO
North Terrace_NT17-Hughes_Level Two_205M _ Corr. | NT-NT17-02-205M | NT17-02-205M-Corr. | North Terrace | NT | NT17 | Hughes | 02 | Level Two | 205M | 99939 | Unusable Spaces | 99939 | Unusable Spaces | 73.08 | Corr. | 8 | Non Useable Floor Area Space Group | 805 | Non-usable - Circulation space |  | Unknown | 0.00 | NO
North Terrace_NT17-Hughes_Level Two_205N _ Corr. | NT-NT17-02-205N | NT17-02-205N-Corr. | North Terrace | NT | NT17 | Hughes | 02 | Level Two | 205N | 99939 | Unusable Spaces | 99939 | Unusable Spaces | 39.49 | Corr. | 8 | Non Useable Floor Area Space Group | 805 | Non-usable - Circulation space |  | Unknown | 0.00 | NO
North Terrace_NT17-Hughes_Level Two_205P _ Corr. | NT-NT17-02-205P | NT17-02-205P-Corr. | North Terrace | NT | NT17 | Hughes | 02 | Level Two | 205P | 99939 | Unusable Spaces | 99939 | Unusable Spaces | 26.54 | Corr. | 8 | Non Useable Floor Area Space Group | 805 | Non-usable - Circulation space |  | Unknown | 0.00 | NO
North Terrace_NT17-Hughes_Level Two_205Q _ FHR | NT-NT17-02-205Q | NT17-02-205Q-FHR | North Terrace | NT | NT17 | Hughes | 02 | Level Two | 205Q | 99939 | Unusable Spaces | 99939 | Unusable Spaces | 0.56 | FHR | 8 | Non Useable Floor Area Space Group | 840 | Non-usable - Service riser |  | Unknown | 0.00 | NO
North Terrace_NT17-Hughes_Level Two_205R _ Corr. | NT-NT17-02-205R | NT17-02-205R-Corr. | North Terrace | NT | NT17 | Hughes | 02 | Level Two | 205R | 99939 | Unusable Spaces | 99939 | Unusable Spaces | 42.53 | Corr. | 8 | Non Useable Floor Area Space Group | 805 | Non-usable - Circulation space |  | Unknown | 0.00 | NO
North Terrace_NT17-Hughes_Level Two_206 _ Office - Open Plan - Post Grad | NT-NT17-02-206 | NT17-02-206-Office - Open Plan - Post Grad | North Terrace | NT | NT17 | Hughes | 02 | Level Two | 206 | 387 | Psychology | 387 | School of Psychology | 34.09 | Office - Open Plan - Post Grad | 1 | Office Space Group | 114 | Open Plan - Research Students |  | Adequate | 5,781.06 | NO
North Terrace_NT17-Hughes_Level Two_206B _ VSR | NT-NT17-02-206B | NT17-02-206B-VSR | North Terrace | NT | NT17 | Hughes | 02 | Level Two | 206B | 99939 | Unusable Spaces | 99939 | Unusable Spaces | 1.9 | VSR | 8 | Non Useable Floor Area Space Group | 840 | Non-usable - Service riser |  | Unknown | 0.00 | NO
North Terrace_NT17-Hughes_Level Two_207 _ Office - Open Plan - Post Grad | NT-NT17-02-207 | NT17-02-207-Office - Open Plan - Post Grad | North Terrace | NT | NT17 | Hughes | 02 | Level Two | 207 | 387 | Psychology | 387 | School of Psychology | 33.32 | Office - Open Plan - Post Grad | 1 | Office Space Group | 114 | Open Plan - Research Students |  | Adequate | 5,650.48 | NO
North Terrace_NT17-Hughes_Level Two_207A _ Plantroom | NT-NT17-02-207A | NT17-02-207A-Plantroom | North Terrace | NT | NT17 | Hughes | 02 | Level Two | 207A | 99939 | Unusable Spaces | 99939 | Unusable Spaces | 52.58 | Plantroom | 8 | Non Useable Floor Area Space Group | 811 | Non-usable - Plant room other |  | Unknown | 0.00 | NO
North Terrace_NT17-Hughes_Level Two_207D _ VSR | NT-NT17-02-207D | NT17-02-207D-VSR | North Terrace | NT | NT17 | Hughes | 02 | Level Two | 207D | 99939 | Unusable Spaces | 99939 | Unusable Spaces | 1.66 | VSR | 8 | Non Useable Floor Area Space Group | 840 | Non-usable - Service riser |  | Unknown | 0.00 | NO
North Terrace_NT17-Hughes_Level Two_207E _ VSR | NT-NT17-02-207E | NT17-02-207E-VSR | North Terrace | NT | NT17 | Hughes | 02 | Level Two | 207E | 99939 | Unusable Spaces | 99939 | Unusable Spaces | 1.15 | VSR | 8 | Non Useable Floor Area Space Group | 840 | Non-usable - Service riser |  | Unknown | 0.00 | NO
North Terrace_NT17-Hughes_Level Two_208 _ Switchboard | NT-NT17-02-208 | NT17-02-208-Switchboard | North Terrace | NT | NT17 | Hughes | 02 | Level Two | 208 | 99939 | Unusable Spaces | 99939 | Unusable Spaces | 10.82 | Switchboard | 8 | Non Useable Floor Area Space Group | 815 | Non-usable - Switch room |  | Unknown | 0.00 | NO
North Terrace_NT17-Hughes_Level Two_209 _ Office - Research Room | NT-NT17-02-209 | NT17-02-209-Office - Research Room | North Terrace | NT | NT17 | Hughes | 02 | Level Two | 209 | 387 | Psychology | 387 | School of Psychology | 8.27 | Office - Research Room | 1 | Office Space Group | 102 | Office - Research Staff |  | Adequate | 1,402.44 | NO
North Terrace_NT17-Hughes_Level Two_210 _ Office - Research Room | NT-NT17-02-210 | NT17-02-210-Office - Research Room | North Terrace | NT | NT17 | Hughes | 02 | Level Two | 210 | 387 | Psychology | 387 | School of Psychology | 7.55 | Office - Research Room | 1 | Office Space Group | 102 | Office - Research Staff |  | Adequate | 1,280.35 | NO
North Terrace_NT17-Hughes_Level Two_211 _ Office - Research Room | NT-NT17-02-211 | NT17-02-211-Office - Research Room | North Terrace | NT | NT17 | Hughes | 02 | Level Two | 211 | 387 | Psychology | 387 | School of Psychology | 7.71 | Office - Research Room | 1 | Office Space Group | 102 | Office - Research Staff |  | Adequate | 1,307.48 | NO
North Terrace_NT17-Hughes_Level Two_211A _ Plantroom | NT-NT17-02-211A | NT17-02-211A-Plantroom | North Terrace | NT | NT17 | Hughes | 02 | Level Two | 211A | 99939 | Unusable Spaces | 99939 | Unusable Spaces | 45.69 | Plantroom | 8 | Non Useable Floor Area Space Group | 811 | Non-usable - Plant room other |  | Unknown | 0.00 | NO
North Terrace_NT17-Hughes_Level Two_212 _ A/L | NT-NT17-02-212 | NT17-02-212-A/L | North Terrace | NT | NT17 | Hughes | 02 | Level Two | 212 | 99939 | Unusable Spaces | 99939 | Unusable Spaces | 3.91 | A/L | 8 | Non Useable Floor Area Space Group | 805 | Non-usable - Circulation space |  | Unknown | 0.00 | NO
North Terrace_NT17-Hughes_Level Two_212A _ WC - F | NT-NT17-02-212A | NT17-02-212A-WC - F | North Terrace | NT | NT17 | Hughes | 02 | Level Two | 212A | 99939 | Unusable Spaces | 99939 | Unusable Spaces | 5.62 | WC - F | 8 | Non Useable Floor Area Space Group | 820 | Non-usable - Toilets/Amenities - Female |  | Unknown | 0.00 | NO
North Terrace_NT17-Hughes_Level Two_213 _ Stair | NT-NT17-02-213 | NT17-02-213-Stair | North Terrace | NT | NT17 | Hughes | 02 | Level Two | 213 | 99939 | Unusable Spaces | 99939 | Unusable Spaces | 14.06 | Stair | 8 | Non Useable Floor Area Space Group | 805 | Non-usable - Circulation space |  | Unknown | 0.00 | NO
North Terrace_NT17-Hughes_Level Two_214 _ WC-U-Access (RH) | NT-NT17-02-214 | NT17-02-214-WC-U-Access (RH) | North Terrace | NT | NT17 | Hughes | 02 | Level Two | 214 | 99939 | Unusable Spaces | 99939 | Unusable Spaces | 6.72 | WC-U-Access (RH) | 8 | Non Useable Floor Area Space Group | 818 | Non-usable - Toilets/Amenities - Unisex Accessible |  | Unknown | 0.00 | NO
North Terrace_NT17-Hughes_Level Two_214B _ VSR | NT-NT17-02-214B | NT17-02-214B-VSR | North Terrace | NT | NT17 | Hughes | 02 | Level Two | 214B | 99939 | Unusable Spaces | 99939 | Unusable Spaces | 0.88 | VSR | 8 | Non Useable Floor Area Space Group | 840 | Non-usable - Service riser |  | Unknown | 0.00 | NO
North Terrace_NT17-Hughes_Level Two_215 _ Store | NT-NT17-02-215 | NT17-02-215-Store | North Terrace | NT | NT17 | Hughes | 02 | Level Two | 215 | 387 | Psychology | 387 | School of Psychology | 4.35 | Store | 4 | Ancillary Area Space Group | 419 | Ancillary Area - Store Room - Generic |  | Adequate | 649.16 | NO
North Terrace_NT17-Hughes_Level Two_216 _ Office - Research Room | NT-NT17-02-216 | NT17-02-216-Office - Research Room | North Terrace | NT | NT17 | Hughes | 02 | Level Two | 216 | 387 | Psychology | 387 | School of Psychology | 9.8 | Office - Research Room | 1 | Office Space Group | 102 | Office - Research Staff |  | Adequate | 1,661.90 | NO
North Terrace_NT17-Hughes_Level Two_217 _ Office - Research Room | NT-NT17-02-217 | NT17-02-217-Office - Research Room | North Terrace | NT | NT17 | Hughes | 02 | Level Two | 217 | 387 | Psychology | 387 | School of Psychology | 9.77 | Office - Research Room | 1 | Office Space Group | 102 | Office - Research Staff |  | Adequate | 1,656.82 | NO
North Terrace_NT17-Hughes_Level Two_218 _ Corr. | NT-NT17-02-218 | NT17-02-218-Corr. | North Terrace | NT | NT17 | Hughes | 02 | Level Two | 218 | 99939 | Unusable Spaces | 99939 | Unusable Spaces | 7.23 | Corr. | 8 | Non Useable Floor Area Space Group | 805 | Non-usable - Circulation space |  | Unknown | 0.00 | NO
North Terrace_NT17-Hughes_Level Two_219 _ Research Laboratory | NT-NT17-02-219 | NT17-02-219-Research Laboratory | North Terrace | NT | NT17 | Hughes | 02 | Level Two | 219 | 387 | Psychology | 387 | School of Psychology | 24.3 | Research Laboratory | 1 | Office Space Group | 101 | Office - Academic Staff |  | Adequate | 4,120.85 | NO
North Terrace_NT17-Hughes_Level Two_220 _ Computer Suite | NT-NT17-02-220 | NT17-02-220-Computer Suite | North Terrace | NT | NT17 | Hughes | 02 | Level Two | 220 | 387 | Psychology | 387 | School of Psychology | 54.29 | Computer Suite | 3 | Specialist Teaching or Research Space Group | 310 | Laboratory - Computing - Open Access |  | Barely Adequate | 11,755.01 | NO
North Terrace_NT17-Hughes_Level Two_221 _ Office | NT-NT17-02-221 | NT17-02-221-Office | North Terrace | NT | NT17 | Hughes | 02 | Level Two | 221 | 387 | Psychology | 387 | School of Psychology | 36.13 | Office | 1 | Office Space Group | 114 | Open Plan - Research Students |  | Adequate | 6,127.00 | NO
North Terrace_NT17-Hughes_Level Two_222 _ Office - Research Room | NT-NT17-02-222 | NT17-02-222-Office - Research Room | North Terrace | NT | NT17 | Hughes | 02 | Level Two | 222 | 387 | Psychology | 387 | School of Psychology | 19.67 | Office - Research Room | 1 | Office Space Group | 102 | Office - Research Staff |  | Adequate | 3,335.68 | NO
North Terrace_NT17-Hughes_Level Two_223 _ Office - Research Room | NT-NT17-02-223 | NT17-02-223-Office - Research Room | North Terrace | NT | NT17 | Hughes | 02 | Level Two | 223 | 387 | Psychology | 387 | School of Psychology | 14.01 | Office - Research Room | 1 | Office Space Group | 102 | Office - Research Staff |  | Adequate | 2,375.85 | NO
North Terrace_NT17-Hughes_Level Two_224 _ Office - Research Room | NT-NT17-02-224 | NT17-02-224-Office - Research Room | North Terrace | NT | NT17 | Hughes | 02 | Level Two | 224 | 387 | Psychology | 387 | School of Psychology | 9.8 | Office - Research Room | 1 | Office Space Group | 102 | Office - Research Staff |  | Adequate | 1,661.90 | NO
North Terrace_NT17-Hughes_Level Two_225 _ Office - Research Room | NT-NT17-02-225 | NT17-02-225-Office - Research Room | North Terrace | NT | NT17 | Hughes | 02 | Level Two | 225 | 387 | Psychology | 387 | School of Psychology | 9.77 | Office - Research Room | 1 | Office Space Group | 102 | Office - Research Staff |  | Adequate | 1,656.82 | NO
North Terrace_NT17-Hughes_Level Two_226 _ Office - Research Room | NT-NT17-02-226 | NT17-02-226-Office - Research Room | North Terrace | NT | NT17 | Hughes | 02 | Level Two | 226 | 387 | Psychology | 387 | School of Psychology | 9.8 | Office - Research Room | 1 | Office Space Group | 102 | Office - Research Staff |  | Adequate | 1,661.90 | NO
North Terrace_NT17-Hughes_Level Two_227 _ Office - Research Room | NT-NT17-02-227 | NT17-02-227-Office - Research Room | North Terrace | NT | NT17 | Hughes | 02 | Level Two | 227 | 387 | Psychology | 387 | School of Psychology | 9.43 | Office - Research Room | 1 | Office Space Group | 102 | Office - Research Staff |  | Adequate | 1,599.16 | NO
North Terrace_NT17-Hughes_Level Two_228 _ Office - Research Room | NT-NT17-02-228 | NT17-02-228-Office - Research Room | North Terrace | NT | NT17 | Hughes | 02 | Level Two | 228 | 387 | Psychology | 387 | School of Psychology | 9.74 | Office - Research Room | 1 | Office Space Group | 102 | Office - Research Staff |  | Adequate | 1,651.73 | NO
North Terrace_NT17-Hughes_Level Two_229 _ Office - Research Room | NT-NT17-02-229 | NT17-02-229-Office - Research Room | North Terrace | NT | NT17 | Hughes | 02 | Level Two | 229 | 387 | Psychology | 387 | School of Psychology | 9.77 | Office - Research Room | 1 | Office Space Group | 102 | Office - Research Staff |  | Adequate | 1,656.82 | NO
North Terrace_NT17-Hughes_Level Two_230 _ Office - Open Plan | NT-NT17-02-230 | NT17-02-230-Office - Open Plan | North Terrace | NT | NT17 | Hughes | 02 | Level Two | 230 | 387 | Psychology | 387 | School of Psychology | 53.74 | Office - Open Plan | 1 | Office Space Group | 114 | Open Plan - Research Students |  | Excellent | 13,396.62 | NO
North Terrace_NT17-Hughes_Level Two_231 _ Office - Research Room | NT-NT17-02-231 | NT17-02-231-Office - Research Room | North Terrace | NT | NT17 | Hughes | 02 | Level Two | 231 | 387 | Psychology | 387 | School of Psychology | 11.54 | Office - Research Room | 1 | Office Space Group | 102 | Office - Research Staff |  | Adequate | 1,956.98 | NO
North Terrace_NT17-Hughes_Level Two_231A _ Res rm/annex | NT-NT17-02-231A | NT17-02-231A-Res rm/annex | North Terrace | NT | NT17 | Hughes | 02 | Level Two | 231A | 387 | Psychology | 387 | School of Psychology | 8.09 | Res rm/annex | 1 | Office Space Group | 101 | Office - Academic Staff |  | Adequate | 1,371.92 | NO
North Terrace_NT17-Hughes_Level Two_232 _ Cleaner | NT-NT17-02-232 | NT17-02-232-Cleaner | North Terrace | NT | NT17 | Hughes | 02 | Level Two | 232 | 99939 | Unusable Spaces | 99939 | Unusable Spaces | 3.52 | Cleaner | 8 | Non Useable Floor Area Space Group | 806 | Non-usable - Cleaners room |  | Unknown | 0.00 | NO
North Terrace_NT17-Hughes_Level Two_233 _ Stair | NT-NT17-02-233 | NT17-02-233-Stair | North Terrace | NT | NT17 | Hughes | 02 | Level Two | 233 | 99939 | Unusable Spaces | 99939 | Unusable Spaces | 15.83 | Stair | 8 | Non Useable Floor Area Space Group | 805 | Non-usable - Circulation space |  | Unknown | 0.00 | NO
North Terrace_NT17-Hughes_Level Two_234 _ Corr. | NT-NT17-02-234 | NT17-02-234-Corr. | North Terrace | NT | NT17 | Hughes | 02 | Level Two | 234 | 99939 | Unusable Spaces | 99939 | Unusable Spaces | 3.01 | Corr. | 8 | Non Useable Floor Area Space Group | 805 | Non-usable - Circulation space |  | Adequate | 0.00 | NO
North Terrace_NT17-Hughes_Level Two_235 _ WC | NT-NT17-02-235 | NT17-02-235-WC | North Terrace | NT | NT17 | Hughes | 02 | Level Two | 235 | 99939 | Unusable Spaces | 99939 | Unusable Spaces | 32.09 | WC | 8 | Non Useable Floor Area Space Group | 835 | Non-usable - Toilets/Amenities - Other |  | Adequate | 0.00 | NO
North Terrace_NT17-Hughes_Level Two_235A _ Office - Research Room | NT-NT17-02-235A | NT17-02-235A-Office - Research Room | North Terrace | NT | NT17 | Hughes | 02 | Level Two | 235A | 387 | Psychology | 387 | School of Psychology | 13.75 | Office - Research Room | 1 | Office Space Group | 102 | Office - Research Staff |  | Adequate | 2,331.75 | NO
North Terrace_NT17-Hughes_Level Two_235B _ Office - Research Room | NT-NT17-02-235B | NT17-02-235B-Office - Research Room | North Terrace | NT | NT17 | Hughes | 02 | Level Two | 235B | 387 | Psychology | 387 | School of Psychology | 25.03 | Office - Research Room | 1 | Office Space Group | 102 | Office - Research Staff |  | Adequate | 4,244.64 | NO
North Terrace_NT17-Hughes_Level Two_235D _ WC / Shower | NT-NT17-02-235D | NT17-02-235D-WC / Shower | North Terrace | NT | NT17 | Hughes | 02 | Level Two | 235D | 99939 | Unusable Spaces | 99939 | Unusable Spaces | 5.23 | WC / Shower | 8 | Non Useable Floor Area Space Group | 822 | Non-usable - Toilets/Amenities - Unisex |  | Adequate | 0.00 | NO
North Terrace_NT17-Hughes_Level Two_235E _ Plantroom | NT-NT17-02-235E | NT17-02-235E-Plantroom | North Terrace | NT | NT17 | Hughes | 02 | Level Two | 235E | 99939 | Unusable Spaces | 99939 | Unusable Spaces | 17.73 | Plantroom | 8 | Non Useable Floor Area Space Group | 811 | Non-usable - Plant room other |  | Unknown | 0.00 | NO
North Terrace_NT17-Hughes_Level Two_236 _ Corr. | NT-NT17-02-236 | NT17-02-236-Corr. | North Terrace | NT | NT17 | Hughes | 02 | Level Two | 236 | 99939 | Unusable Spaces | 99939 | Unusable Spaces | 5.08 | Corr. | 8 | Non Useable Floor Area Space Group | 805 | Non-usable - Circulation space |  | Unknown | 0.00 | NO
North Terrace_NT17-Hughes_Level Two_236A _ Archive Room | NT-NT17-02-236A | NT17-02-236A-Archive Room | North Terrace | NT | NT17 | Hughes | 02 | Level Two | 236A | 387 | Psychology | 387 | School of Psychology | 7.89 | Archive Room | 4 | Ancillary Area Space Group | 415 | Ancillary Area - Store Room - Archives |  | Adequate | 1,177.44 | NO
North Terrace_NT17-Hughes_Level Two_236B _ Store Room | NT-NT17-02-236B | NT17-02-236B-Store Room | North Terrace | NT | NT17 | Hughes | 02 | Level Two | 236B | 387 | Psychology | 387 | School of Psychology | 19.89 | Store Room | 4 | Ancillary Area Space Group | 419 | Ancillary Area - Store Room - Generic |  | Adequate | 2,968.23 | NO
North Terrace_NT17-Hughes_Level Two_236C _ Corr. | NT-NT17-02-236C | NT17-02-236C-Corr. | North Terrace | NT | NT17 | Hughes | 02 | Level Two | 236C | 99939 | Unusable Spaces | 99939 | Unusable Spaces | 2.58 | Corr. | 8 | Non Useable Floor Area Space Group | 805 | Non-usable - Circulation space |  | Unknown | 0.00 | NO
North Terrace_NT17-Hughes_Level Two_237 _ Office - Post Grad. | NT-NT17-02-237 | NT17-02-237-Office - Post Grad. | North Terrace | NT | NT17 | Hughes | 02 | Level Two | 237 | 387 | Psychology | 387 | School of Psychology | 13.89 | Office - Post Grad. | 1 | Office Space Group | 103 | Office - Research Students |  | Adequate | 2,355.50 | NO
North Terrace_NT17-Hughes_Level Two_237A _ Plantroom | NT-NT17-02-237A | NT17-02-237A-Plantroom | North Terrace | NT | NT17 | Hughes | 02 | Level Two | 237A | 99939 | Unusable Spaces | 99939 | Unusable Spaces | 19.97 | Plantroom | 8 | Non Useable Floor Area Space Group | 811 | Non-usable - Plant room other |  | Unknown | 0.00 | NO
North Terrace_NT17-Hughes_Level Two_238 _ Kitchenette | NT-NT17-02-238 | NT17-02-238-Kitchenette | North Terrace | NT | NT17 | Hughes | 02 | Level Two | 238 | 387 | Psychology | 387 | School of Psychology | 13.49 | Kitchenette | 1 | Office Space Group | 101 | Office - Academic Staff |  | Adequate | 2,287.66 | NO
North Terrace_NT17-Hughes_Level Two_239 _ Stair | NT-NT17-02-239 | NT17-02-239-Stair | North Terrace | NT | NT17 | Hughes | 02 | Level Two | 239 | 99939 | Unusable Spaces | 99939 | Unusable Spaces | 13 | Stair | 8 | Non Useable Floor Area Space Group | 805 | Non-usable - Circulation space |  | Unknown | 0.00 | NO
North Terrace_NT17-Hughes_Level Two_240 _ Office - Research Room | NT-NT17-02-240 | NT17-02-240-Office - Research Room | North Terrace | NT | NT17 | Hughes | 02 | Level Two | 240 | 387 | Psychology | 387 | School of Psychology | 23.06 | Office - Research Room | 1 | Office Space Group | 102 | Office - Research Staff |  | Adequate | 3,910.56 | NO
North Terrace_NT17-Hughes_Level Two_240A _ Hair Wash Facility | NT-NT17-02-240A | NT17-02-240A-Hair Wash Facility | North Terrace | NT | NT17 | Hughes | 02 | Level Two | 240A | 387 | Psychology | 387 | School of Psychology | 8.68 | Hair Wash Facility | 4 | Ancillary Area Space Group | 401 | Ancillary Area - Laboratory Service and Preparation |  | Adequate | 1,295.34 | NO
North Terrace_NT17-Hughes_Level Two_240B _ Office - Research Room | NT-NT17-02-240B | NT17-02-240B-Office - Research Room | North Terrace | NT | NT17 | Hughes | 02 | Level Two | 240B | 387 | Psychology | 387 | School of Psychology | 12.6 | Office - Research Room | 1 | Office Space Group | 102 | Office - Research Staff |  | Adequate | 2,136.73 | NO
North Terrace_NT17-Hughes_Level Two_241 _ Research Suite | NT-NT17-02-241 | NT17-02-241-Research Suite | North Terrace | NT | NT17 | Hughes | 02 | Level Two | 241 | 387 | Psychology | 387 | School of Psychology | 24.74 | Research Suite | 1 | Office Space Group | 101 | Office - Academic Staff |  | Adequate | 4,195.46 | NO
North Terrace_NT17-Hughes_Level Two_241A _ Research Suite | NT-NT17-02-241A | NT17-02-241A-Research Suite | North Terrace | NT | NT17 | Hughes | 02 | Level Two | 241A | 387 | Psychology | 387 | School of Psychology | 9.72 | Research Suite | 1 | Office Space Group | 101 | Office - Academic Staff |  | Adequate | 1,648.34 | NO
North Terrace_NT17-Hughes_Level Two_241B _ Research Suite | NT-NT17-02-241B | NT17-02-241B-Research Suite | North Terrace | NT | NT17 | Hughes | 02 | Level Two | 241B | 387 | Psychology | 387 | School of Psychology | 12.69 | Research Suite | 1 | Office Space Group | 101 | Office - Academic Staff |  | Adequate | 2,152.00 | NO
North Terrace_NT17-Hughes_Level Two_241C _ Research Suite | NT-NT17-02-241C | NT17-02-241C-Research Suite | North Terrace | NT | NT17 | Hughes | 02 | Level Two | 241C | 387 | Psychology | 387 | School of Psychology | 10.96 | Research Suite | 1 | Office Space Group | 101 | Office - Academic Staff |  | Adequate | 1,858.62 | NO
North Terrace_NT17-Hughes_Level Two_241D _ Research Suite | NT-NT17-02-241D | NT17-02-241D-Research Suite | North Terrace | NT | NT17 | Hughes | 02 | Level Two | 241D | 387 | Psychology | 387 | School of Psychology | 7.69 | Research Suite | 1 | Office Space Group | 101 | Office - Academic Staff |  | Adequate | 1,304.09 | NO
North Terrace_NT17-Hughes_Level Two_241E _ WC / Shower | NT-NT17-02-241E | NT17-02-241E-WC / Shower | North Terrace | NT | NT17 | Hughes | 02 | Level Two | 241E | 387 | Psychology | 387 | School of Psychology | 6.18 | WC / Shower | 8 | Non Useable Floor Area Space Group | 822 | Non-usable - Toilets/Amenities - Unisex |  | Adequate | 0.00 | NO
North Terrace_NT17-Hughes_Level Two_241F _ Services to WC's | NT-NT17-02-241F | NT17-02-241F-Services to WC's | North Terrace | NT | NT17 | Hughes | 02 | Level Two | 241F | 387 | Psychology | 387 | School of Psychology | 0.44 | Services to WC's | 8 | Non Useable Floor Area Space Group | 840 | Non-usable - Service riser |  | Adequate | 0.00 | NO
North Terrace_NT17-Hughes_Level Two_242 _ Office - PG Research Room | NT-NT17-02-242 | NT17-02-242-Office - PG Research Room | North Terrace | NT | NT17 | Hughes | 02 | Level Two | 242 | 387 | Psychology | 387 | School of Psychology | 11.74 | Office - PG Research Room | 1 | Office Space Group | 103 | Office - Research Students |  | Adequate | 1,990.89 | NO
North Terrace_NT17-Hughes_Level Two_243 _ Office - PG Research Room | NT-NT17-02-243 | NT17-02-243-Office - PG Research Room | North Terrace | NT | NT17 | Hughes | 02 | Level Two | 243 | 387 | Psychology | 387 | School of Psychology | 11.74 | Office - PG Research Room | 1 | Office Space Group | 103 | Office - Research Students |  | Adequate | 1,990.89 | NO
North Terrace_NT17-Hughes_Level Two_244 _ Office - Research Room | NT-NT17-02-244 | NT17-02-244-Office - Research Room | North Terrace | NT | NT17 | Hughes | 02 | Level Two | 244 | 387 | Psychology | 387 | School of Psychology | 11.8 | Office - Research Room | 1 | Office Space Group | 102 | Office - Research Staff |  | Adequate | 2,001.07 | NO
North Terrace_NT17-Hughes_Level Two_244A _ Research Cubicles | NT-NT17-02-244A | NT17-02-244A-Research Cubicles | North Terrace | NT | NT17 | Hughes | 02 | Level Two | 244A | 387 | Psychology | 387 | School of Psychology | 3.62 | Research Cubicles | 1 | Office Space Group | 101 | Office - Academic Staff |  | Adequate | 613.89 | NO
North Terrace_NT17-Hughes_Level Two_244B _ Research Cubicles | NT-NT17-02-244B | NT17-02-244B-Research Cubicles | North Terrace | NT | NT17 | Hughes | 02 | Level Two | 244B | 387 | Psychology | 387 | School of Psychology | 3.67 | Research Cubicles | 1 | Office Space Group | 101 | Office - Academic Staff |  | Adequate | 622.37 | NO
North Terrace_NT17-Hughes_Level Two_244C _ Research Cubicles | NT-NT17-02-244C | NT17-02-244C-Research Cubicles | North Terrace | NT | NT17 | Hughes | 02 | Level Two | 244C | 387 | Psychology | 387 | School of Psychology | 3.62 | Research Cubicles | 1 | Office Space Group | 101 | Office - Academic Staff |  | Adequate | 613.89 | NO
North Terrace_NT17-Hughes_Level Two_245 _ Office - PG Research Room | NT-NT17-02-245 | NT17-02-245-Office - PG Research Room | North Terrace | NT | NT17 | Hughes | 02 | Level Two | 245 | 387 | Psychology | 387 | School of Psychology | 21.46 | Office - PG Research Room | 1 | Office Space Group | 103 | Office - Research Students |  | Adequate | 3,639.23 | NO
North Terrace_NT17-Hughes_Level Two_245A _ Office - PG Research Room | NT-NT17-02-245A | NT17-02-245A-Office - PG Research Room | North Terrace | NT | NT17 | Hughes | 02 | Level Two | 245A | 387 | Psychology | 387 | School of Psychology | 7.4 | Office - PG Research Room | 1 | Office Space Group | 103 | Office - Research Students |  | Adequate | 1,254.91 | NO
North Terrace_NT17-Hughes_Level Two_246 _ Office - Post Grad. | NT-NT17-02-246 | NT17-02-246-Office - Post Grad. | North Terrace | NT | NT17 | Hughes | 02 | Level Two | 246 | 387 | Psychology | 387 | School of Psychology | 23.69 | Office - Post Grad. | 1 | Office Space Group | 103 | Office - Research Students |  | Adequate | 4,017.40 | NO
North Terrace_NT17-Hughes_Level Two_247 _ Store | NT-NT17-02-247 | NT17-02-247-Store | North Terrace | NT | NT17 | Hughes | 02 | Level Two | 247 | 387 | Psychology | 387 | School of Psychology | 21.68 | Store | 4 | Ancillary Area Space Group | 419 | Ancillary Area - Store Room - Generic |  | Adequate | 3,235.36 | NO
North Terrace_NT17-Hughes_Level Two_247A _ Office - PG Research Room | NT-NT17-02-247A | NT17-02-247A-Office - PG Research Room | North Terrace | NT | NT17 | Hughes | 02 | Level Two | 247A | 387 | Psychology | 387 | School of Psychology | 31.41 | Office - PG Research Room | 1 | Office Space Group | 103 | Office - Research Students |  | Adequate | 5,326.58 | NO
North Terrace_NT17-Hughes_Level Two_247B _ Store | NT-NT17-02-247B | NT17-02-247B-Store | North Terrace | NT | NT17 | Hughes | 02 | Level Two | 247B | 387 | Psychology | 387 | School of Psychology | 5.84 | Store | 4 | Ancillary Area Space Group | 419 | Ancillary Area - Store Room - Generic |  | Adequate | 871.52 | NO
North Terrace_NT17-Hughes_Level Two_247C _ Lift Shaft | NT-NT17-02-247C | NT17-02-247C-Lift Shaft | North Terrace | NT | NT17 | Hughes | 02 | Level Two | 247C | 99939 | Unusable Spaces | 99939 | Unusable Spaces | 2.68 | Lift Shaft | 8 | Non Useable Floor Area Space Group | 840 | Non-usable - Service riser |  | Unknown | 0.00 | NO
North Terrace_NT17-Hughes_Level Two_248 _ Office - Research Room | NT-NT17-02-248 | NT17-02-248-Office - Research Room | North Terrace | NT | NT17 | Hughes | 02 | Level Two | 248 | 387 | Psychology | 387 | School of Psychology | 16.2 | Office - Research Room | 1 | Office Space Group | 102 | Office - Research Staff |  | Adequate | 2,747.23 | NO
North Terrace_NT17-Hughes_Level Two_249 _ Office - PG Research Room | NT-NT17-02-249 | NT17-02-249-Office - PG Research Room | North Terrace | NT | NT17 | Hughes | 02 | Level Two | 249 | 387 | Psychology | 387 | School of Psychology | 17.43 | Office - PG Research Room | 1 | Office Space Group | 103 | Office - Research Students |  | Adequate | 2,955.82 | NO
North Terrace_NT17-Hughes_Level Two_250 _ Office - Research Room/PG | NT-NT17-02-250 | NT17-02-250-Office - Research Room/PG | North Terrace | NT | NT17 | Hughes | 02 | Level Two | 250 | 387 | Psychology | 387 | School of Psychology | 17.43 | Office - Research Room/PG | 1 | Office Space Group | 102 | Office - Research Staff |  | Adequate | 2,955.82 | NO
North Terrace_NT17-Hughes_Level Two_251 _ Office - Research Room/PG | NT-NT17-02-251 | NT17-02-251-Office - Research Room/PG | North Terrace | NT | NT17 | Hughes | 02 | Level Two | 251 | 387 | Psychology | 387 | School of Psychology | 18.29 | Office - Research Room/PG | 1 | Office Space Group | 102 | Office - Research Staff |  | Adequate | 3,101.66 | NO
North Terrace_NT17-Hughes_Level Two_252 _ Office - Research Room/PG | NT-NT17-02-252 | NT17-02-252-Office - Research Room/PG | North Terrace | NT | NT17 | Hughes | 02 | Level Two | 252 | 387 | Psychology | 387 | School of Psychology | 16.74 | Office - Research Room/PG | 1 | Office Space Group | 102 | Office - Research Staff |  | Adequate | 2,838.81 | NO
North Terrace_NT17-Hughes_Level Two_253 _ Office - Research Room/PG | NT-NT17-02-253 | NT17-02-253-Office - Research Room/PG | North Terrace | NT | NT17 | Hughes | 02 | Level Two | 253 | 387 | Psychology | 387 | School of Psychology | 17.59 | Office - Research Room/PG | 1 | Office Space Group | 102 | Office - Research Staff |  | Adequate | 2,982.95 | NO
North Terrace_NT17-Hughes_Level Two_254 _ Office - PG Research Room | NT-NT17-02-254 | NT17-02-254-Office - PG Research Room | North Terrace | NT | NT17 | Hughes | 02 | Level Two | 254 | 387 | Psychology | 387 | School of Psychology | 17.59 | Office - PG Research Room | 1 | Office Space Group | 103 | Office - Research Students |  | Adequate | 2,982.95 | NO
North Terrace_NT17-Hughes_Level Two_255 _ Office - Research Room | NT-NT17-02-255 | NT17-02-255-Office - Research Room | North Terrace | NT | NT17 | Hughes | 02 | Level Two | 255 | 387 | Psychology | 387 | School of Psychology | 9.71 | Office - Research Room | 1 | Office Space Group | 102 | Office - Research Staff |  | Adequate | 1,646.64 | NO
North Terrace_NT17-Hughes_Level Two_255A _ Res Room Annex | NT-NT17-02-255A | NT17-02-255A-Res Room Annex | North Terrace | NT | NT17 | Hughes | 02 | Level Two | 255A | 387 | Psychology | 387 | School of Psychology | 7.55 | Res Room Annex | 3 | Specialist Teaching or Research Space Group | 300 | Laboratory - Specialist teaching and research - type not defined |  | Adequate | 1,702.86 | NO
North Terrace_NT17-Hughes_Level Two_256 _ Office - Research Room | NT-NT17-02-256 | NT17-02-256-Office - Research Room | North Terrace | NT | NT17 | Hughes | 02 | Level Two | 256 | 387 | Psychology | 387 | School of Psychology | 9.72 | Office - Research Room | 1 | Office Space Group | 102 | Office - Research Staff |  | Adequate | 1,648.34 | NO
North Terrace_NT17-Hughes_Level Two_256A _ Research Room Annex | NT-NT17-02-256A | NT17-02-256A-Research Room Annex | North Terrace | NT | NT17 | Hughes | 02 | Level Two | 256A | 387 | Psychology | 387 | School of Psychology | 7.55 | Research Room Annex | 1 | Office Space Group | 101 | Office - Academic Staff |  | Adequate | 1,280.35 | NO
North Terrace_NT17-Hughes_Level Two_257 _ Office - Research Room | NT-NT17-02-257 | NT17-02-257-Office - Research Room | North Terrace | NT | NT17 | Hughes | 02 | Level Two | 257 | 387 | Psychology | 387 | School of Psychology | 9.25 | Office - Research Room | 1 | Office Space Group | 102 | Office - Research Staff |  | Adequate | 1,568.63 | NO
North Terrace_NT17-Hughes_Level Two_257A _ Research Room Annex | NT-NT17-02-257A | NT17-02-257A-Research Room Annex | North Terrace | NT | NT17 | Hughes | 02 | Level Two | 257A | 387 | Psychology | 387 | School of Psychology | 7.19 | Research Room Annex | 1 | Office Space Group | 101 | Office - Academic Staff |  | Adequate | 1,219.30 | NO
North Terrace_NT17-Hughes_Level Two_258 _ Entry | NT-NT17-02-258 | NT17-02-258-Entry | North Terrace | NT | NT17 | Hughes | 02 | Level Two | 258 | 387 | Psychology | 387 | School of Psychology | 3.54 | Entry | 8 | Non Useable Floor Area Space Group | 805 | Non-usable - Circulation space |  | Adequate | 0.00 | NO
North Terrace_NT17-Hughes_Level Two_258A _ Waiting | NT-NT17-02-258A | NT17-02-258A-Waiting | North Terrace | NT | NT17 | Hughes | 02 | Level Two | 258A | 387 | Psychology | 387 | School of Psychology | 25.52 | Waiting | 6 | General Facility Space Group | 623 | General Facility - Waiting Area/Foyer/Reception Area |  | Excellent | 7,125.18 | NO
North Terrace_NT17-Hughes_Level Two_258B _ Labratory - Group Activity | NT-NT17-02-258B | NT17-02-258B-Labratory - Group Activity | North Terrace | NT | NT17 | Hughes | 02 | Level Two | 258B | 387 | Psychology | 387 | School of Psychology | 18.87 | Labratory - Group Activity | 3 | Specialist Teaching or Research Space Group | 312 | Laboratory - Research Only |  | Excellent | 6,256.35 | NO
North Terrace_NT17-Hughes_Level Two_258F _ Store | NT-NT17-02-258F | NT17-02-258F-Store | North Terrace | NT | NT17 | Hughes | 02 | Level Two | 258F | 387 | Psychology | 387 | School of Psychology | 7.69 | Store | 4 | Ancillary Area Space Group | 419 | Ancillary Area - Store Room - Generic |  | Excellent | 1,686.97 | NO
North Terrace_NT17-Hughes_Level Two_258G _ Labratory - Test 1 | NT-NT17-02-258G | NT17-02-258G-Labratory - Test 1 | North Terrace | NT | NT17 | Hughes | 02 | Level Two | 258G | 387 | Psychology | 387 | School of Psychology | 11.04 | Labratory - Test 1 | 3 | Specialist Teaching or Research Space Group | 312 | Laboratory - Research Only |  | Adequate | 3,660.31 | NO
North Terrace_NT17-Hughes_Level Two_258H _ Labratory - Test 2 | NT-NT17-02-258H | NT17-02-258H-Labratory - Test 2 | North Terrace | NT | NT17 | Hughes | 02 | Level Two | 258H | 387 | Psychology | 387 | School of Psychology | 12.12 | Labratory - Test 2 | 3 | Specialist Teaching or Research Space Group | 312 | Laboratory - Research Only |  | Adequate | 4,018.39 | NO
North Terrace_NT17-Hughes_Level Two_259 _ RA/Control Room | NT-NT17-02-259 | NT17-02-259-RA/Control Room | North Terrace | NT | NT17 | Hughes | 02 | Level Two | 259 | 387 | Psychology | 387 | School of Psychology | 20.99 | RA/Control Room | 3 | Specialist Teaching or Research Space Group | 310 | Laboratory - Computing - Open Access |  | Excellent | 6,959.24 | NO
North Terrace_NT17-Hughes_Level Two_259A _ Printer | NT-NT17-02-259A | NT17-02-259A-Printer | North Terrace | NT | NT17 | Hughes | 02 | Level Two | 259A | 387 | Psychology | 387 | School of Psychology | 6.23 | Printer | 6 | General Facility Space Group | 603 | General Facility - Resource room |  | Adequate | 1,183.28 | NO
North Terrace_NT17-Hughes_Level Two_259B _ Computer Suite | NT-NT17-02-259B | NT17-02-259B-Computer Suite | North Terrace | NT | NT17 | Hughes | 02 | Level Two | 259B | 387 | Psychology | 387 | School of Psychology | 8.72 | Computer Suite | 3 | Specialist Teaching or Research Space Group | 310 | Laboratory - Computing - Open Access |  | Adequate | 1,966.75 | NO
North Terrace_NT17-Hughes_Level Two_259C _ Computer Suite | NT-NT17-02-259C | NT17-02-259C-Computer Suite | North Terrace | NT | NT17 | Hughes | 02 | Level Two | 259C | 387 | Psychology | 387 | School of Psychology | 20.21 | Computer Suite | 3 | Specialist Teaching or Research Space Group | 310 | Laboratory - Computing - Open Access |  | Adequate | 4,558.25 | NO
North Terrace_NT17-Hughes_Level Two_259F _ Computer Store | NT-NT17-02-259F | NT17-02-259F-Computer Store | North Terrace | NT | NT17 | Hughes | 02 | Level Two | 259F | 387 | Psychology | 387 | School of Psychology | 15.1 | Computer Store | 4 | Ancillary Area Space Group | 419 | Ancillary Area - Store Room - Generic |  | Adequate | 2,253.41 | NO
North Terrace_NT17-Hughes_Level Two_259G _ Office | NT-NT17-02-259G | NT17-02-259G-Office | North Terrace | NT | NT17 | Hughes | 02 | Level Two | 259G | 387 | Psychology | 387 | School of Psychology | 14.52 | Office | 1 | Office Space Group | 101 | Office - Academic Staff |  | Adequate | 2,462.33 | NO
North Terrace_NT17-Hughes_Level Two_259H _ Labratory - Test 3 | NT-NT17-02-259H | NT17-02-259H-Labratory - Test 3 | North Terrace | NT | NT17 | Hughes | 02 | Level Two | 259H | 387 | Psychology | 387 | School of Psychology | 10.4 | Labratory - Test 3 | 3 | Specialist Teaching or Research Space Group | 312 | Laboratory - Research Only |  | Adequate | 2,345.66 | NO
North Terrace_NT17-Hughes_Level Two_260 _ Office - Research Room | NT-NT17-02-260 | NT17-02-260-Office - Research Room | North Terrace | NT | NT17 | Hughes | 02 | Level Two | 260 | 387 | Psychology | 387 | School of Psychology | 10.1 | Office - Research Room | 1 | Office Space Group | 102 | Office - Research Staff |  | Adequate | 1,712.78 | NO
North Terrace_NT17-Hughes_Level Two_260A _ Research Room Annex | NT-NT17-02-260A | NT17-02-260A-Research Room Annex | North Terrace | NT | NT17 | Hughes | 02 | Level Two | 260A | 387 | Psychology | 387 | School of Psychology | 7.85 | Research Room Annex | 1 | Office Space Group | 101 | Office - Academic Staff |  | Adequate | 1,331.22 | NO
North Terrace_NT17-Hughes_Level Two_261 _ Office - Research Room | NT-NT17-02-261 | NT17-02-261-Office - Research Room | North Terrace | NT | NT17 | Hughes | 02 | Level Two | 261 | 387 | Psychology | 387 | School of Psychology | 9.63 | Office - Research Room | 1 | Office Space Group | 102 | Office - Research Staff |  | Adequate | 1,633.08 | NO
North Terrace_NT17-Hughes_Level Two_261A _ Research Room Annex | NT-NT17-02-261A | NT17-02-261A-Research Room Annex | North Terrace | NT | NT17 | Hughes | 02 | Level Two | 261A | 387 | Psychology | 387 | School of Psychology | 7.49 | Research Room Annex | 1 | Office Space Group | 101 | Office - Academic Staff |  | Adequate | 1,270.17 | NO
North Terrace_NT17-Hughes_Level Two_262 _ Office - Research Room | NT-NT17-02-262 | NT17-02-262-Office - Research Room | North Terrace | NT | NT17 | Hughes | 02 | Level Two | 262 | 387 | Psychology | 387 | School of Psychology | 9.63 | Office - Research Room | 1 | Office Space Group | 102 | Office - Research Staff |  | Adequate | 1,633.08 | NO
North Terrace_NT17-Hughes_Level Two_262A _ Research Room Annex | NT-NT17-02-262A | NT17-02-262A-Research Room Annex | North Terrace | NT | NT17 | Hughes | 02 | Level Two | 262A | 387 | Psychology | 387 | School of Psychology | 7.49 | Research Room Annex | 1 | Office Space Group | 101 | Office - Academic Staff |  | Adequate | 1,270.17 | NO
North Terrace_NT17-Hughes_Level Two_263 _ Office - Research Room | NT-NT17-02-263 | NT17-02-263-Office - Research Room | North Terrace | NT | NT17 | Hughes | 02 | Level Two | 263 | 387 | Psychology | 387 | School of Psychology | 8.95 | Office - Research Room | 1 | Office Space Group | 102 | Office - Research Staff |  | Adequate | 1,517.76 | NO
North Terrace_NT17-Hughes_Level Two_263A _ Research Room Annex | NT-NT17-02-263A | NT17-02-263A-Research Room Annex | North Terrace | NT | NT17 | Hughes | 02 | Level Two | 263A | 387 | Psychology | 387 | School of Psychology | 6.96 | Research Room Annex | 1 | Office Space Group | 101 | Office - Academic Staff |  | Adequate | 1,180.29 | NO
North Terrace_NT17-Hughes_Level Two_309B _ VSR | NT-NT17-02-309B | NT17-02-309B-VSR | North Terrace | NT | NT17 | Hughes | 02 | Level Two | 309B | 99939 | Unusable Spaces | 99939 | Unusable Spaces | 9.14 | VSR | 8 | Non Useable Floor Area Space Group | 840 | Non-usable - Service riser |  | Unknown | 0.00 | NO
North Terrace_NT17-Hughes_Level Three_300 _ Lift Lobby | NT-NT17-03-300 | NT17-03-300-Lift Lobby | North Terrace | NT | NT17 | Hughes | 03 | Level Three | 300 | 99939 | Unusable Spaces | 99939 | Unusable Spaces | 27.18 | Lift Lobby | 8 | Non Useable Floor Area Space Group | 805 | Non-usable - Circulation space |  | Unknown | 0.00 | NO
North Terrace_NT17-Hughes_Level Three_300A _ Future Lift | NT-NT17-03-300A | NT17-03-300A-Future Lift | North Terrace | NT | NT17 | Hughes | 03 | Level Three | 300A | 99939 | Unusable Spaces | 99939 | Unusable Spaces | 5.96 | Future Lift | 8 | Non Useable Floor Area Space Group | 805 | Non-usable - Circulation space |  | Unknown | 0.00 | NO
North Terrace_NT17-Hughes_Level Three_300B _ Store | NT-NT17-03-300B | NT17-03-300B-Store | North Terrace | NT | NT17 | Hughes | 03 | Level Three | 300B | 99950 | Hub and study spaces (ex-DVCA) | 952 | Corporate Services Division Admin | 2.97 | Store | 4 | Ancillary Area Space Group | 419 | Ancillary Area - Store Room - Generic |  | Adequate | 443.22 | NO
North Terrace_NT17-Hughes_Level Three_300C _ VSR | NT-NT17-03-300C | NT17-03-300C-VSR | North Terrace | NT | NT17 | Hughes | 03 | Level Three | 300C | 99939 | Unusable Spaces | 99939 | Unusable Spaces | 2.01 | VSR | 8 | Non Useable Floor Area Space Group | 840 | Non-usable - Service riser |  | Unknown | 0.00 | NO
North Terrace_NT17-Hughes_Level Three_300D _ DB - Elec | NT-NT17-03-300D | NT17-03-300D-DB - Elec | North Terrace | NT | NT17 | Hughes | 03 | Level Three | 300D | 99939 | Unusable Spaces | 99939 | Unusable Spaces | 0.64 | DB - Elec | 8 | Non Useable Floor Area Space Group | 815 | Non-usable - Switch room |  | Unknown | 0.00 | NO
North Terrace_NT17-Hughes_Level Three_300E _ VSR - Comms | NT-NT17-03-300E | NT17-03-300E-VSR - Comms | North Terrace | NT | NT17 | Hughes | 03 | Level Three | 300E | 850 | ITDS Branch Central Costs | 869 | Information Technology and Digital Services | 0.35 | VSR - Comms | 8 | Non Useable Floor Area Space Group | 840 | Non-usable - Service riser |  | Adequate | 0.00 | NO
North Terrace_NT17-Hughes_Level Three_300F _ Hoist | NT-NT17-03-300F | NT17-03-300F-Hoist | North Terrace | NT | NT17 | Hughes | 03 | Level Three | 300F | 99939 | Unusable Spaces | 99939 | Unusable Spaces | 2.08 | Hoist | 8 | Non Useable Floor Area Space Group | 838 | Non-usable - Lift |  | Unknown | 0.00 | NO
North Terrace_NT17-Hughes_Level Three_300M _ Lift | NT-NT17-03-300M | NT17-03-300M-Lift | North Terrace | NT | NT17 | Hughes | 03 | Level Three | 300M | 99939 | Unusable Spaces | 99939 | Unusable Spaces | 5.96 | Lift | 8 | Non Useable Floor Area Space Group | 838 | Non-usable - Lift |  | Unknown | 0.00 | NO
North Terrace_NT17-Hughes_Level Three_300N _ Lift | NT-NT17-03-300N | NT17-03-300N-Lift | North Terrace | NT | NT17 | Hughes | 03 | Level Three | 300N | 99939 | Unusable Spaces | 99939 | Unusable Spaces | 5.96 | Lift | 8 | Non Useable Floor Area Space Group | 838 | Non-usable - Lift |  | Unknown | 0.00 | NO
North Terrace_NT17-Hughes_Level Three_301 _ A/L | NT-NT17-03-301 | NT17-03-301-A/L | North Terrace | NT | NT17 | Hughes | 03 | Level Three | 301 | 99939 | Unusable Spaces | 99939 | Unusable Spaces | 1.56 | A/L | 8 | Non Useable Floor Area Space Group | 822 | Non-usable - Toilets/Amenities - Unisex |  | Unknown | 0.00 | NO
North Terrace_NT17-Hughes_Level Three_301A _ WC - M | NT-NT17-03-301A | NT17-03-301A-WC - M | North Terrace | NT | NT17 | Hughes | 03 | Level Three | 301A | 99939 | Unusable Spaces | 99939 | Unusable Spaces | 14.07 | WC - M | 8 | Non Useable Floor Area Space Group | 821 | Non-usable - Toilets/Amenities - Male |  | Unknown | 0.00 | NO
North Terrace_NT17-Hughes_Level Three_302 _ Stair | NT-NT17-03-302 | NT17-03-302-Stair | North Terrace | NT | NT17 | Hughes | 03 | Level Three | 302 | 99939 | Unusable Spaces | 99939 | Unusable Spaces | 13.72 | Stair | 8 | Non Useable Floor Area Space Group | 805 | Non-usable - Circulation space |  | Unknown | 0.00 | NO
North Terrace_NT17-Hughes_Level Three_303 _ Cleaner | NT-NT17-03-303 | NT17-03-303-Cleaner | North Terrace | NT | NT17 | Hughes | 03 | Level Three | 303 | 99939 | Unusable Spaces | 99939 | Unusable Spaces | 2.57 | Cleaner | 8 | Non Useable Floor Area Space Group | 806 | Non-usable - Cleaners room |  | Unknown | 0.00 | NO
North Terrace_NT17-Hughes_Level Three_304 _ Corr. | NT-NT17-03-304 | NT17-03-304-Corr. | North Terrace | NT | NT17 | Hughes | 03 | Level Three | 304 | 99939 | Unusable Spaces | 99939 | Unusable Spaces | 82.73 | Corr. | 8 | Non Useable Floor Area Space Group | 805 | Non-usable - Circulation space |  | Unknown | 0.00 | NO
North Terrace_NT17-Hughes_Level Three_304A _ VSR | NT-NT17-03-304A | NT17-03-304A-VSR | North Terrace | NT | NT17 | Hughes | 03 | Level Three | 304A | 99939 | Unusable Spaces | 99939 | Unusable Spaces | 5.86 | VSR | 8 | Non Useable Floor Area Space Group | 840 | Non-usable - Service riser |  | Unknown | 0.00 | NO
North Terrace_NT17-Hughes_Level Three_304B _ Corr. | NT-NT17-03-304B | NT17-03-304B-Corr. | North Terrace | NT | NT17 | Hughes | 03 | Level Three | 304B | 99939 | Unusable Spaces | 99939 | Unusable Spaces | 3.28 | Corr. | 8 | Non Useable Floor Area Space Group | 805 | Non-usable - Circulation space |  | Unknown | 0.00 | NO
North Terrace_NT17-Hughes_Level Three_304C _ FHR | NT-NT17-03-304C | NT17-03-304C-FHR | North Terrace | NT | NT17 | Hughes | 03 | Level Three | 304C | 99939 | Unusable Spaces | 99939 | Unusable Spaces | 0.5 | FHR | 8 | Non Useable Floor Area Space Group | 840 | Non-usable - Service riser |  | Unknown | 0.00 | NO
North Terrace_NT17-Hughes_Level Three_304D _ DB | NT-NT17-03-304D | NT17-03-304D-DB | North Terrace | NT | NT17 | Hughes | 03 | Level Three | 304D | 99939 | Unusable Spaces | 99939 | Unusable Spaces | 1.07 | DB | 8 | Non Useable Floor Area Space Group | 840 | Non-usable - Service riser |  | Unknown | 0.00 | NO
North Terrace_NT17-Hughes_Level Three_305 _ One Way Vision Suite | NT-NT17-03-305 | NT17-03-305-One Way Vision Suite | North Terrace | NT | NT17 | Hughes | 03 | Level Three | 305 | 387 | Psychology | 387 | School of Psychology | 30.44 | One Way Vision Suite | 3 | Specialist Teaching or Research Space Group | 313 | Audio Visual Teaching space - Undergraduate/Postgraduate |  | Adequate | 6,865.57 | NO
North Terrace_NT17-Hughes_Level Three_306 _ Seminar/Video Prep. | NT-NT17-03-306 | NT17-03-306-Seminar/Video Prep. | North Terrace | NT | NT17 | Hughes | 03 | Level Three | 306 | 387 | Psychology | 387 | School of Psychology | 24.85 | Seminar/Video Prep. | 3 | Specialist Teaching or Research Space Group | 313 | Audio Visual Teaching space - Undergraduate/Postgraduate |  | Adequate | 5,604.77 | NO
North Terrace_NT17-Hughes_Level Three_306A _ VSR | NT-NT17-03-306A | NT17-03-306A-VSR | North Terrace | NT | NT17 | Hughes | 03 | Level Three | 306A | 99939 | Unusable Spaces | 99939 | Unusable Spaces | 1.15 | VSR | 8 | Non Useable Floor Area Space Group | 840 | Non-usable - Service riser |  | Unknown | 0.00 | NO
North Terrace_NT17-Hughes_Level Three_307 _ Cleaners Locker | NT-NT17-03-307 | NT17-03-307-Cleaners Locker | North Terrace | NT | NT17 | Hughes | 03 | Level Three | 307 | 99939 | Unusable Spaces | 99939 | Unusable Spaces | 5.06 | Cleaners Locker | 8 | Non Useable Floor Area Space Group | 806 | Non-usable - Cleaners room |  | Unknown | 0.00 | NO
North Terrace_NT17-Hughes_Level Three_307D _ VSR | NT-NT17-03-307D | NT17-03-307D-VSR | North Terrace | NT | NT17 | Hughes | 03 | Level Three | 307D | 99939 | Unusable Spaces | 99939 | Unusable Spaces | 1.2 | VSR | 8 | Non Useable Floor Area Space Group | 840 | Non-usable - Service riser |  | Unknown | 0.00 | NO
North Terrace_NT17-Hughes_Level Three_307E _ VSR | NT-NT17-03-307E | NT17-03-307E-VSR | North Terrace | NT | NT17 | Hughes | 03 | Level Three | 307E | 99939 | Unusable Spaces | 99939 | Unusable Spaces | 1.65 | VSR | 8 | Non Useable Floor Area Space Group | 840 | Non-usable - Service riser |  | Unknown | 0.00 | NO
North Terrace_NT17-Hughes_Level Three_308 _ Projection Room - Hughes 309 | NT-NT17-03-308 | NT17-03-308-Projection Room - Hughes 309 | North Terrace | NT | NT17 | Hughes | 03 | Level Three | 308 | 99998 | Central Common Teaching Areas (In Use) | 952 | Corporate Services Division Admin | 7.58 | Projection Room - Hughes 309 | 5 | Library, IT and Learning Space Group | 510 | Library and Learning - Audio Visual and Media Support |  | Adequate | 1,439.68 | NO
North Terrace_NT17-Hughes_Level Three_309 _ Lecture Theatre | NT-NT17-03-309 | NT17-03-309-Lecture Theatre | North Terrace | NT | NT17 | Hughes | 03 | Level Three | 309 | 99998 | Central Common Teaching Areas (In Use) | 952 | Corporate Services Division Admin | 147.04 | Lecture Theatre | 2 | Teaching Space Group | 202 | Lecture Theatre (> 100 seats) |  | Adequate | 30,421.14 | NO
North Terrace_NT17-Hughes_Level Three_309A _ VSR | NT-NT17-03-309A | NT17-03-309A-VSR | North Terrace | NT | NT17 | Hughes | 03 | Level Three | 309A | 99939 | Unusable Spaces | 99939 | Unusable Spaces | 1.75 | VSR | 8 | Non Useable Floor Area Space Group | 840 | Non-usable - Service riser |  | Unknown | 0.00 | NO
North Terrace_NT17-Hughes_Level Three_309B _ VSR | NT-NT17-03-309B | NT17-03-309B-VSR | North Terrace | NT | NT17 | Hughes | 03 | Level Three | 309B | 99939 | Unusable Spaces | 99939 | Unusable Spaces | 1.62 | VSR | 8 | Non Useable Floor Area Space Group | 840 | Non-usable - Service riser |  | Unknown | 0.00 | NO
North Terrace_NT17-Hughes_Level Three_312 _ Corr. | NT-NT17-03-312 | NT17-03-312-Corr. | North Terrace | NT | NT17 | Hughes | 03 | Level Three | 312 | 99939 | Unusable Spaces | 99939 | Unusable Spaces | 12.98 | Corr. | 8 | Non Useable Floor Area Space Group | 805 | Non-usable - Circulation space |  | Unknown | 0.00 | NO
North Terrace_NT17-Hughes_Level Three_312A _ Reception | NT-NT17-03-312A | NT17-03-312A-Reception | North Terrace | NT | NT17 | Hughes | 03 | Level Three | 312A | 641 | askADELAIDE | 671 | Student Experience | 9.87 | Reception | 6 | General Facility Space Group | 623 | General Facility - Waiting Area/Foyer/Reception Area |  | Adequate | 1,874.63 | NO
North Terrace_NT17-Hughes_Level Three_313 _ Utility | NT-NT17-03-313 | NT17-03-313-Utility | North Terrace | NT | NT17 | Hughes | 03 | Level Three | 313 | 641 | askADELAIDE | 671 | Student Experience | 4.19 | Utility | 6 | General Facility Space Group | 603 | General Facility - Resource room |  | Excellent | 1,169.85 | NO
North Terrace_NT17-Hughes_Level Three_313A _ Workstation | NT-NT17-03-313A | NT17-03-313A-Workstation | North Terrace | NT | NT17 | Hughes | 03 | Level Three | 313A | 641 | askADELAIDE | 671 | Student Experience | 7.1 | Workstation | 1 | Office Space Group | 116 | Open Plan - Professional/General Staff |  | Excellent | 1,769.93 | NO
North Terrace_NT17-Hughes_Level Three_314 _ Workstation | NT-NT17-03-314 | NT17-03-314-Workstation | North Terrace | NT | NT17 | Hughes | 03 | Level Three | 314 | 641 | askADELAIDE | 671 | Student Experience | 5.58 | Workstation | 1 | Office Space Group | 116 | Open Plan - Professional/General Staff |  | Excellent | 1,391.01 | NO
North Terrace_NT17-Hughes_Level Three_314A _ Workstation | NT-NT17-03-314A | NT17-03-314A-Workstation | North Terrace | NT | NT17 | Hughes | 03 | Level Three | 314A | 641 | askADELAIDE | 671 | Student Experience | 5.58 | Workstation | 1 | Office Space Group | 116 | Open Plan - Professional/General Staff |  | Excellent | 1,391.01 | NO
North Terrace_NT17-Hughes_Level Three_315 _ Workstation | NT-NT17-03-315 | NT17-03-315-Workstation | North Terrace | NT | NT17 | Hughes | 03 | Level Three | 315 | 641 | askADELAIDE | 671 | Student Experience | 5.44 | Workstation | 1 | Office Space Group | 116 | Open Plan - Professional/General Staff |  | Excellent | 1,356.11 | NO
North Terrace_NT17-Hughes_Level Three_315A _ Workstation | NT-NT17-03-315A | NT17-03-315A-Workstation | North Terrace | NT | NT17 | Hughes | 03 | Level Three | 315A | 641 | askADELAIDE | 671 | Student Experience | 5.44 | Workstation | 1 | Office Space Group | 116 | Open Plan - Professional/General Staff |  | Excellent | 1,356.11 | NO
North Terrace_NT17-Hughes_Level Three_316 _ Workstation | NT-NT17-03-316 | NT17-03-316-Workstation | North Terrace | NT | NT17 | Hughes | 03 | Level Three | 316 | 641 | askADELAIDE | 671 | Student Experience | 5.76 | Workstation | 1 | Office Space Group | 116 | Open Plan - Professional/General Staff |  | Excellent | 1,435.89 | NO
North Terrace_NT17-Hughes_Level Three_316A _ Workstation | NT-NT17-03-316A | NT17-03-316A-Workstation | North Terrace | NT | NT17 | Hughes | 03 | Level Three | 316A | 641 | askADELAIDE | 671 | Student Experience | 5.76 | Workstation | 1 | Office Space Group | 116 | Open Plan - Professional/General Staff |  | Excellent | 1,435.89 | NO
North Terrace_NT17-Hughes_Level Three_317 _ Workstation | NT-NT17-03-317 | NT17-03-317-Workstation | North Terrace | NT | NT17 | Hughes | 03 | Level Three | 317 | 641 | askADELAIDE | 671 | Student Experience | 5.63 | Workstation | 1 | Office Space Group | 116 | Open Plan - Professional/General Staff |  | Excellent | 1,403.48 | NO
North Terrace_NT17-Hughes_Level Three_317A _ Workstation | NT-NT17-03-317A | NT17-03-317A-Workstation | North Terrace | NT | NT17 | Hughes | 03 | Level Three | 317A | 641 | askADELAIDE | 671 | Student Experience | 5.63 | Workstation | 1 | Office Space Group | 116 | Open Plan - Professional/General Staff |  | Excellent | 1,403.48 | NO
North Terrace_NT17-Hughes_Level Three_318 _ Utility | NT-NT17-03-318 | NT17-03-318-Utility | North Terrace | NT | NT17 | Hughes | 03 | Level Three | 318 | 641 | askADELAIDE | 671 | Student Experience | 11.25 | Utility | 6 | General Facility Space Group | 603 | General Facility - Resource room |  | Excellent | 3,141.00 | NO
North Terrace_NT17-Hughes_Level Three_319 _ Office | NT-NT17-03-319 | NT17-03-319-Office | North Terrace | NT | NT17 | Hughes | 03 | Level Three | 319 | 641 | askADELAIDE | 671 | Student Experience | 8.94 | Office | 1 | Office Space Group | 101 | Office - Academic Staff |  | Adequate | 1,516.06 | NO
North Terrace_NT17-Hughes_Level Three_320 _ Meeting | NT-NT17-03-320 | NT17-03-320-Meeting | North Terrace | NT | NT17 | Hughes | 03 | Level Three | 320 | 641 | askADELAIDE | 671 | Student Experience | 13.95 | Meeting | 6 | General Facility Space Group | 601 | General Facility - Committee/Conference/Meeting room |  | Adequate | 2,649.55 | NO
North Terrace_NT17-Hughes_Level Three_321 _ Stair | NT-NT17-03-321 | NT17-03-321-Stair | North Terrace | NT | NT17 | Hughes | 03 | Level Three | 321 | 99939 | Unusable Spaces | 99939 | Unusable Spaces | 12.89 | Stair | 8 | Non Useable Floor Area Space Group | 805 | Non-usable - Circulation space |  | Unknown | 0.00 | NO
North Terrace_NT17-Hughes_Level Three_322 _ Lecture Room | NT-NT17-03-322 | NT17-03-322-Lecture Room | North Terrace | NT | NT17 | Hughes | 03 | Level Three | 322 | 99998 | Central Common Teaching Areas (In Use) | 952 | Corporate Services Division Admin | 98.52 | Lecture Room | 2 | Teaching Space Group | 205 | Lecture/Seminar/Tutorial/Class Room (31 to 69) Flat Floor |  | Good | 25,478.53 | NO
North Terrace_NT17-Hughes_Level Three_323 _ Seminar Room | NT-NT17-03-323 | NT17-03-323-Seminar Room | North Terrace | NT | NT17 | Hughes | 03 | Level Three | 323 | 99998 | Central Common Teaching Areas (In Use) | 952 | Corporate Services Division Admin | 104.11 | Seminar Room | 2 | Teaching Space Group | 205 | Lecture/Seminar/Tutorial/Class Room (31 to 69) Flat Floor |  | Good | 26,924.17 | NO
North Terrace_NT17-Hughes_Level Four_400 _ Lift Lobby | NT-NT17-04-400 | NT17-04-400-Lift Lobby | North Terrace | NT | NT17 | Hughes | 04 | Level Four | 400 | 99939 | Unusable Spaces | 99939 | Unusable Spaces | 26.62 | Lift Lobby | 8 | Non Useable Floor Area Space Group | 805 | Non-usable - Circulation space |  | Unknown | 0.00 | NO
North Terrace_NT17-Hughes_Level Four_400A _ Comms | NT-NT17-04-400A | NT17-04-400A-Comms | North Terrace | NT | NT17 | Hughes | 04 | Level Four | 400A | 850 | ITDS Branch Central Costs | 869 | Information Technology and Digital Services | 5.96 | Comms | 8 | Non Useable Floor Area Space Group | 812 | Non-usable - Comms/network system/Telephone/PABX |  | Adequate | 0.00 | NO
North Terrace_NT17-Hughes_Level Four_400B _ DB | NT-NT17-04-400B | NT17-04-400B-DB | North Terrace | NT | NT17 | Hughes | 04 | Level Four | 400B | 99939 | Unusable Spaces | 99939 | Unusable Spaces | 0.65 | DB | 8 | Non Useable Floor Area Space Group | 815 | Non-usable - Switch room |  | Unknown | 0.00 | NO
North Terrace_NT17-Hughes_Level Four_400C _ Foyer | NT-NT17-04-400C | NT17-04-400C-Foyer | North Terrace | NT | NT17 | Hughes | 04 | Level Four | 400C | 99939 | Unusable Spaces | 99939 | Unusable Spaces | 34.75 | Foyer | 8 | Non Useable Floor Area Space Group | 805 | Non-usable - Circulation space |  | Unknown | 0.00 | NO
North Terrace_NT17-Hughes_Level Four_400D _ Corr. | NT-NT17-04-400D | NT17-04-400D-Corr. | North Terrace | NT | NT17 | Hughes | 04 | Level Four | 400D | 99939 | Unusable Spaces | 99939 | Unusable Spaces | 16.86 | Corr. | 8 | Non Useable Floor Area Space Group | 805 | Non-usable - Circulation space |  | Unknown | 0.00 | NO
North Terrace_NT17-Hughes_Level Four_400E _ Cleaner | NT-NT17-04-400E | NT17-04-400E-Cleaner | North Terrace | NT | NT17 | Hughes | 04 | Level Four | 400E | 99939 | Unusable Spaces | 99939 | Unusable Spaces | 2.68 | Cleaner | 8 | Non Useable Floor Area Space Group | 806 | Non-usable - Cleaners room |  | Unknown | 0.00 | NO
North Terrace_NT17-Hughes_Level Four_400F _ VSR - Comms | NT-NT17-04-400F | NT17-04-400F-VSR - Comms | North Terrace | NT | NT17 | Hughes | 04 | Level Four | 400F | 850 | ITDS Branch Central Costs | 869 | Information Technology and Digital Services | 0.35 | VSR - Comms | 8 | Non Useable Floor Area Space Group | 840 | Non-usable - Service riser |  | Adequate | 0.00 | NO
North Terrace_NT17-Hughes_Level Four_400M _ Lift | NT-NT17-04-400M | NT17-04-400M-Lift | North Terrace | NT | NT17 | Hughes | 04 | Level Four | 400M | 99939 | Unusable Spaces | 99939 | Unusable Spaces | 5.96 | Lift | 8 | Non Useable Floor Area Space Group | 838 | Non-usable - Lift |  | Unknown | 0.00 | NO
North Terrace_NT17-Hughes_Level Four_400N _ Lift | NT-NT17-04-400N | NT17-04-400N-Lift | North Terrace | NT | NT17 | Hughes | 04 | Level Four | 400N | 99939 | Unusable Spaces | 99939 | Unusable Spaces | 5.96 | Lift | 8 | Non Useable Floor Area Space Group | 838 | Non-usable - Lift |  | Unknown | 0.00 | NO
North Terrace_NT17-Hughes_Level Four_400O _ VSR | NT-NT17-04-400O | NT17-04-400O-VSR | North Terrace | NT | NT17 | Hughes | 04 | Level Four | 400O | 99939 | Unusable Spaces | 99939 | Unusable Spaces | 0.25 | VSR | 8 | Non Useable Floor Area Space Group | 840 | Non-usable - Service riser |  | Unknown | 0.00 | NO
North Terrace_NT17-Hughes_Level Four_400P _ VSR | NT-NT17-04-400P | NT17-04-400P-VSR | North Terrace | NT | NT17 | Hughes | 04 | Level Four | 400P | 99939 | Unusable Spaces | 99939 | Unusable Spaces | 0.31 | VSR | 8 | Non Useable Floor Area Space Group | 840 | Non-usable - Service riser |  | Unknown | 0.00 | NO
North Terrace_NT17-Hughes_Level Four_400Q _ VSR | NT-NT17-04-400Q | NT17-04-400Q-VSR | North Terrace | NT | NT17 | Hughes | 04 | Level Four | 400Q | 99939 | Unusable Spaces | 99939 | Unusable Spaces | 0.25 | VSR | 8 | Non Useable Floor Area Space Group | 840 | Non-usable - Service riser |  | Unknown | 0.00 | NO
North Terrace_NT17-Hughes_Level Four_401 _ A/L - Access | NT-NT17-04-401 | NT17-04-401-A/L - Access | North Terrace | NT | NT17 | Hughes | 04 | Level Four | 401 | 99939 | Unusable Spaces | 99939 | Unusable Spaces | 5.2 | A/L - Access | 8 | Non Useable Floor Area Space Group | 818 | Non-usable - Toilets/Amenities - Unisex Accessible |  | Unknown | 0.00 | NO
North Terrace_NT17-Hughes_Level Four_401A _ WC - U - Access (LH) | NT-NT17-04-401A | NT17-04-401A-WC - U - Access (LH) | North Terrace | NT | NT17 | Hughes | 04 | Level Four | 401A | 99939 | Unusable Spaces | 99939 | Unusable Spaces | 3.73 | WC - U - Access (LH) | 8 | Non Useable Floor Area Space Group | 818 | Non-usable - Toilets/Amenities - Unisex Accessible |  | Unknown | 0.00 | NO
North Terrace_NT17-Hughes_Level Four_402 _ A/L - F | NT-NT17-04-402 | NT17-04-402-A/L - F | North Terrace | NT | NT17 | Hughes | 04 | Level Four | 402 | 99939 | Unusable Spaces | 99939 | Unusable Spaces | 1.56 | A/L - F | 8 | Non Useable Floor Area Space Group | 820 | Non-usable - Toilets/Amenities - Female |  | Unknown | 0.00 | NO
North Terrace_NT17-Hughes_Level Four_402A _ WC - F | NT-NT17-04-402A | NT17-04-402A-WC - F | North Terrace | NT | NT17 | Hughes | 04 | Level Four | 402A | 99939 | Unusable Spaces | 99939 | Unusable Spaces | 10.01 | WC - F | 8 | Non Useable Floor Area Space Group | 820 | Non-usable - Toilets/Amenities - Female |  | Unknown | 0.00 | NO
North Terrace_NT17-Hughes_Level Four_402C _ VSR | NT-NT17-04-402C | NT17-04-402C-VSR | North Terrace | NT | NT17 | Hughes | 04 | Level Four | 402C | 99939 | Unusable Spaces | 99939 | Unusable Spaces | 2.01 | VSR | 8 | Non Useable Floor Area Space Group | 840 | Non-usable - Service riser |  | Unknown | 0.00 | NO
North Terrace_NT17-Hughes_Level Four_403 _ Stair | NT-NT17-04-403 | NT17-04-403-Stair | North Terrace | NT | NT17 | Hughes | 04 | Level Four | 403 | 99939 | Unusable Spaces | 99939 | Unusable Spaces | 13.72 | Stair | 8 | Non Useable Floor Area Space Group | 805 | Non-usable - Circulation space |  | Unknown | 0.00 | NO
North Terrace_NT17-Hughes_Level Four_403A _ Corr. | NT-NT17-04-403A | NT17-04-403A-Corr. | North Terrace | NT | NT17 | Hughes | 04 | Level Four | 403A | 99939 | Unusable Spaces | 99939 | Unusable Spaces | 10.06 | Corr. | 8 | Non Useable Floor Area Space Group | 805 | Non-usable - Circulation space |  | Unknown | 0.00 | NO
North Terrace_NT17-Hughes_Level Four_404A _ VSR | NT-NT17-04-404A | NT17-04-404A-VSR | North Terrace | NT | NT17 | Hughes | 04 | Level Four | 404A | 99939 | Unusable Spaces | 99939 | Unusable Spaces | 1.02 | VSR | 8 | Non Useable Floor Area Space Group | 840 | Non-usable - Service riser |  | Unknown | 0.00 | NO
North Terrace_NT17-Hughes_Level Four_404B _ Plantroom | NT-NT17-04-404B | NT17-04-404B-Plantroom | North Terrace | NT | NT17 | Hughes | 04 | Level Four | 404B | 99939 | Unusable Spaces | 99939 | Unusable Spaces | 3.4 | Plantroom | 8 | Non Useable Floor Area Space Group | 811 | Non-usable - Plant room other |  | Unknown | 0.00 | NO
North Terrace_NT17-Hughes_Level Four_405 _ Open Plan - circ | NT-NT17-04-405 | NT17-04-405-Open Plan - circ | North Terrace | NT | NT17 | Hughes | 04 | Level Four | 405 | 673 | Employment, Careers & Stud Ac Skills | 671 | Student Experience | 68.08 | Open Plan - circ | 1 | Office Space Group | 100 | Office - Specific type not defined |  | Adequate | 11,545.15 | NO
North Terrace_NT17-Hughes_Level Four_405.01 _ Workstation - Reception | NT-NT17-04-405.01 | NT17-04-405.01-Workstation - Reception | North Terrace | NT | NT17 | Hughes | 04 | Level Four | 405.01 | 673 | Employment, Careers & Stud Ac Skills | 671 | Student Experience | 3.42 | Workstation - Reception | 1 | Office Space Group | 118 | Open Plan - Reception Area |  | Adequate | 579.97 | NO
North Terrace_NT17-Hughes_Level Four_405.02 _ Workstation | NT-NT17-04-405.02 | NT17-04-405.02-Workstation | North Terrace | NT | NT17 | Hughes | 04 | Level Four | 405.02 | 673 | Employment, Careers & Stud Ac Skills | 671 | Student Experience | 3.42 | Workstation | 1 | Office Space Group | 116 | Open Plan - Professional/General Staff |  | Adequate | 579.97 | NO
North Terrace_NT17-Hughes_Level Four_405.03 _ Workstation | NT-NT17-04-405.03 | NT17-04-405.03-Workstation | North Terrace | NT | NT17 | Hughes | 04 | Level Four | 405.03 | 673 | Employment, Careers & Stud Ac Skills | 671 | Student Experience | 3.42 | Workstation | 1 | Office Space Group | 116 | Open Plan - Professional/General Staff |  | Adequate | 579.97 | NO
North Terrace_NT17-Hughes_Level Four_405.04 _ Workstation | NT-NT17-04-405.04 | NT17-04-405.04-Workstation | North Terrace | NT | NT17 | Hughes | 04 | Level Four | 405.04 | 673 | Employment, Careers & Stud Ac Skills | 671 | Student Experience | 5.96 | Workstation | 1 | Office Space Group | 116 | Open Plan - Professional/General Staff |  | Adequate | 1,010.71 | NO
North Terrace_NT17-Hughes_Level Four_405.05 _ Workstation | NT-NT17-04-405.05 | NT17-04-405.05-Workstation | North Terrace | NT | NT17 | Hughes | 04 | Level Four | 405.05 | 673 | Employment, Careers & Stud Ac Skills | 671 | Student Experience | 4.56 | Workstation | 1 | Office Space Group | 116 | Open Plan - Professional/General Staff |  | Adequate | 773.29 | NO
North Terrace_NT17-Hughes_Level Four_405.06 _ Workstation | NT-NT17-04-405.06 | NT17-04-405.06-Workstation | North Terrace | NT | NT17 | Hughes | 04 | Level Four | 405.06 | 673 | Employment, Careers & Stud Ac Skills | 671 | Student Experience | 4.17 | Workstation | 1 | Office Space Group | 116 | Open Plan - Professional/General Staff |  | Adequate | 707.16 | NO
North Terrace_NT17-Hughes_Level Four_405.07 _ Workstation | NT-NT17-04-405.07 | NT17-04-405.07-Workstation | North Terrace | NT | NT17 | Hughes | 04 | Level Four | 405.07 | 673 | Employment, Careers & Stud Ac Skills | 671 | Student Experience | 4.17 | Workstation | 1 | Office Space Group | 116 | Open Plan - Professional/General Staff |  | Adequate | 707.16 | NO
North Terrace_NT17-Hughes_Level Four_405.08 _ Workstation | NT-NT17-04-405.08 | NT17-04-405.08-Workstation | North Terrace | NT | NT17 | Hughes | 04 | Level Four | 405.08 | 673 | Employment, Careers & Stud Ac Skills | 671 | Student Experience | 3.72 | Workstation | 1 | Office Space Group | 116 | Open Plan - Professional/General Staff |  | Adequate | 630.85 | NO
North Terrace_NT17-Hughes_Level Four_405.09 _ Workstation | NT-NT17-04-405.09 | NT17-04-405.09-Workstation | North Terrace | NT | NT17 | Hughes | 04 | Level Four | 405.09 | 673 | Employment, Careers & Stud Ac Skills | 671 | Student Experience | 3.72 | Workstation | 1 | Office Space Group | 116 | Open Plan - Professional/General Staff |  | Adequate | 630.85 | NO
North Terrace_NT17-Hughes_Level Four_405.10 _ Workstation | NT-NT17-04-405.10 | NT17-04-405.10-Workstation | North Terrace | NT | NT17 | Hughes | 04 | Level Four | 405.10 | 673 | Employment, Careers & Stud Ac Skills | 671 | Student Experience | 3.72 | Workstation | 1 | Office Space Group | 116 | Open Plan - Professional/General Staff |  | Adequate | 630.85 | NO
North Terrace_NT17-Hughes_Level Four_405.11 _ Workstation | NT-NT17-04-405.11 | NT17-04-405.11-Workstation | North Terrace | NT | NT17 | Hughes | 04 | Level Four | 405.11 | 673 | Employment, Careers & Stud Ac Skills | 671 | Student Experience | 4.15 | Workstation | 1 | Office Space Group | 116 | Open Plan - Professional/General Staff |  | Adequate | 703.77 | NO
North Terrace_NT17-Hughes_Level Four_405.12 _ Workstation | NT-NT17-04-405.12 | NT17-04-405.12-Workstation | North Terrace | NT | NT17 | Hughes | 04 | Level Four | 405.12 | 673 | Employment, Careers & Stud Ac Skills | 671 | Student Experience | 4.15 | Workstation | 1 | Office Space Group | 116 | Open Plan - Professional/General Staff |  | Adequate | 703.77 | NO
North Terrace_NT17-Hughes_Level Four_405.13 _ Workstation | NT-NT17-04-405.13 | NT17-04-405.13-Workstation | North Terrace | NT | NT17 | Hughes | 04 | Level Four | 405.13 | 673 | Employment, Careers & Stud Ac Skills | 671 | Student Experience | 4.15 | Workstation | 1 | Office Space Group | 116 | Open Plan - Professional/General Staff |  | Adequate | 703.77 | NO
North Terrace_NT17-Hughes_Level Four_405B _ Staff Room / Kitchen | NT-NT17-04-405B | NT17-04-405B-Staff Room / Kitchen | North Terrace | NT | NT17 | Hughes | 04 | Level Four | 405B | 673 | Employment, Careers & Stud Ac Skills | 671 | Student Experience | 8.35 | Staff Room / Kitchen | 6 | General Facility Space Group | 608 | General Facility - Kitchen/Servery/Food Storage |  | Adequate | 1,585.93 | NO
North Terrace_NT17-Hughes_Level Four_405C _ Staff Room / Kitchen | NT-NT17-04-405C | NT17-04-405C-Staff Room / Kitchen | North Terrace | NT | NT17 | Hughes | 04 | Level Four | 405C | 673 | Employment, Careers & Stud Ac Skills | 671 | Student Experience | 8.35 | Staff Room / Kitchen | 6 | General Facility Space Group | 608 | General Facility - Kitchen/Servery/Food Storage |  | Adequate | 1,585.93 | NO
North Terrace_NT17-Hughes_Level Four_405D _ Office | NT-NT17-04-405D | NT17-04-405D-Office | North Terrace | NT | NT17 | Hughes | 04 | Level Four | 405D | 673 | Employment, Careers & Stud Ac Skills | 671 | Student Experience | 13.91 | Office | 1 | Office Space Group | 108 | Office - Professional/General Staff |  | Adequate | 2,358.89 | NO
North Terrace_NT17-Hughes_Level Four_405E _ Office | NT-NT17-04-405E | NT17-04-405E-Office | North Terrace | NT | NT17 | Hughes | 04 | Level Four | 405E | 673 | Employment, Careers & Stud Ac Skills | 671 | Student Experience | 13.83 | Office | 1 | Office Space Group | 108 | Office - Professional/General Staff |  | Adequate | 2,345.32 | NO
North Terrace_NT17-Hughes_Level Four_405F _ Circ. | NT-NT17-04-405F | NT17-04-405F-Circ. | North Terrace | NT | NT17 | Hughes | 04 | Level Four | 405F | 99939 | Unusable Spaces | 99939 | Unusable Spaces | 7.24 | Circ. | 8 | Non Useable Floor Area Space Group | 805 | Non-usable - Circulation space |  | Adequate | 0.00 | NO
North Terrace_NT17-Hughes_Level Four_405G _ Waiting | NT-NT17-04-405G | NT17-04-405G-Waiting | North Terrace | NT | NT17 | Hughes | 04 | Level Four | 405G | 673 | Employment, Careers & Stud Ac Skills | 671 | Student Experience | 8.93 | Waiting | 6 | General Facility Space Group | 623 | General Facility - Waiting Area/Foyer/Reception Area |  | Adequate | 1,696.09 | NO
North Terrace_NT17-Hughes_Level Four_405H _ Utility | NT-NT17-04-405H | NT17-04-405H-Utility | North Terrace | NT | NT17 | Hughes | 04 | Level Four | 405H | 673 | Employment, Careers & Stud Ac Skills | 671 | Student Experience | 4.68 | Utility | 6 | General Facility Space Group | 603 | General Facility - Resource room |  | Adequate | 888.88 | NO
North Terrace_NT17-Hughes_Level Four_406 _ "Pop-Up" Room | NT-NT17-04-406 | NT17-04-406-"Pop-Up" Room | North Terrace | NT | NT17 | Hughes | 04 | Level Four | 406 | 859 | Infrastructure Office | 859 | Infrastructure | 241.9 | "Pop-Up" Room | 6 | General Facility Space Group | 611 | General Facility - Commercial/Business/Retail Facilities |  | Excellent | 67,538.49 | NO
North Terrace_NT17-Hughes_Level Four_411 _ Foyer | NT-NT17-04-411 | NT17-04-411-Foyer | North Terrace | NT | NT17 | Hughes | 04 | Level Four | 411 | 99939 | Unusable Spaces | 99939 | Unusable Spaces | 6.17 | Foyer | 8 | Non Useable Floor Area Space Group | 805 | Non-usable - Circulation space |  | Unknown | 0.00 | NO
North Terrace_NT17-Hughes_Level Four_411A _ FHR | NT-NT17-04-411A | NT17-04-411A-FHR | North Terrace | NT | NT17 | Hughes | 04 | Level Four | 411A | 99939 | Unusable Spaces | 99939 | Unusable Spaces | 0.5 | FHR | 8 | Non Useable Floor Area Space Group | 840 | Non-usable - Service riser |  | Unknown | 0.00 | NO
North Terrace_NT17-Hughes_Level Four_412 _ Stair | NT-NT17-04-412 | NT17-04-412-Stair | North Terrace | NT | NT17 | Hughes | 04 | Level Four | 412 | 99939 | Unusable Spaces | 99939 | Unusable Spaces | 12.89 | Stair | 8 | Non Useable Floor Area Space Group | 805 | Non-usable - Circulation space |  | Unknown | 0.00 | NO
North Terrace_NT17-Hughes_Level Five_500 _ Lift Lobby | NT-NT17-05-500 | NT17-05-500-Lift Lobby | North Terrace | NT | NT17 | Hughes | 05 | Level Five | 500 | 99939 | Unusable Spaces | 99939 | Unusable Spaces | 26.62 | Lift Lobby | 8 | Non Useable Floor Area Space Group | 805 | Non-usable - Circulation space |  | Unknown | 0.00 | NO
North Terrace_NT17-Hughes_Level Five_500A _ Store - Admin | NT-NT17-05-500A | NT17-05-500A-Store - Admin | North Terrace | NT | NT17 | Hughes | 05 | Level Five | 500A | 99946 | Vacant not occupiable | 99939 | Unusable Spaces | 5.96 | Store - Admin | 4 | Ancillary Area Space Group | 419 | Ancillary Area - Store Room - Generic |  | Unknown | 0.00 | NO
North Terrace_NT17-Hughes_Level Five_500B _ DB | NT-NT17-05-500B | NT17-05-500B-DB | North Terrace | NT | NT17 | Hughes | 05 | Level Five | 500B | 99939 | Unusable Spaces | 99939 | Unusable Spaces | 0.78 | DB | 8 | Non Useable Floor Area Space Group | 815 | Non-usable - Switch room |  | Unknown | 0.00 | NO
North Terrace_NT17-Hughes_Level Five_500C _ VSR - Comms | NT-NT17-05-500C | NT17-05-500C-VSR - Comms | North Terrace | NT | NT17 | Hughes | 05 | Level Five | 500C | 850 | ITDS Branch Central Costs | 869 | Information Technology and Digital Services | 0.39 | VSR - Comms | 8 | Non Useable Floor Area Space Group | 840 | Non-usable - Service riser |  | Adequate | 0.00 | NO
North Terrace_NT17-Hughes_Level Five_500M _ Lift | NT-NT17-05-500M | NT17-05-500M-Lift | North Terrace | NT | NT17 | Hughes | 05 | Level Five | 500M | 99939 | Unusable Spaces | 99939 | Unusable Spaces | 5.96 | Lift | 8 | Non Useable Floor Area Space Group | 838 | Non-usable - Lift |  | Unknown | 0.00 | NO
North Terrace_NT17-Hughes_Level Five_500N _ Lift | NT-NT17-05-500N | NT17-05-500N-Lift | North Terrace | NT | NT17 | Hughes | 05 | Level Five | 500N | 99939 | Unusable Spaces | 99939 | Unusable Spaces | 5.96 | Lift | 8 | Non Useable Floor Area Space Group | 838 | Non-usable - Lift |  | Unknown | 0.00 | NO
North Terrace_NT17-Hughes_Level Five_501 _ A/L | NT-NT17-05-501 | NT17-05-501-A/L | North Terrace | NT | NT17 | Hughes | 05 | Level Five | 501 | 99939 | Unusable Spaces | 99939 | Unusable Spaces | 1.56 | A/L | 8 | Non Useable Floor Area Space Group | 822 | Non-usable - Toilets/Amenities - Unisex |  | Unknown | 0.00 | NO
North Terrace_NT17-Hughes_Level Five_501A _ WC - M | NT-NT17-05-501A | NT17-05-501A-WC - M | North Terrace | NT | NT17 | Hughes | 05 | Level Five | 501A | 99939 | Unusable Spaces | 99939 | Unusable Spaces | 10.03 | WC - M | 8 | Non Useable Floor Area Space Group | 821 | Non-usable - Toilets/Amenities - Male |  | Unknown | 0.00 | NO
North Terrace_NT17-Hughes_Level Five_501M _ Store | NT-NT17-05-501M | NT17-05-501M-Store | North Terrace | NT | NT17 | Hughes | 05 | Level Five | 501M | 99939 | Unusable Spaces | 99939 | Unusable Spaces | 1.66 | Store | 4 | Ancillary Area Space Group | 419 | Ancillary Area - Store Room - Generic |  | Unknown | 0.00 | NO
North Terrace_NT17-Hughes_Level Five_502 _ Stair | NT-NT17-05-502 | NT17-05-502-Stair | North Terrace | NT | NT17 | Hughes | 05 | Level Five | 502 | 99939 | Unusable Spaces | 99939 | Unusable Spaces | 13.72 | Stair | 8 | Non Useable Floor Area Space Group | 805 | Non-usable - Circulation space |  | Unknown | 0.00 | NO
North Terrace_NT17-Hughes_Level Five_503 _ Cleaner | NT-NT17-05-503 | NT17-05-503-Cleaner | North Terrace | NT | NT17 | Hughes | 05 | Level Five | 503 | 99939 | Unusable Spaces | 99939 | Unusable Spaces | 2.68 | Cleaner | 8 | Non Useable Floor Area Space Group | 806 | Non-usable - Cleaners room |  | Unknown | 0.00 | NO
North Terrace_NT17-Hughes_Level Five_504 _ Corr. | NT-NT17-05-504 | NT17-05-504-Corr. | North Terrace | NT | NT17 | Hughes | 05 | Level Five | 504 | 99939 | Unusable Spaces | 99939 | Unusable Spaces | 57.14 | Corr. | 8 | Non Useable Floor Area Space Group | 805 | Non-usable - Circulation space |  | Unknown | 0.00 | NO
North Terrace_NT17-Hughes_Level Five_504A _ VSR | NT-NT17-05-504A | NT17-05-504A-VSR | North Terrace | NT | NT17 | Hughes | 05 | Level Five | 504A | 99939 | Unusable Spaces | 99939 | Unusable Spaces | 5.86 | VSR | 8 | Non Useable Floor Area Space Group | 840 | Non-usable - Service riser |  | Unknown | 0.00 | NO
North Terrace_NT17-Hughes_Level Five_504C _ Lobby | NT-NT17-05-504C | NT17-05-504C-Lobby | North Terrace | NT | NT17 | Hughes | 05 | Level Five | 504C | 99939 | Unusable Spaces | 99939 | Unusable Spaces | 18.47 | Lobby | 8 | Non Useable Floor Area Space Group | 805 | Non-usable - Circulation space |  | Unknown | 0.00 | NO
North Terrace_NT17-Hughes_Level Five_504D _ FHR | NT-NT17-05-504D | NT17-05-504D-FHR | North Terrace | NT | NT17 | Hughes | 05 | Level Five | 504D | 99939 | Unusable Spaces | 99939 | Unusable Spaces | 0.55 | FHR | 8 | Non Useable Floor Area Space Group | 840 | Non-usable - Service riser |  | Unknown | 0.00 | NO
North Terrace_NT17-Hughes_Level Five_504E _ Corr. | NT-NT17-05-504E | NT17-05-504E-Corr. | North Terrace | NT | NT17 | Hughes | 05 | Level Five | 504E | 99939 | Unusable Spaces | 99939 | Unusable Spaces | 3.31 | Corr. | 8 | Non Useable Floor Area Space Group | 805 | Non-usable - Circulation space |  | Unknown | 0.00 | NO
North Terrace_NT17-Hughes_Level Five_505 _ Staff Room | NT-NT17-05-505 | NT17-05-505-Staff Room | North Terrace | NT | NT17 | Hughes | 05 | Level Five | 505 | 387 | Psychology | 387 | School of Psychology | 62.13 | Staff Room | 6 | General Facility Space Group | 607 | General Facility - Cafeteria/Refectory/Canteen/Dining Room |  | Adequate | 11,800.47 | NO
North Terrace_NT17-Hughes_Level Five_505A _ VSR | NT-NT17-05-505A | NT17-05-505A-VSR | North Terrace | NT | NT17 | Hughes | 05 | Level Five | 505A | 99939 | Unusable Spaces | 99939 | Unusable Spaces | 0.86 | VSR | 8 | Non Useable Floor Area Space Group | 840 | Non-usable - Service riser |  | Unknown | 0.00 | NO
North Terrace_NT17-Hughes_Level Five_506 _ Office - Staff | NT-NT17-05-506 | NT17-05-506-Office - Staff | North Terrace | NT | NT17 | Hughes | 05 | Level Five | 506 | 387 | Psychology | 387 | School of Psychology | 17.05 | Office - Staff | 1 | Office Space Group | 101 | Office - Academic Staff |  | Adequate | 2,891.38 | NO
North Terrace_NT17-Hughes_Level Five_507 _ Office - Staff | NT-NT17-05-507 | NT17-05-507-Office - Staff | North Terrace | NT | NT17 | Hughes | 05 | Level Five | 507 | 387 | Psychology | 387 | School of Psychology | 12.35 | Office - Staff | 1 | Office Space Group | 101 | Office - Academic Staff |  | Adequate | 2,094.34 | NO
North Terrace_NT17-Hughes_Level Five_508 _ Office - Staff | NT-NT17-05-508 | NT17-05-508-Office - Staff | North Terrace | NT | NT17 | Hughes | 05 | Level Five | 508 | 387 | Psychology | 387 | School of Psychology | 12.12 | Office - Staff | 1 | Office Space Group | 101 | Office - Academic Staff |  | Adequate | 2,055.34 | NO
North Terrace_NT17-Hughes_Level Five_509 _ Office - Staff | NT-NT17-05-509 | NT17-05-509-Office - Staff | North Terrace | NT | NT17 | Hughes | 05 | Level Five | 509 | 387 | Psychology | 387 | School of Psychology | 12.12 | Office - Staff | 1 | Office Space Group | 101 | Office - Academic Staff |  | Adequate | 2,055.34 | NO
North Terrace_NT17-Hughes_Level Five_510 _ Office - Staff | NT-NT17-05-510 | NT17-05-510-Office - Staff | North Terrace | NT | NT17 | Hughes | 05 | Level Five | 510 | 387 | Psychology | 387 | School of Psychology | 12.01 | Office - Staff | 1 | Office Space Group | 101 | Office - Academic Staff |  | Adequate | 2,036.68 | NO
North Terrace_NT17-Hughes_Level Five_511 _ Office - Staff | NT-NT17-05-511 | NT17-05-511-Office - Staff | North Terrace | NT | NT17 | Hughes | 05 | Level Five | 511 | 387 | Psychology | 387 | School of Psychology | 12.01 | Office - Staff | 1 | Office Space Group | 101 | Office - Academic Staff |  | Adequate | 2,036.68 | NO
North Terrace_NT17-Hughes_Level Five_512 _ Office - Staff | NT-NT17-05-512 | NT17-05-512-Office - Staff | North Terrace | NT | NT17 | Hughes | 05 | Level Five | 512 | 387 | Psychology | 387 | School of Psychology | 12.01 | Office - Staff | 1 | Office Space Group | 101 | Office - Academic Staff |  | Adequate | 2,036.68 | NO
North Terrace_NT17-Hughes_Level Five_513 _ Office - Staff | NT-NT17-05-513 | NT17-05-513-Office - Staff | North Terrace | NT | NT17 | Hughes | 05 | Level Five | 513 | 387 | Psychology | 387 | School of Psychology | 12.04 | Office - Staff | 1 | Office Space Group | 101 | Office - Academic Staff |  | Adequate | 2,041.77 | NO
North Terrace_NT17-Hughes_Level Five_514 _ Office - Staff | NT-NT17-05-514 | NT17-05-514-Office - Staff | North Terrace | NT | NT17 | Hughes | 05 | Level Five | 514 | 387 | Psychology | 387 | School of Psychology | 12.08 | Office - Staff | 1 | Office Space Group | 101 | Office - Academic Staff |  | Adequate | 2,048.55 | NO
North Terrace_NT17-Hughes_Level Five_515 _ Office - Staff | NT-NT17-05-515 | NT17-05-515-Office - Staff | North Terrace | NT | NT17 | Hughes | 05 | Level Five | 515 | 387 | Psychology | 387 | School of Psychology | 12.08 | Office - Staff | 1 | Office Space Group | 101 | Office - Academic Staff |  | Adequate | 2,048.55 | NO
North Terrace_NT17-Hughes_Level Five_516 _ Office - Staff | NT-NT17-05-516 | NT17-05-516-Office - Staff | North Terrace | NT | NT17 | Hughes | 05 | Level Five | 516 | 387 | Psychology | 387 | School of Psychology | 12.16 | Office - Staff | 1 | Office Space Group | 101 | Office - Academic Staff |  | Adequate | 2,062.12 | NO
North Terrace_NT17-Hughes_Level Five_517 _ Office - Staff | NT-NT17-05-517 | NT17-05-517-Office - Staff | North Terrace | NT | NT17 | Hughes | 05 | Level Five | 517 | 387 | Psychology | 387 | School of Psychology | 12.16 | Office - Staff | 1 | Office Space Group | 101 | Office - Academic Staff |  | Adequate | 2,062.12 | NO
North Terrace_NT17-Hughes_Level Five_518 _ Office - Staff | NT-NT17-05-518 | NT17-05-518-Office - Staff | North Terrace | NT | NT17 | Hughes | 05 | Level Five | 518 | 387 | Psychology | 387 | School of Psychology | 8.9 | Office - Staff | 1 | Office Space Group | 101 | Office - Academic Staff |  | Adequate | 1,509.28 | NO
North Terrace_NT17-Hughes_Level Five_519 _ Office - Staff | NT-NT17-05-519 | NT17-05-519-Office - Staff | North Terrace | NT | NT17 | Hughes | 05 | Level Five | 519 | 387 | Psychology | 387 | School of Psychology | 14.51 | Office - Staff | 1 | Office Space Group | 101 | Office - Academic Staff |  | Adequate | 2,460.64 | NO
North Terrace_NT17-Hughes_Level Five_520 _ Stair | NT-NT17-05-520 | NT17-05-520-Stair | North Terrace | NT | NT17 | Hughes | 05 | Level Five | 520 | 99939 | Unusable Spaces | 99939 | Unusable Spaces | 12.89 | Stair | 8 | Non Useable Floor Area Space Group | 805 | Non-usable - Circulation space |  | Unknown | 0.00 | NO
North Terrace_NT17-Hughes_Level Five_521 _ Staff Study | NT-NT17-05-521 | NT17-05-521-Staff Study | North Terrace | NT | NT17 | Hughes | 05 | Level Five | 521 | 387 | Psychology | 387 | School of Psychology | 12.99 | Staff Study | 1 | Office Space Group | 101 | Office - Academic Staff |  | Adequate | 2,202.87 | NO
North Terrace_NT17-Hughes_Level Five_521A _ Utility | NT-NT17-05-521A | NT17-05-521A-Utility | North Terrace | NT | NT17 | Hughes | 05 | Level Five | 521A | 387 | Psychology | 387 | School of Psychology | 12.71 | Utility | 6 | General Facility Space Group | 603 | General Facility - Resource room |  | Adequate | 2,414.04 | NO
North Terrace_NT17-Hughes_Level Five_522 _ Office - Staff | NT-NT17-05-522 | NT17-05-522-Office - Staff | North Terrace | NT | NT17 | Hughes | 05 | Level Five | 522 | 387 | Psychology | 387 | School of Psychology | 8.35 | Office - Staff | 1 | Office Space Group | 101 | Office - Academic Staff |  | Adequate | 1,416.01 | NO
North Terrace_NT17-Hughes_Level Five_523 _ Office - Staff | NT-NT17-05-523 | NT17-05-523-Office - Staff | North Terrace | NT | NT17 | Hughes | 05 | Level Five | 523 | 387 | Psychology | 387 | School of Psychology | 8.35 | Office - Staff | 1 | Office Space Group | 101 | Office - Academic Staff |  | Adequate | 1,416.01 | NO
North Terrace_NT17-Hughes_Level Five_524 _ Office - Staff | NT-NT17-05-524 | NT17-05-524-Office - Staff | North Terrace | NT | NT17 | Hughes | 05 | Level Five | 524 | 387 | Psychology | 387 | School of Psychology | 12.05 | Office - Staff | 1 | Office Space Group | 101 | Office - Academic Staff |  | Adequate | 2,043.46 | NO
North Terrace_NT17-Hughes_Level Five_525 _ Meeting | NT-NT17-05-525 | NT17-05-525-Meeting | North Terrace | NT | NT17 | Hughes | 05 | Level Five | 525 | 387 | Psychology | 387 | School of Psychology | 27.2 | Meeting | 6 | General Facility Space Group | 601 | General Facility - Committee/Conference/Meeting room |  | Adequate | 5,166.15 | NO
North Terrace_NT17-Hughes_Level Five_526 _ Seminar Room | NT-NT17-05-526 | NT17-05-526-Seminar Room | North Terrace | NT | NT17 | Hughes | 05 | Level Five | 526 | 387 | Psychology | 387 | School of Psychology | 51.07 | Seminar Room | 2 | Teaching Space Group | 205 | Lecture/Seminar/Tutorial/Class Room (31 to 69) Flat Floor |  | Adequate | 10,565.88 | NO
North Terrace_NT17-Hughes_Level Five_527 _ Seminar Room | NT-NT17-05-527 | NT17-05-527-Seminar Room | North Terrace | NT | NT17 | Hughes | 05 | Level Five | 527 | 387 | Psychology | 387 | School of Psychology | 53.05 | Seminar Room | 2 | Teaching Space Group | 205 | Lecture/Seminar/Tutorial/Class Room (31 to 69) Flat Floor |  | Adequate | 10,975.53 | NO
North Terrace_NT17-Hughes_Level Five_557B _ WC-U-Access (LH) | NT-NT17-05-557B | NT17-05-557B-WC-U-Access (LH) | North Terrace | NT | NT17 | Hughes | 05 | Level Five | 557B | 99939 | Unusable Spaces | 99939 | Unusable Spaces | 7.11 | WC-U-Access (LH) | 8 | Non Useable Floor Area Space Group | 818 | Non-usable - Toilets/Amenities - Unisex Accessible |  | Excellent | 0.00 | NO
North Terrace_NT17-Hughes_Level Five_557D _ VSR | NT-NT17-05-557D | NT17-05-557D-VSR | North Terrace | NT | NT17 | Hughes | 05 | Level Five | 557D | 99939 | Unusable Spaces | 99939 | Unusable Spaces | 2.01 | VSR | 8 | Non Useable Floor Area Space Group | 840 | Non-usable - Service riser |  | Unknown | 0.00 | NO
North Terrace_NT17-Hughes_Level Six_600 _ Lift Lobby | NT-NT17-06-600 | NT17-06-600-Lift Lobby | North Terrace | NT | NT17 | Hughes | 06 | Level Six | 600 | 99939 | Unusable Spaces | 99939 | Unusable Spaces | 26.62 | Lift Lobby | 8 | Non Useable Floor Area Space Group | 805 | Non-usable - Circulation space |  | Unknown | 0.00 | NO
North Terrace_NT17-Hughes_Level Six_600A _ ITS Hub Riser | NT-NT17-06-600A | NT17-06-600A-ITS Hub Riser | North Terrace | NT | NT17 | Hughes | 06 | Level Six | 600A | 850 | ITDS Branch Central Costs | 869 | Information Technology and Digital Services | 5.96 | ITS Hub Riser | 8 | Non Useable Floor Area Space Group | 840 | Non-usable - Service riser |  | Adequate | 0.00 | NO
North Terrace_NT17-Hughes_Level Six_600B _ DB | NT-NT17-06-600B | NT17-06-600B-DB | North Terrace | NT | NT17 | Hughes | 06 | Level Six | 600B | 99939 | Unusable Spaces | 99939 | Unusable Spaces | 0.78 | DB | 8 | Non Useable Floor Area Space Group | 840 | Non-usable - Service riser |  | Unknown | 0.00 | NO
North Terrace_NT17-Hughes_Level Six_600C _ VSR - Comms | NT-NT17-06-600C | NT17-06-600C-VSR - Comms | North Terrace | NT | NT17 | Hughes | 06 | Level Six | 600C | 850 | ITDS Branch Central Costs | 869 | Information Technology and Digital Services | 0.42 | VSR - Comms | 8 | Non Useable Floor Area Space Group | 812 | Non-usable - Comms/network system/Telephone/PABX |  | Adequate | 0.00 | NO
North Terrace_NT17-Hughes_Level Six_601 _ Store | NT-NT17-06-601 | NT17-06-601-Store | North Terrace | NT | NT17 | Hughes | 06 | Level Six | 601 | 775 | University Library Collections | 733 | University Library | 9.14 | Store | 4 | Ancillary Area Space Group | 415 | Ancillary Area - Store Room - Archives |  | Adequate | 1,363.98 | NO
North Terrace_NT17-Hughes_Level Six_602 _ A/L | NT-NT17-06-602 | NT17-06-602-A/L | North Terrace | NT | NT17 | Hughes | 06 | Level Six | 602 | 99939 | Unusable Spaces | 99939 | Unusable Spaces | 1.56 | A/L | 8 | Non Useable Floor Area Space Group | 822 | Non-usable - Toilets/Amenities - Unisex |  | Unknown | 0.00 | NO
North Terrace_NT17-Hughes_Level Six_602A _ WC - F | NT-NT17-06-602A | NT17-06-602A-WC - F | North Terrace | NT | NT17 | Hughes | 06 | Level Six | 602A | 99939 | Unusable Spaces | 99939 | Unusable Spaces | 10.01 | WC - F | 8 | Non Useable Floor Area Space Group | 820 | Non-usable - Toilets/Amenities - Female |  | Unknown | 0.00 | NO
North Terrace_NT17-Hughes_Level Six_602B _ VSR | NT-NT17-06-602B | NT17-06-602B-VSR | North Terrace | NT | NT17 | Hughes | 06 | Level Six | 602B | 99939 | Unusable Spaces | 99939 | Unusable Spaces | 2.01 | VSR | 8 | Non Useable Floor Area Space Group | 840 | Non-usable - Service riser |  | Unknown | 0.00 | NO
North Terrace_NT17-Hughes_Level Six_603 _ Stair | NT-NT17-06-603 | NT17-06-603-Stair | North Terrace | NT | NT17 | Hughes | 06 | Level Six | 603 | 99939 | Unusable Spaces | 99939 | Unusable Spaces | 13.72 | Stair | 8 | Non Useable Floor Area Space Group | 805 | Non-usable - Circulation space |  | Unknown | 0.00 | NO
North Terrace_NT17-Hughes_Level Six_604 _ Cleaner | NT-NT17-06-604 | NT17-06-604-Cleaner | North Terrace | NT | NT17 | Hughes | 06 | Level Six | 604 | 99939 | Unusable Spaces | 99939 | Unusable Spaces | 2.68 | Cleaner | 8 | Non Useable Floor Area Space Group | 806 | Non-usable - Cleaners room |  | Unknown | 0.00 | NO
North Terrace_NT17-Hughes_Level Six_605 _ Corr. | NT-NT17-06-605 | NT17-06-605-Corr. | North Terrace | NT | NT17 | Hughes | 06 | Level Six | 605 | 99939 | Unusable Spaces | 99939 | Unusable Spaces | 13.04 | Corr. | 8 | Non Useable Floor Area Space Group | 805 | Non-usable - Circulation space |  | Unknown | 0.00 | NO
North Terrace_NT17-Hughes_Level Six_605A _ VSR | NT-NT17-06-605A | NT17-06-605A-VSR | North Terrace | NT | NT17 | Hughes | 06 | Level Six | 605A | 99939 | Unusable Spaces | 99939 | Unusable Spaces | 5.86 | VSR | 8 | Non Useable Floor Area Space Group | 840 | Non-usable - Service riser |  | Unknown | 0.00 | NO
North Terrace_NT17-Hughes_Level Six_605B _ Corr. | NT-NT17-06-605B | NT17-06-605B-Corr. | North Terrace | NT | NT17 | Hughes | 06 | Level Six | 605B | 99939 | Unusable Spaces | 99939 | Unusable Spaces | 5.02 | Corr. | 8 | Non Useable Floor Area Space Group | 805 | Non-usable - Circulation space |  | Unknown | 0.00 | NO
North Terrace_NT17-Hughes_Level Six_605C _ Copier Room | NT-NT17-06-605C | NT17-06-605C-Copier Room | North Terrace | NT | NT17 | Hughes | 06 | Level Six | 605C | 99954 | Division of Deputy Vice-Chancellor and Vice-President (Academic) - Shared Space | 730 | Office of Academic and Student Engagement | 4.38 | Copier Room | 6 | General Facility Space Group | 603 | General Facility - Resource room |  | Adequate | 831.90 | NO
North Terrace_NT17-Hughes_Level Six_605D _ Corr. | NT-NT17-06-605D | NT17-06-605D-Corr. | North Terrace | NT | NT17 | Hughes | 06 | Level Six | 605D | 99939 | Unusable Spaces | 99939 | Unusable Spaces | 9.86 | Corr. | 8 | Non Useable Floor Area Space Group | 805 | Non-usable - Circulation space |  | Unknown | 0.00 | NO
North Terrace_NT17-Hughes_Level Six_606 _ Tea Room / Meeting - shared | NT-NT17-06-606 | NT17-06-606-Tea Room / Meeting - shared | North Terrace | NT | NT17 | Hughes | 06 | Level Six | 606 | 99954 | Division of Deputy Vice-Chancellor and Vice-President (Academic) - Shared Space | 730 | Office of Academic and Student Engagement | 19.05 | Tea Room / Meeting - shared | 6 | General Facility Space Group | 608 | General Facility - Kitchen/Servery/Food Storage |  | Adequate | 3,618.20 | NO
North Terrace_NT17-Hughes_Level Six_607 _ Office | NT-NT17-06-607 | NT17-06-607-Office | North Terrace | NT | NT17 | Hughes | 06 | Level Six | 607 | 730 | Office of Academic and Student Engagement | 730 | Office of Academic and Student Engagement | 33.93 | Office | 1 | Office Space Group | 101 | Office - Academic Staff |  | Adequate | 5,753.92 | NO
North Terrace_NT17-Hughes_Level Six_608D _ VSR | NT-NT17-06-608D | NT17-06-608D-VSR | North Terrace | NT | NT17 | Hughes | 06 | Level Six | 608D | 99939 | Unusable Spaces | 99939 | Unusable Spaces | 0.86 | VSR | 8 | Non Useable Floor Area Space Group | 840 | Non-usable - Service riser |  | Unknown | 0.00 | NO
North Terrace_NT17-Hughes_Level Six_610 _ Office - Open Plan | NT-NT17-06-610 | NT17-06-610-Office - Open Plan | North Terrace | NT | NT17 | Hughes | 06 | Level Six | 610 | 674 | Student Life & Student Affairs | 671 | Student Experience | 19.77 | Office - Open Plan | 1 | Office Space Group | 101 | Office - Academic Staff |  | Adequate | 3,352.64 | NO
North Terrace_NT17-Hughes_Level Six_610.01 _ Workstation | NT-NT17-06-610.01 | NT17-06-610.01-Workstation | North Terrace | NT | NT17 | Hughes | 06 | Level Six | 610.01 | 674 | Student Life & Student Affairs | 671 | Student Experience | 3.51 | Workstation | 1 | Office Space Group | 101 | Office - Academic Staff |  | Adequate | 595.23 | NO
North Terrace_NT17-Hughes_Level Six_610.02 _ Workstation | NT-NT17-06-610.02 | NT17-06-610.02-Workstation | North Terrace | NT | NT17 | Hughes | 06 | Level Six | 610.02 | 674 | Student Life & Student Affairs | 671 | Student Experience | 3.51 | Workstation | 1 | Office Space Group | 101 | Office - Academic Staff |  | Adequate | 595.23 | NO
North Terrace_NT17-Hughes_Level Six_610.03 _ Workstation | NT-NT17-06-610.03 | NT17-06-610.03-Workstation | North Terrace | NT | NT17 | Hughes | 06 | Level Six | 610.03 | 674 | Student Life & Student Affairs | 671 | Student Experience | 4.05 | Workstation | 1 | Office Space Group | 101 | Office - Academic Staff |  | Adequate | 686.81 | NO
North Terrace_NT17-Hughes_Level Six_611 _ Office | NT-NT17-06-611 | NT17-06-611-Office | North Terrace | NT | NT17 | Hughes | 06 | Level Six | 611 | 674 | Student Life & Student Affairs | 671 | Student Experience | 12.12 | Office | 1 | Office Space Group | 101 | Office - Academic Staff |  | Adequate | 2,055.34 | NO
North Terrace_NT17-Hughes_Level Six_612 _ Office | NT-NT17-06-612 | NT17-06-612-Office | North Terrace | NT | NT17 | Hughes | 06 | Level Six | 612 | 730 | Office of Academic and Student Engagement | 730 | Office of Academic and Student Engagement | 12.12 | Office | 1 | Office Space Group | 101 | Office - Academic Staff |  | Adequate | 2,055.34 | NO
North Terrace_NT17-Hughes_Level Six_613 _ Meeting | NT-NT17-06-613 | NT17-06-613-Meeting | North Terrace | NT | NT17 | Hughes | 06 | Level Six | 613 | 99954 | Division of Deputy Vice-Chancellor and Vice-President (Academic) - Shared Space | 730 | Office of Academic and Student Engagement | 12.01 | Meeting | 6 | General Facility Space Group | 601 | General Facility - Committee/Conference/Meeting room |  | Adequate | 2,281.08 | NO
North Terrace_NT17-Hughes_Level Six_614 _ Office | NT-NT17-06-614 | NT17-06-614-Office | North Terrace | NT | NT17 | Hughes | 06 | Level Six | 614 | 99954 | Division of Deputy Vice-Chancellor and Vice-President (Academic) - Shared Space | 730 | Office of Academic and Student Engagement | 12.01 | Office | 1 | Office Space Group | 101 | Office - Academic Staff |  | Adequate | 2,036.68 | NO
North Terrace_NT17-Hughes_Level Six_615 _ Circ. | NT-NT17-06-615 | NT17-06-615-Circ. | North Terrace | NT | NT17 | Hughes | 06 | Level Six | 615 | 99939 | Unusable Spaces | 99939 | Unusable Spaces | 17.5 | Circ. | 8 | Non Useable Floor Area Space Group | 805 | Non-usable - Circulation space |  | Adequate | 0.00 | NO
North Terrace_NT17-Hughes_Level Six_615.01 _ Workstation - Reception | NT-NT17-06-615.01 | NT17-06-615.01-Workstation - Reception | North Terrace | NT | NT17 | Hughes | 06 | Level Six | 615.01 | 674 | Student Life & Student Affairs | 671 | Student Experience | 2.81 | Workstation - Reception | 1 | Office Space Group | 118 | Open Plan - Reception Area |  | Adequate | 476.53 | NO
North Terrace_NT17-Hughes_Level Six_615.02 _ Workstation - Reception | NT-NT17-06-615.02 | NT17-06-615.02-Workstation - Reception | North Terrace | NT | NT17 | Hughes | 06 | Level Six | 615.02 | 674 | Student Life & Student Affairs | 671 | Student Experience | 2.81 | Workstation - Reception | 1 | Office Space Group | 118 | Open Plan - Reception Area |  | Adequate | 476.53 | NO
North Terrace_NT17-Hughes_Level Six_615B _ Corr. | NT-NT17-06-615B | NT17-06-615B-Corr. | North Terrace | NT | NT17 | Hughes | 06 | Level Six | 615B | 99939 | Unusable Spaces | 99939 | Unusable Spaces | 38.03 | Corr. | 8 | Non Useable Floor Area Space Group | 805 | Non-usable - Circulation space |  | Unknown | 0.00 | NO
North Terrace_NT17-Hughes_Level Six_615C _ Store | NT-NT17-06-615C | NT17-06-615C-Store | North Terrace | NT | NT17 | Hughes | 06 | Level Six | 615C | 674 | Student Life & Student Affairs | 671 | Student Experience | 0.51 | Store | 4 | Ancillary Area Space Group | 419 | Ancillary Area - Store Room - Generic |  | Adequate | 76.11 | NO
North Terrace_NT17-Hughes_Level Six_615D _ Cupboard | NT-NT17-06-615D | NT17-06-615D-Cupboard | North Terrace | NT | NT17 | Hughes | 06 | Level Six | 615D | 674 | Student Life & Student Affairs | 671 | Student Experience | 0.5 | Cupboard | 4 | Ancillary Area Space Group | 419 | Ancillary Area - Store Room - Generic |  | Adequate | 74.62 | NO
North Terrace_NT17-Hughes_Level Six_615E _ Corr. | NT-NT17-06-615E | NT17-06-615E-Corr. | North Terrace | NT | NT17 | Hughes | 06 | Level Six | 615E | 99939 | Unusable Spaces | 99939 | Unusable Spaces | 6.26 | Corr. | 8 | Non Useable Floor Area Space Group | 805 | Non-usable - Circulation space |  | Unknown | 0.00 | NO
North Terrace_NT17-Hughes_Level Six_615F _ Waiting | NT-NT17-06-615F | NT17-06-615F-Waiting | North Terrace | NT | NT17 | Hughes | 06 | Level Six | 615F | 674 | Student Life & Student Affairs | 671 | Student Experience | 10.58 | Waiting | 6 | General Facility Space Group | 623 | General Facility - Waiting Area/Foyer/Reception Area |  | Adequate | 2,009.48 | NO
North Terrace_NT17-Hughes_Level Six_615G _ Office - Careers | NT-NT17-06-615G | NT17-06-615G-Office - Careers | North Terrace | NT | NT17 | Hughes | 06 | Level Six | 615G | 674 | Student Life & Student Affairs | 671 | Student Experience | 3.22 | Office - Careers | 1 | Office Space Group | 108 | Office - Professional/General Staff |  | Adequate | 546.05 | NO
North Terrace_NT17-Hughes_Level Six_616 _ Office | NT-NT17-06-616 | NT17-06-616-Office | North Terrace | NT | NT17 | Hughes | 06 | Level Six | 616 | 674 | Student Life & Student Affairs | 671 | Student Experience | 12.01 | Office | 1 | Office Space Group | 108 | Office - Professional/General Staff |  | Adequate | 2,036.68 | NO
North Terrace_NT17-Hughes_Level Six_617 _ Office | NT-NT17-06-617 | NT17-06-617-Office | North Terrace | NT | NT17 | Hughes | 06 | Level Six | 617 | 674 | Student Life & Student Affairs | 671 | Student Experience | 12.04 | Office | 1 | Office Space Group | 108 | Office - Professional/General Staff |  | Adequate | 2,041.77 | NO
North Terrace_NT17-Hughes_Level Six_618 _ Office | NT-NT17-06-618 | NT17-06-618-Office | North Terrace | NT | NT17 | Hughes | 06 | Level Six | 618 | 674 | Student Life & Student Affairs | 671 | Student Experience | 12.08 | Office | 1 | Office Space Group | 108 | Office - Professional/General Staff |  | Adequate | 2,048.55 | NO
North Terrace_NT17-Hughes_Level Six_619 _ Office | NT-NT17-06-619 | NT17-06-619-Office | North Terrace | NT | NT17 | Hughes | 06 | Level Six | 619 | 674 | Student Life & Student Affairs | 671 | Student Experience | 12.08 | Office | 1 | Office Space Group | 108 | Office - Professional/General Staff |  | Adequate | 2,048.55 | NO
North Terrace_NT17-Hughes_Level Six_620 _ Office | NT-NT17-06-620 | NT17-06-620-Office | North Terrace | NT | NT17 | Hughes | 06 | Level Six | 620 | 674 | Student Life & Student Affairs | 671 | Student Experience | 12.16 | Office | 1 | Office Space Group | 108 | Office - Professional/General Staff |  | Adequate | 2,062.12 | NO
North Terrace_NT17-Hughes_Level Six_621 _ Office | NT-NT17-06-621 | NT17-06-621-Office | North Terrace | NT | NT17 | Hughes | 06 | Level Six | 621 | 674 | Student Life & Student Affairs | 671 | Student Experience | 12.94 | Office | 1 | Office Space Group | 108 | Office - Professional/General Staff |  | Adequate | 2,194.39 | NO
North Terrace_NT17-Hughes_Level Six_622 _ Office | NT-NT17-06-622 | NT17-06-622-Office | North Terrace | NT | NT17 | Hughes | 06 | Level Six | 622 | 674 | Student Life & Student Affairs | 671 | Student Experience | 18.95 | Office | 1 | Office Space Group | 108 | Office - Professional/General Staff |  | Adequate | 3,213.58 | NO
North Terrace_NT17-Hughes_Level Six_623 _ Stair | NT-NT17-06-623 | NT17-06-623-Stair | North Terrace | NT | NT17 | Hughes | 06 | Level Six | 623 | 99939 | Unusable Spaces | 99939 | Unusable Spaces | 12.89 | Stair | 8 | Non Useable Floor Area Space Group | 805 | Non-usable - Circulation space |  | Unknown | 0.00 | NO
North Terrace_NT17-Hughes_Level Six_624 _ Office | NT-NT17-06-624 | NT17-06-624-Office | North Terrace | NT | NT17 | Hughes | 06 | Level Six | 624 | 674 | Student Life & Student Affairs | 671 | Student Experience | 15.33 | Office | 1 | Office Space Group | 108 | Office - Professional/General Staff |  | Adequate | 2,599.69 | NO
North Terrace_NT17-Hughes_Level Six_625 _ Office | NT-NT17-06-625 | NT17-06-625-Office | North Terrace | NT | NT17 | Hughes | 06 | Level Six | 625 | 674 | Student Life & Student Affairs | 671 | Student Experience | 8.64 | Office | 1 | Office Space Group | 108 | Office - Professional/General Staff |  | Adequate | 1,465.19 | NO
North Terrace_NT17-Hughes_Level Six_625.01 _ Workstation | NT-NT17-06-625.01 | NT17-06-625.01-Workstation | North Terrace | NT | NT17 | Hughes | 06 | Level Six | 625.01 | 674 | Student Life & Student Affairs | 671 | Student Experience | 2.99 | Workstation | 1 | Office Space Group | 108 | Office - Professional/General Staff |  | Adequate | 507.05 | NO
North Terrace_NT17-Hughes_Level Six_625.02 _ Workstation | NT-NT17-06-625.02 | NT17-06-625.02-Workstation | North Terrace | NT | NT17 | Hughes | 06 | Level Six | 625.02 | 674 | Student Life & Student Affairs | 671 | Student Experience | 2.9 | Workstation | 1 | Office Space Group | 108 | Office - Professional/General Staff |  | Adequate | 491.79 | NO
North Terrace_NT17-Hughes_Level Six_625.03 _ Workstation | NT-NT17-06-625.03 | NT17-06-625.03-Workstation | North Terrace | NT | NT17 | Hughes | 06 | Level Six | 625.03 | 674 | Student Life & Student Affairs | 671 | Student Experience | 2.86 | Workstation | 1 | Office Space Group | 108 | Office - Professional/General Staff |  | Adequate | 485.00 | NO
North Terrace_NT17-Hughes_Level Six_625.04 _ Workstation | NT-NT17-06-625.04 | NT17-06-625.04-Workstation | North Terrace | NT | NT17 | Hughes | 06 | Level Six | 625.04 | 674 | Student Life & Student Affairs | 671 | Student Experience | 2.86 | Workstation | 1 | Office Space Group | 108 | Office - Professional/General Staff |  | Adequate | 485.00 | NO
North Terrace_NT17-Hughes_Level Six_627 _ Seminar Room | NT-NT17-06-627 | NT17-06-627-Seminar Room | North Terrace | NT | NT17 | Hughes | 06 | Level Six | 627 | 99954 | Division of Deputy Vice-Chancellor and Vice-President (Academic) - Shared Space | 730 | Office of Academic and Student Engagement | 53.41 | Seminar Room | 2 | Teaching Space Group | 206 | Lecture/Seminar/Tutorial/Class Room (<30) Flat Floor |  | Adequate | 11,050.01 | NO
North Terrace_NT17-Hughes_Level Six_627A _ Utility | NT-NT17-06-627A | NT17-06-627A-Utility | North Terrace | NT | NT17 | Hughes | 06 | Level Six | 627A | 674 | Student Life & Student Affairs | 671 | Student Experience | 7.76 | Utility | 6 | General Facility Space Group | 603 | General Facility - Resource room |  | Adequate | 1,473.87 | NO
North Terrace_NT17-Hughes_Level Six_627B _ Tea Point | NT-NT17-06-627B | NT17-06-627B-Tea Point | North Terrace | NT | NT17 | Hughes | 06 | Level Six | 627B | 674 | Student Life & Student Affairs | 671 | Student Experience | 7.85 | Tea Point | 6 | General Facility Space Group | 608 | General Facility - Kitchen/Servery/Food Storage |  | Adequate | 1,490.97 | NO
North Terrace_NT17-Hughes_Level Six_628 _ Office | NT-NT17-06-628 | NT17-06-628-Office | North Terrace | NT | NT17 | Hughes | 06 | Level Six | 628 | 674 | Student Life & Student Affairs | 671 | Student Experience | 13.92 | Office | 1 | Office Space Group | 108 | Office - Professional/General Staff |  | Adequate | 2,360.58 | NO
North Terrace_NT17-Hughes_Level Six_629 _ Office | NT-NT17-06-629 | NT17-06-629-Office | North Terrace | NT | NT17 | Hughes | 06 | Level Six | 629 | 674 | Student Life & Student Affairs | 671 | Student Experience | 14.02 | Office | 1 | Office Space Group | 108 | Office - Professional/General Staff |  | Adequate | 2,377.54 | NO
North Terrace_NT17-Hughes_Level Six_630 _ Office | NT-NT17-06-630 | NT17-06-630-Office | North Terrace | NT | NT17 | Hughes | 06 | Level Six | 630 | 674 | Student Life & Student Affairs | 671 | Student Experience | 13.88 | Office | 1 | Office Space Group | 108 | Office - Professional/General Staff |  | Adequate | 2,353.80 | NO
North Terrace_NT17-Hughes_Level Six_631 _ Office | NT-NT17-06-631 | NT17-06-631-Office | North Terrace | NT | NT17 | Hughes | 06 | Level Six | 631 | 674 | Student Life & Student Affairs | 671 | Student Experience | 14.77 | Office | 1 | Office Space Group | 101 | Office - Academic Staff |  | Adequate | 2,504.73 | NO
North Terrace_NT17-Hughes_Level Seven_700 _ Lift Lobby | NT-NT17-07-700 | NT17-07-700-Lift Lobby | North Terrace | NT | NT17 | Hughes | 07 | Level Seven | 700 | 99939 | Unusable Spaces | 99939 | Unusable Spaces | 27.1 | Lift Lobby | 8 | Non Useable Floor Area Space Group | 805 | Non-usable - Circulation space |  | Unknown | 0.00 | NO
North Terrace_NT17-Hughes_Level Seven_700A _ ITS Hub Riser | NT-NT17-07-700A | NT17-07-700A-ITS Hub Riser | North Terrace | NT | NT17 | Hughes | 07 | Level Seven | 700A | 850 | ITDS Branch Central Costs | 869 | Information Technology and Digital Services | 5.96 | ITS Hub Riser | 8 | Non Useable Floor Area Space Group | 840 | Non-usable - Service riser |  | Adequate | 0.00 | NO
North Terrace_NT17-Hughes_Level Seven_700B _ VSR | NT-NT17-07-700B | NT17-07-700B-VSR | North Terrace | NT | NT17 | Hughes | 07 | Level Seven | 700B | 99939 | Unusable Spaces | 99939 | Unusable Spaces | 0.78 | VSR | 8 | Non Useable Floor Area Space Group | 840 | Non-usable - Service riser |  | Unknown | 0.00 | NO
North Terrace_NT17-Hughes_Level Seven_700C _ VSR - Comms | NT-NT17-07-700C | NT17-07-700C-VSR - Comms | North Terrace | NT | NT17 | Hughes | 07 | Level Seven | 700C | 850 | ITDS Branch Central Costs | 869 | Information Technology and Digital Services | 0.42 | VSR - Comms | 8 | Non Useable Floor Area Space Group | 840 | Non-usable - Service riser |  | Adequate | 0.00 | NO
North Terrace_NT17-Hughes_Level Seven_700M _ Lift | NT-NT17-07-700M | NT17-07-700M-Lift | North Terrace | NT | NT17 | Hughes | 07 | Level Seven | 700M | 99939 | Unusable Spaces | 99939 | Unusable Spaces | 5.96 | Lift | 8 | Non Useable Floor Area Space Group | 838 | Non-usable - Lift |  | Unknown | 0.00 | NO
North Terrace_NT17-Hughes_Level Seven_700N _ Lift | NT-NT17-07-700N | NT17-07-700N-Lift | North Terrace | NT | NT17 | Hughes | 07 | Level Seven | 700N | 99939 | Unusable Spaces | 99939 | Unusable Spaces | 5.96 | Lift | 8 | Non Useable Floor Area Space Group | 838 | Non-usable - Lift |  | Unknown | 0.00 | NO
North Terrace_NT17-Hughes_Level Seven_702 _ WC-U-Access (RH) | NT-NT17-07-702 | NT17-07-702-WC-U-Access (RH) | North Terrace | NT | NT17 | Hughes | 07 | Level Seven | 702 | 99939 | Unusable Spaces | 99939 | Unusable Spaces | 9.47 | WC-U-Access (RH) | 8 | Non Useable Floor Area Space Group | 818 | Non-usable - Toilets/Amenities - Unisex Accessible |  | Unknown | 0.00 | NO
North Terrace_NT17-Hughes_Level Seven_702B _ VSR | NT-NT17-07-702B | NT17-07-702B-VSR | North Terrace | NT | NT17 | Hughes | 07 | Level Seven | 702B | 99939 | Unusable Spaces | 99939 | Unusable Spaces | 2.01 | VSR | 8 | Non Useable Floor Area Space Group | 840 | Non-usable - Service riser |  | Unknown | 0.00 | NO
North Terrace_NT17-Hughes_Level Seven_703 _ A/L - M | NT-NT17-07-703 | NT17-07-703-A/L - M | North Terrace | NT | NT17 | Hughes | 07 | Level Seven | 703 | 99939 | Unusable Spaces | 99939 | Unusable Spaces | 1.56 | A/L - M | 8 | Non Useable Floor Area Space Group | 821 | Non-usable - Toilets/Amenities - Male |  | Unknown | 0.00 | NO
North Terrace_NT17-Hughes_Level Seven_703A _ WC - M | NT-NT17-07-703A | NT17-07-703A-WC - M | North Terrace | NT | NT17 | Hughes | 07 | Level Seven | 703A | 99939 | Unusable Spaces | 99939 | Unusable Spaces | 11.97 | WC - M | 8 | Non Useable Floor Area Space Group | 821 | Non-usable - Toilets/Amenities - Male |  | Unknown | 0.00 | NO
North Terrace_NT17-Hughes_Level Seven_704 _ Stair | NT-NT17-07-704 | NT17-07-704-Stair | North Terrace | NT | NT17 | Hughes | 07 | Level Seven | 704 | 99939 | Unusable Spaces | 99939 | Unusable Spaces | 13.72 | Stair | 8 | Non Useable Floor Area Space Group | 805 | Non-usable - Circulation space |  | Unknown | 0.00 | NO
North Terrace_NT17-Hughes_Level Seven_705 _ Cleaner | NT-NT17-07-705 | NT17-07-705-Cleaner | North Terrace | NT | NT17 | Hughes | 07 | Level Seven | 705 | 99939 | Unusable Spaces | 99939 | Unusable Spaces | 2.68 | Cleaner | 8 | Non Useable Floor Area Space Group | 806 | Non-usable - Cleaners room |  | Unknown | 0.00 | NO
North Terrace_NT17-Hughes_Level Seven_706 _ Corr. | NT-NT17-07-706 | NT17-07-706-Corr. | North Terrace | NT | NT17 | Hughes | 07 | Level Seven | 706 | 99939 | Unusable Spaces | 99939 | Unusable Spaces | 66.71 | Corr. | 8 | Non Useable Floor Area Space Group | 805 | Non-usable - Circulation space |  | Unknown | 0.00 | NO
North Terrace_NT17-Hughes_Level Seven_706A _ VSR | NT-NT17-07-706A | NT17-07-706A-VSR | North Terrace | NT | NT17 | Hughes | 07 | Level Seven | 706A | 99939 | Unusable Spaces | 99939 | Unusable Spaces | 5.86 | VSR | 8 | Non Useable Floor Area Space Group | 840 | Non-usable - Service riser |  | Unknown | 0.00 | NO
North Terrace_NT17-Hughes_Level Seven_706B _ Corr. | NT-NT17-07-706B | NT17-07-706B-Corr. | North Terrace | NT | NT17 | Hughes | 07 | Level Seven | 706B | 99939 | Unusable Spaces | 99939 | Unusable Spaces | 3.65 | Corr. | 8 | Non Useable Floor Area Space Group | 805 | Non-usable - Circulation space |  | Unknown | 0.00 | NO
North Terrace_NT17-Hughes_Level Seven_706C _ FHR | NT-NT17-07-706C | NT17-07-706C-FHR | North Terrace | NT | NT17 | Hughes | 07 | Level Seven | 706C | 99939 | Unusable Spaces | 99939 | Unusable Spaces | 0.5 | FHR | 8 | Non Useable Floor Area Space Group | 840 | Non-usable - Service riser |  | Unknown | 0.00 | NO
North Terrace_NT17-Hughes_Level Seven_706D _ DB | NT-NT17-07-706D | NT17-07-706D-DB | North Terrace | NT | NT17 | Hughes | 07 | Level Seven | 706D | 99939 | Unusable Spaces | 99939 | Unusable Spaces | 0.76 | DB | 8 | Non Useable Floor Area Space Group | 815 | Non-usable - Switch room |  | Unknown | 0.00 | NO
North Terrace_NT17-Hughes_Level Seven_707 _ Meeting Room / Tea Room | NT-NT17-07-707 | NT17-07-707-Meeting Room / Tea Room | North Terrace | NT | NT17 | Hughes | 07 | Level Seven | 707 | 387 | Psychology | 387 | School of Psychology | 25.88 | Meeting Room / Tea Room | 6 | General Facility Space Group | 601 | General Facility - Committee/Conference/Meeting room |  | Adequate | 4,915.44 | NO
North Terrace_NT17-Hughes_Level Seven_707A _ Tea Point - shared | NT-NT17-07-707A | NT17-07-707A-Tea Point - shared | North Terrace | NT | NT17 | Hughes | 07 | Level Seven | 707A | 387 | Psychology | 387 | School of Psychology | 5.42 | Tea Point - shared | 6 | General Facility Space Group | 608 | General Facility - Kitchen/Servery/Food Storage |  | Adequate | 1,029.43 | NO
North Terrace_NT17-Hughes_Level Seven_708 _ Office - Staff | NT-NT17-07-708 | NT17-07-708-Office - Staff | North Terrace | NT | NT17 | Hughes | 07 | Level Seven | 708 | 387 | Psychology | 387 | School of Psychology | 26.14 | Office - Staff | 1 | Office Space Group | 101 | Office - Academic Staff |  | Adequate | 4,432.88 | NO
North Terrace_NT17-Hughes_Level Seven_708D _ VSR | NT-NT17-07-708D | NT17-07-708D-VSR | North Terrace | NT | NT17 | Hughes | 07 | Level Seven | 708D | 99939 | Unusable Spaces | 99939 | Unusable Spaces | 0.86 | VSR | 8 | Non Useable Floor Area Space Group | 840 | Non-usable - Service riser |  | Unknown | 0.00 | NO
North Terrace_NT17-Hughes_Level Seven_709 _ Office - Staff | NT-NT17-07-709 | NT17-07-709-Office - Staff | North Terrace | NT | NT17 | Hughes | 07 | Level Seven | 709 | 387 | Psychology | 387 | School of Psychology | 15.99 | Office - Staff | 1 | Office Space Group | 101 | Office - Academic Staff |  | Adequate | 2,711.62 | NO
North Terrace_NT17-Hughes_Level Seven_710 _ Office | NT-NT17-07-710 | NT17-07-710-Office | North Terrace | NT | NT17 | Hughes | 07 | Level Seven | 710 | 387 | Psychology | 387 | School of Psychology | 12.35 | Office | 1 | Office Space Group | 103 | Office - Research Students |  | Adequate | 2,094.34 | NO
North Terrace_NT17-Hughes_Level Seven_711 _ Office | NT-NT17-07-711 | NT17-07-711-Office | North Terrace | NT | NT17 | Hughes | 07 | Level Seven | 711 | 387 | Psychology | 387 | School of Psychology | 12.12 | Office | 1 | Office Space Group | 103 | Office - Research Students |  | Adequate | 2,055.34 | NO
North Terrace_NT17-Hughes_Level Seven_712 _ Office | NT-NT17-07-712 | NT17-07-712-Office | North Terrace | NT | NT17 | Hughes | 07 | Level Seven | 712 | 387 | Psychology | 387 | School of Psychology | 12.12 | Office | 1 | Office Space Group | 103 | Office - Research Students |  | Adequate | 2,055.34 | NO
North Terrace_NT17-Hughes_Level Seven_713 _ Office / Research Lab | NT-NT17-07-713 | NT17-07-713-Office / Research Lab | North Terrace | NT | NT17 | Hughes | 07 | Level Seven | 713 | 387 | Psychology | 387 | School of Psychology | 18.46 | Office / Research Lab | 1 | Office Space Group | 101 | Office - Academic Staff |  | Adequate | 3,130.49 | NO
North Terrace_NT17-Hughes_Level Seven_714 _ Office / Research Lab | NT-NT17-07-714 | NT17-07-714-Office / Research Lab | North Terrace | NT | NT17 | Hughes | 07 | Level Seven | 714 | 387 | Psychology | 387 | School of Psychology | 18.54 | Office / Research Lab | 1 | Office Space Group | 101 | Office - Academic Staff |  | Adequate | 3,144.05 | NO
North Terrace_NT17-Hughes_Level Seven_715 _ Office - Study | NT-NT17-07-715 | NT17-07-715-Office - Study | North Terrace | NT | NT17 | Hughes | 07 | Level Seven | 715 | 387 | Psychology | 387 | School of Psychology | 12.04 | Office - Study | 1 | Office Space Group | 101 | Office - Academic Staff |  | Adequate | 2,041.77 | NO
North Terrace_NT17-Hughes_Level Seven_716 _ Office - Study | NT-NT17-07-716 | NT17-07-716-Office - Study | North Terrace | NT | NT17 | Hughes | 07 | Level Seven | 716 | 387 | Psychology | 387 | School of Psychology | 12.08 | Office - Study | 1 | Office Space Group | 101 | Office - Academic Staff |  | Adequate | 2,048.55 | NO
North Terrace_NT17-Hughes_Level Seven_717 _ Office - Staff | NT-NT17-07-717 | NT17-07-717-Office - Staff | North Terrace | NT | NT17 | Hughes | 07 | Level Seven | 717 | 387 | Psychology | 387 | School of Psychology | 12.08 | Office - Staff | 1 | Office Space Group | 101 | Office - Academic Staff |  | Adequate | 2,048.55 | NO
North Terrace_NT17-Hughes_Level Seven_718A _ Office - Staff | NT-NT17-07-718A | NT17-07-718A-Office - Staff | North Terrace | NT | NT17 | Hughes | 07 | Level Seven | 718A | 387 | Psychology | 387 | School of Psychology | 12.16 | Office - Staff | 1 | Office Space Group | 101 | Office - Academic Staff |  | Adequate | 2,062.12 | NO
North Terrace_NT17-Hughes_Level Seven_718B _ Office | NT-NT17-07-718B | NT17-07-718B-Office | North Terrace | NT | NT17 | Hughes | 07 | Level Seven | 718B | 387 | Psychology | 387 | School of Psychology | 11.49 | Office | 1 | Office Space Group | 101 | Office - Academic Staff |  | Adequate | 1,948.50 | NO
North Terrace_NT17-Hughes_Level Seven_718C _ Store | NT-NT17-07-718C | NT17-07-718C-Store | North Terrace | NT | NT17 | Hughes | 07 | Level Seven | 718C | 387 | Psychology | 387 | School of Psychology | 0.5 | Store | 4 | Ancillary Area Space Group | 419 | Ancillary Area - Store Room - Generic |  | Adequate | 74.62 | NO
North Terrace_NT17-Hughes_Level Seven_719 _ Office - Staff | NT-NT17-07-719 | NT17-07-719-Office - Staff | North Terrace | NT | NT17 | Hughes | 07 | Level Seven | 719 | 387 | Psychology | 387 | School of Psychology | 16.77 | Office - Staff | 1 | Office Space Group | 101 | Office - Academic Staff |  | Adequate | 2,843.89 | NO
North Terrace_NT17-Hughes_Level Seven_719A _ Utility | NT-NT17-07-719A | NT17-07-719A-Utility | North Terrace | NT | NT17 | Hughes | 07 | Level Seven | 719A | 387 | Psychology | 387 | School of Psychology | 8.99 | Utility | 1 | Office Space Group | 101 | Office - Academic Staff |  | Adequate | 1,524.54 | NO
North Terrace_NT17-Hughes_Level Seven_720 _ Stair | NT-NT17-07-720 | NT17-07-720-Stair | North Terrace | NT | NT17 | Hughes | 07 | Level Seven | 720 | 99939 | Unusable Spaces | 99939 | Unusable Spaces | 12.89 | Stair | 8 | Non Useable Floor Area Space Group | 805 | Non-usable - Circulation space |  | Unknown | 0.00 | NO
North Terrace_NT17-Hughes_Level Seven_721 _ Office - Post Grad. | NT-NT17-07-721 | NT17-07-721-Office - Post Grad. | North Terrace | NT | NT17 | Hughes | 07 | Level Seven | 721 | 387 | Psychology | 387 | School of Psychology | 21.15 | Office - Post Grad. | 1 | Office Space Group | 103 | Office - Research Students |  | Adequate | 3,586.66 | NO
North Terrace_NT17-Hughes_Level Seven_721A _ Office / Research Lab | NT-NT17-07-721A | NT17-07-721A-Office / Research Lab | North Terrace | NT | NT17 | Hughes | 07 | Level Seven | 721A | 387 | Psychology | 387 | School of Psychology | 15.91 | Office / Research Lab | 1 | Office Space Group | 101 | Office - Academic Staff |  | Adequate | 2,698.05 | NO
North Terrace_NT17-Hughes_Level Seven_721B _ Office - Staff | NT-NT17-07-721B | NT17-07-721B-Office - Staff | North Terrace | NT | NT17 | Hughes | 07 | Level Seven | 721B | 387 | Psychology | 387 | School of Psychology | 16.77 | Office - Staff | 1 | Office Space Group | 101 | Office - Academic Staff |  | Adequate | 2,843.89 | NO
North Terrace_NT17-Hughes_Level Seven_721C _ Kitchen - shared | NT-NT17-07-721C | NT17-07-721C-Kitchen - shared | North Terrace | NT | NT17 | Hughes | 07 | Level Seven | 721C | 387 | Psychology | 387 | School of Psychology | 3.68 | Kitchen - shared | 6 | General Facility Space Group | 608 | General Facility - Kitchen/Servery/Food Storage |  | Adequate | 698.95 | NO
North Terrace_NT17-Hughes_Level Seven_722 _ Corr. | NT-NT17-07-722 | NT17-07-722-Corr. | North Terrace | NT | NT17 | Hughes | 07 | Level Seven | 722 | 99939 | Unusable Spaces | 99939 | Unusable Spaces | 12.06 | Corr. | 8 | Non Useable Floor Area Space Group | 805 | Non-usable - Circulation space |  | Excellent | 0.00 | NO
North Terrace_NT17-Hughes_Level Seven_723 _ Office - Open Plan | NT-NT17-07-723 | NT17-07-723-Office - Open Plan | North Terrace | NT | NT17 | Hughes | 07 | Level Seven | 723 | 652 | Student Learning | 652 | Student Learning | 15.47 | Office - Open Plan | 1 | Office Space Group | 116 | Open Plan - Professional/General Staff |  | Good | 3,279.29 | NO
North Terrace_NT17-Hughes_Level Seven_724 _ Meeting | NT-NT17-07-724 | NT17-07-724-Meeting | North Terrace | NT | NT17 | Hughes | 07 | Level Seven | 724 | 387 | Psychology | 387 | School of Psychology | 5.65 | Meeting | 6 | General Facility Space Group | 601 | General Facility - Committee/Conference/Meeting room |  | Excellent | 1,577.48 | NO
North Terrace_NT17-Hughes_Level Seven_724A _ Tea Point | NT-NT17-07-724A | NT17-07-724A-Tea Point | North Terrace | NT | NT17 | Hughes | 07 | Level Seven | 724A | 387 | Psychology | 387 | School of Psychology | 2.3 | Tea Point | 6 | General Facility Space Group | 608 | General Facility - Kitchen/Servery/Food Storage |  | Excellent | 642.16 | NO
North Terrace_NT17-Hughes_Level Seven_725 _ Office | NT-NT17-07-725 | NT17-07-725-Office | North Terrace | NT | NT17 | Hughes | 07 | Level Seven | 725 | 387 | Psychology | 387 | School of Psychology | 11.22 | Office | 1 | Office Space Group | 101 | Office - Academic Staff |  | Excellent | 2,796.99 | NO
North Terrace_NT17-Hughes_Level Seven_726 _ Office | NT-NT17-07-726 | NT17-07-726-Office | North Terrace | NT | NT17 | Hughes | 07 | Level Seven | 726 | 387 | Psychology | 387 | School of Psychology | 12.21 | Office | 1 | Office Space Group | 101 | Office - Academic Staff |  | Excellent | 3,043.78 | NO
North Terrace_NT17-Hughes_Level Seven_727 _ Office | NT-NT17-07-727 | NT17-07-727-Office | North Terrace | NT | NT17 | Hughes | 07 | Level Seven | 727 | 387 | Psychology | 387 | School of Psychology | 10.28 | Office | 1 | Office Space Group | 101 | Office - Academic Staff |  | Excellent | 2,562.66 | NO
North Terrace_NT17-Hughes_Level Seven_728 _ Office | NT-NT17-07-728 | NT17-07-728-Office | North Terrace | NT | NT17 | Hughes | 07 | Level Seven | 728 | 387 | Psychology | 387 | School of Psychology | 10.76 | Office | 1 | Office Space Group | 101 | Office - Academic Staff |  | Excellent | 2,682.31 | NO
North Terrace_NT17-Hughes_Level Seven_729 _ Office | NT-NT17-07-729 | NT17-07-729-Office | North Terrace | NT | NT17 | Hughes | 07 | Level Seven | 729 | 387 | Psychology | 387 | School of Psychology | 11.72 | Office | 1 | Office Space Group | 101 | Office - Academic Staff |  | Excellent | 2,921.63 | NO
North Terrace_NT17-Hughes_Level Seven_WS723.01 _ Workstation | NT-NT17-07-WS723.01 | NT17-07-WS723.01-Workstation | North Terrace | NT | NT17 | Hughes | 07 | Level Seven | WS723.01 | 652 | Student Learning | 652 | Student Learning | 4.11 | Workstation | 1 | Office Space Group | 116 | Open Plan - Professional/General Staff |  | Adequate | 696.98 | NO
North Terrace_NT17-Hughes_Level Seven_WS723.02 _ Workstation | NT-NT17-07-WS723.02 | NT17-07-WS723.02-Workstation | North Terrace | NT | NT17 | Hughes | 07 | Level Seven | WS723.02 | 652 | Student Learning | 652 | Student Learning | 4.11 | Workstation | 1 | Office Space Group | 116 | Open Plan - Professional/General Staff |  | Adequate | 696.98 | NO
North Terrace_NT17-Hughes_Level Seven_WS723.03 _ Workstation | NT-NT17-07-WS723.03 | NT17-07-WS723.03-Workstation | North Terrace | NT | NT17 | Hughes | 07 | Level Seven | WS723.03 | 652 | Student Learning | 652 | Student Learning | 4.11 | Workstation | 1 | Office Space Group | 116 | Open Plan - Professional/General Staff |  | Adequate | 696.98 | NO
North Terrace_NT17-Hughes_Level Seven_WS723.04 _ Workstation | NT-NT17-07-WS723.04 | NT17-07-WS723.04-Workstation | North Terrace | NT | NT17 | Hughes | 07 | Level Seven | WS723.04 | 652 | Student Learning | 652 | Student Learning | 4.11 | Workstation | 1 | Office Space Group | 116 | Open Plan - Professional/General Staff |  | Adequate | 696.98 | NO
North Terrace_NT17-Hughes_Level Seven_WS723.05 _ Workstation | NT-NT17-07-WS723.05 | NT17-07-WS723.05-Workstation | North Terrace | NT | NT17 | Hughes | 07 | Level Seven | WS723.05 | 652 | Student Learning | 652 | Student Learning | 4.11 | Workstation | 1 | Office Space Group | 116 | Open Plan - Professional/General Staff |  | Adequate | 696.98 | NO
North Terrace_NT17-Hughes_Level Seven_WS723.06 _ Workstation | NT-NT17-07-WS723.06 | NT17-07-WS723.06-Workstation | North Terrace | NT | NT17 | Hughes | 07 | Level Seven | WS723.06 | 652 | Student Learning | 652 | Student Learning | 4.11 | Workstation | 1 | Office Space Group | 116 | Open Plan - Professional/General Staff |  | Adequate | 696.98 | NO
North Terrace_NT17-Hughes_Level Seven_WS723.07 _ Workstation | NT-NT17-07-WS723.07 | NT17-07-WS723.07-Workstation | North Terrace | NT | NT17 | Hughes | 07 | Level Seven | WS723.07 | 652 | Student Learning | 652 | Student Learning | 4.11 | Workstation | 1 | Office Space Group | 116 | Open Plan - Professional/General Staff |  | Adequate | 696.98 | NO
North Terrace_NT17-Hughes_Level Seven_WS723.08 _ Workstation | NT-NT17-07-WS723.08 | NT17-07-WS723.08-Workstation | North Terrace | NT | NT17 | Hughes | 07 | Level Seven | WS723.08 | 652 | Student Learning | 652 | Student Learning | 4.11 | Workstation | 1 | Office Space Group | 116 | Open Plan - Professional/General Staff |  | Adequate | 696.98 | NO
North Terrace_NT17-Hughes_Level Seven_WS723.09 _ Workstation | NT-NT17-07-WS723.09 | NT17-07-WS723.09-Workstation | North Terrace | NT | NT17 | Hughes | 07 | Level Seven | WS723.09 | 652 | Student Learning | 652 | Student Learning | 4.11 | Workstation | 1 | Office Space Group | 116 | Open Plan - Professional/General Staff |  | Adequate | 696.98 | NO
North Terrace_NT17-Hughes_Level Seven_WS723.10 _ Workstation | NT-NT17-07-WS723.10 | NT17-07-WS723.10-Workstation | North Terrace | NT | NT17 | Hughes | 07 | Level Seven | WS723.10 | 652 | Student Learning | 652 | Student Learning | 3.9 | Workstation | 1 | Office Space Group | 116 | Open Plan - Professional/General Staff |  | Adequate | 661.37 | NO
North Terrace_NT17-Hughes_Level Seven_WS723.11 _ Workstation | NT-NT17-07-WS723.11 | NT17-07-WS723.11-Workstation | North Terrace | NT | NT17 | Hughes | 07 | Level Seven | WS723.11 | 652 | Student Learning | 652 | Student Learning | 4.11 | Workstation | 1 | Office Space Group | 116 | Open Plan - Professional/General Staff |  | Adequate | 696.98 | NO
North Terrace_NT17-Hughes_Level Seven_WS723.12 _ Workstation | NT-NT17-07-WS723.12 | NT17-07-WS723.12-Workstation | North Terrace | NT | NT17 | Hughes | 07 | Level Seven | WS723.12 | 652 | Student Learning | 652 | Student Learning | 4.11 | Workstation | 1 | Office Space Group | 116 | Open Plan - Professional/General Staff |  | Adequate | 696.98 | NO
North Terrace_NT17-Hughes_Level Eight_800 _ Lift Lobby | NT-NT17-08-800 | NT17-08-800-Lift Lobby | North Terrace | NT | NT17 | Hughes | 08 | Level Eight | 800 | 99939 | Unusable Spaces | 99939 | Unusable Spaces | 27.3 | Lift Lobby | 8 | Non Useable Floor Area Space Group | 805 | Non-usable - Circulation space |  | Unknown | 0.00 | NO
North Terrace_NT17-Hughes_Level Eight_800A _ ITS Hub Riser | NT-NT17-08-800A | NT17-08-800A-ITS Hub Riser | North Terrace | NT | NT17 | Hughes | 08 | Level Eight | 800A | 850 | ITDS Branch Central Costs | 869 | Information Technology and Digital Services | 5.86 | ITS Hub Riser | 8 | Non Useable Floor Area Space Group | 840 | Non-usable - Service riser |  | Adequate | 0.00 | NO
North Terrace_NT17-Hughes_Level Eight_800B _ Store | NT-NT17-08-800B | NT17-08-800B-Store | North Terrace | NT | NT17 | Hughes | 08 | Level Eight | 800B | 99939 | Unusable Spaces | 99939 | Unusable Spaces | 4.02 | Store | 4 | Ancillary Area Space Group | 419 | Ancillary Area - Store Room - Generic |  | Unknown | 0.00 | NO
North Terrace_NT17-Hughes_Level Eight_800C _ VSR | NT-NT17-08-800C | NT17-08-800C-VSR | North Terrace | NT | NT17 | Hughes | 08 | Level Eight | 800C | 99939 | Unusable Spaces | 99939 | Unusable Spaces | 1.52 | VSR | 8 | Non Useable Floor Area Space Group | 840 | Non-usable - Service riser |  | Unknown | 0.00 | NO
North Terrace_NT17-Hughes_Level Eight_800D _ DB | NT-NT17-08-800D | NT17-08-800D-DB | North Terrace | NT | NT17 | Hughes | 08 | Level Eight | 800D | 99939 | Unusable Spaces | 99939 | Unusable Spaces | 0.75 | DB | 8 | Non Useable Floor Area Space Group | 815 | Non-usable - Switch room |  | Unknown | 0.00 | NO
North Terrace_NT17-Hughes_Level Eight_800E _ VSR - Comms | NT-NT17-08-800E | NT17-08-800E-VSR - Comms | North Terrace | NT | NT17 | Hughes | 08 | Level Eight | 800E | 850 | ITDS Branch Central Costs | 869 | Information Technology and Digital Services | 0.42 | VSR - Comms | 8 | Non Useable Floor Area Space Group | 840 | Non-usable - Service riser |  | Adequate | 0.00 | NO
North Terrace_NT17-Hughes_Level Eight_800M _ Lift | NT-NT17-08-800M | NT17-08-800M-Lift | North Terrace | NT | NT17 | Hughes | 08 | Level Eight | 800M | 99939 | Unusable Spaces | 99939 | Unusable Spaces | 5.96 | Lift | 8 | Non Useable Floor Area Space Group | 838 | Non-usable - Lift |  | Unknown | 0.00 | NO
North Terrace_NT17-Hughes_Level Eight_800N _ Lift | NT-NT17-08-800N | NT17-08-800N-Lift | North Terrace | NT | NT17 | Hughes | 08 | Level Eight | 800N | 99939 | Unusable Spaces | 99939 | Unusable Spaces | 5.96 | Lift | 8 | Non Useable Floor Area Space Group | 838 | Non-usable - Lift |  | Unknown | 0.00 | NO
North Terrace_NT17-Hughes_Level Eight_801 _ A/L | NT-NT17-08-801 | NT17-08-801-A/L | North Terrace | NT | NT17 | Hughes | 08 | Level Eight | 801 | 99939 | Unusable Spaces | 99939 | Unusable Spaces | 1.56 | A/L | 8 | Non Useable Floor Area Space Group | 822 | Non-usable - Toilets/Amenities - Unisex |  | Unknown | 0.00 | NO
North Terrace_NT17-Hughes_Level Eight_801A _ WC - F | NT-NT17-08-801A | NT17-08-801A-WC - F | North Terrace | NT | NT17 | Hughes | 08 | Level Eight | 801A | 99939 | Unusable Spaces | 99939 | Unusable Spaces | 10.01 | WC - F | 8 | Non Useable Floor Area Space Group | 820 | Non-usable - Toilets/Amenities - Female |  | Unknown | 0.00 | NO
North Terrace_NT17-Hughes_Level Eight_802 _ Cleaner Store | NT-NT17-08-802 | NT17-08-802-Cleaner Store | North Terrace | NT | NT17 | Hughes | 08 | Level Eight | 802 | 99939 | Unusable Spaces | 99939 | Unusable Spaces | 3.73 | Cleaner Store | 8 | Non Useable Floor Area Space Group | 806 | Non-usable - Cleaners room |  | Unknown | 0.00 | NO
North Terrace_NT17-Hughes_Level Eight_803 _ Stair | NT-NT17-08-803 | NT17-08-803-Stair | North Terrace | NT | NT17 | Hughes | 08 | Level Eight | 803 | 99939 | Unusable Spaces | 99939 | Unusable Spaces | 13.72 | Stair | 8 | Non Useable Floor Area Space Group | 805 | Non-usable - Circulation space |  | Unknown | 0.00 | NO
North Terrace_NT17-Hughes_Level Eight_804 _ Cleaner | NT-NT17-08-804 | NT17-08-804-Cleaner | North Terrace | NT | NT17 | Hughes | 08 | Level Eight | 804 | 99939 | Unusable Spaces | 99939 | Unusable Spaces | 2.68 | Cleaner | 8 | Non Useable Floor Area Space Group | 806 | Non-usable - Cleaners room |  | Unknown | 0.00 | NO
North Terrace_NT17-Hughes_Level Eight_804D _ VSR | NT-NT17-08-804D | NT17-08-804D-VSR | North Terrace | NT | NT17 | Hughes | 08 | Level Eight | 804D | 99939 | Unusable Spaces | 99939 | Unusable Spaces | 0.35 | VSR | 8 | Non Useable Floor Area Space Group | 840 | Non-usable - Service riser |  | Unknown | 0.00 | NO
North Terrace_NT17-Hughes_Level Eight_805 _ Corr. | NT-NT17-08-805 | NT17-08-805-Corr. | North Terrace | NT | NT17 | Hughes | 08 | Level Eight | 805 | 99939 | Unusable Spaces | 99939 | Unusable Spaces | 23.3 | Corr. | 8 | Non Useable Floor Area Space Group | 805 | Non-usable - Circulation space |  | Unknown | 0.00 | NO
North Terrace_NT17-Hughes_Level Eight_805A _ Corr. | NT-NT17-08-805A | NT17-08-805A-Corr. | North Terrace | NT | NT17 | Hughes | 08 | Level Eight | 805A | 99939 | Unusable Spaces | 99939 | Unusable Spaces | 3.8 | Corr. | 8 | Non Useable Floor Area Space Group | 805 | Non-usable - Circulation space |  | Unknown | 0.00 | NO
North Terrace_NT17-Hughes_Level Eight_805B _ Tea Point | NT-NT17-08-805B | NT17-08-805B-Tea Point | North Terrace | NT | NT17 | Hughes | 08 | Level Eight | 805B | 859 | Infrastructure Office | 859 | Infrastructure | 2.5 | Tea Point | 6 | General Facility Space Group | 608 | General Facility - Kitchen/Servery/Food Storage |  | Adequate | 474.83 | NO
North Terrace_NT17-Hughes_Level Eight_805C _ VSR | NT-NT17-08-805C | NT17-08-805C-VSR | North Terrace | NT | NT17 | Hughes | 08 | Level Eight | 805C | 99939 | Unusable Spaces | 99939 | Unusable Spaces | 5.86 | VSR | 8 | Non Useable Floor Area Space Group | 840 | Non-usable - Service riser |  | Unknown | 0.00 | NO
North Terrace_NT17-Hughes_Level Eight_805E _ VSR | NT-NT17-08-805E | NT17-08-805E-VSR | North Terrace | NT | NT17 | Hughes | 08 | Level Eight | 805E | 99939 | Unusable Spaces | 99939 | Unusable Spaces | 0.21 | VSR | 8 | Non Useable Floor Area Space Group | 840 | Non-usable - Service riser |  | Unknown | 0.00 | NO
North Terrace_NT17-Hughes_Level Eight_805G _ VSR | NT-NT17-08-805G | NT17-08-805G-VSR | North Terrace | NT | NT17 | Hughes | 08 | Level Eight | 805G | 99939 | Unusable Spaces | 99939 | Unusable Spaces | 0.21 | VSR | 8 | Non Useable Floor Area Space Group | 840 | Non-usable - Service riser |  | Unknown | 0.00 | NO
North Terrace_NT17-Hughes_Level Eight_806 _ "Anna Menz Womens Lounge" | NT-NT17-08-806 | NT17-08-806-"Anna Menz Womens Lounge" | North Terrace | NT | NT17 | Hughes | 08 | Level Eight | 806 | 99994 | Uni of Adelaide Student Union Association | 859 | Infrastructure | 42.72 | "Anna Menz Womens Lounge" | 6 | General Facility Space Group | 601 | General Facility - Committee/Conference/Meeting room |  | Adequate | 8,113.89 | NO
North Terrace_NT17-Hughes_Level Eight_807 _ Store | NT-NT17-08-807 | NT17-08-807-Store | North Terrace | NT | NT17 | Hughes | 08 | Level Eight | 807 | 775 | University Library Collections | 733 | University Library | 13.02 | Store | 4 | Ancillary Area Space Group | 419 | Ancillary Area - Store Room - Generic |  | Adequate | 1,943.00 | NO
North Terrace_NT17-Hughes_Level Eight_807D _ VSR | NT-NT17-08-807D | NT17-08-807D-VSR | North Terrace | NT | NT17 | Hughes | 08 | Level Eight | 807D | 99939 | Unusable Spaces | 99939 | Unusable Spaces | 0.86 | VSR | 8 | Non Useable Floor Area Space Group | 840 | Non-usable - Service riser |  | Unknown | 0.00 | NO
North Terrace_NT17-Hughes_Level Eight_808 _ Office "On Dit" | NT-NT17-08-808 | NT17-08-808-Office "On Dit" | North Terrace | NT | NT17 | Hughes | 08 | Level Eight | 808 | 99994 | Uni of Adelaide Student Union Association | 859 | Infrastructure | 24.03 | Office "On Dit" | 1 | Office Space Group | 101 | Office - Academic Staff |  | Adequate | 4,075.06 | NO
North Terrace_NT17-Hughes_Level Eight_809 _ Lounge - Parents Room | NT-NT17-08-809 | NT17-08-809-Lounge - Parents Room | North Terrace | NT | NT17 | Hughes | 08 | Level Eight | 809 | 859 | Infrastructure Office | 859 | Infrastructure | 18.76 | Lounge - Parents Room | 6 | General Facility Space Group | 625 | General Facility - Parent Room |  | Adequate | 3,563.12 | NO
North Terrace_NT17-Hughes_Level Eight_810 _ Lounge - Chaplaincy | NT-NT17-08-810 | NT17-08-810-Lounge - Chaplaincy | North Terrace | NT | NT17 | Hughes | 08 | Level Eight | 810 | 730 | Office of Academic and Student Engagement | 730 | Office of Academic and Student Engagement | 24.56 | Lounge - Chaplaincy | 6 | General Facility Space Group | 601 | General Facility - Committee/Conference/Meeting room |  | Adequate | 4,664.73 | NO
North Terrace_NT17-Hughes_Level Eight_811 _ Office - Chaplaincy | NT-NT17-08-811 | NT17-08-811-Office - Chaplaincy | North Terrace | NT | NT17 | Hughes | 08 | Level Eight | 811 | 730 | Office of Academic and Student Engagement | 730 | Office of Academic and Student Engagement | 18.44 | Office - Chaplaincy | 1 | Office Space Group | 114 | Open Plan - Research Students |  | Adequate | 3,127.09 | NO
North Terrace_NT17-Hughes_Level Eight_812 _ Wating | NT-NT17-08-812 | NT17-08-812-Wating | North Terrace | NT | NT17 | Hughes | 08 | Level Eight | 812 | 99994 | Uni of Adelaide Student Union Association | 859 | Infrastructure | 12.14 | Wating | 6 | General Facility Space Group | 623 | General Facility - Waiting Area/Foyer/Reception Area |  | Adequate | 2,305.77 | NO
North Terrace_NT17-Hughes_Level Eight_812A _ Reception | NT-NT17-08-812A | NT17-08-812A-Reception | North Terrace | NT | NT17 | Hughes | 08 | Level Eight | 812A | 99994 | Uni of Adelaide Student Union Association | 859 | Infrastructure | 12.14 | Reception | 1 | Office Space Group | 118 | Open Plan - Reception Area |  | Adequate | 2,058.73 | NO
North Terrace_NT17-Hughes_Level Eight_813 _ Office | NT-NT17-08-813 | NT17-08-813-Office | North Terrace | NT | NT17 | Hughes | 08 | Level Eight | 813 | 99994 | Uni of Adelaide Student Union Association | 859 | Infrastructure | 11.19 | Office | 1 | Office Space Group | 101 | Office - Academic Staff |  | Adequate | 1,897.62 | NO
North Terrace_NT17-Hughes_Level Eight_814 _ Office | NT-NT17-08-814 | NT17-08-814-Office | North Terrace | NT | NT17 | Hughes | 08 | Level Eight | 814 | 99994 | Uni of Adelaide Student Union Association | 859 | Infrastructure | 13.12 | Office | 1 | Office Space Group | 101 | Office - Academic Staff |  | Adequate | 2,224.92 | NO
North Terrace_NT17-Hughes_Level Eight_815 _ Office | NT-NT17-08-815 | NT17-08-815-Office | North Terrace | NT | NT17 | Hughes | 08 | Level Eight | 815 | 99994 | Uni of Adelaide Student Union Association | 859 | Infrastructure | 10.9 | Office | 1 | Office Space Group | 101 | Office - Academic Staff |  | Adequate | 1,848.45 | NO
North Terrace_NT17-Hughes_Level Eight_816 _ Office | NT-NT17-08-816 | NT17-08-816-Office | North Terrace | NT | NT17 | Hughes | 08 | Level Eight | 816 | 99994 | Uni of Adelaide Student Union Association | 859 | Infrastructure | 11.46 | Office | 1 | Office Space Group | 101 | Office - Academic Staff |  | Adequate | 1,943.41 | NO
North Terrace_NT17-Hughes_Level Eight_817 _ Office | NT-NT17-08-817 | NT17-08-817-Office | North Terrace | NT | NT17 | Hughes | 08 | Level Eight | 817 | 99994 | Uni of Adelaide Student Union Association | 859 | Infrastructure | 19.11 | Office | 1 | Office Space Group | 101 | Office - Academic Staff |  | Adequate | 3,240.71 | NO
North Terrace_NT17-Hughes_Level Eight_818 _ Stair | NT-NT17-08-818 | NT17-08-818-Stair | North Terrace | NT | NT17 | Hughes | 08 | Level Eight | 818 | 99939 | Unusable Spaces | 99939 | Unusable Spaces | 12.89 | Stair | 8 | Non Useable Floor Area Space Group | 805 | Non-usable - Circulation space |  | Unknown | 0.00 | NO
North Terrace_NT17-Hughes_Level Eight_819 _ Office | NT-NT17-08-819 | NT17-08-819-Office | North Terrace | NT | NT17 | Hughes | 08 | Level Eight | 819 | 99994 | Uni of Adelaide Student Union Association | 859 | Infrastructure | 11.88 | Office | 1 | Office Space Group | 101 | Office - Academic Staff |  | Adequate | 2,014.64 | NO
North Terrace_NT17-Hughes_Level Eight_820 _ Office | NT-NT17-08-820 | NT17-08-820-Office | North Terrace | NT | NT17 | Hughes | 08 | Level Eight | 820 | 99994 | Uni of Adelaide Student Union Association | 859 | Infrastructure | 19.52 | Office | 1 | Office Space Group | 101 | Office - Academic Staff |  | Adequate | 3,310.24 | NO
North Terrace_NT17-Hughes_Level Eight_821 _ Office | NT-NT17-08-821 | NT17-08-821-Office | North Terrace | NT | NT17 | Hughes | 08 | Level Eight | 821 | 99994 | Uni of Adelaide Student Union Association | 859 | Infrastructure | 18.66 | Office | 1 | Office Space Group | 101 | Office - Academic Staff |  | Adequate | 3,164.40 | NO
North Terrace_NT17-Hughes_Level Eight_822 _ Staff / Common Room | NT-NT17-08-822 | NT17-08-822-Staff / Common Room | North Terrace | NT | NT17 | Hughes | 08 | Level Eight | 822 | 99994 | Uni of Adelaide Student Union Association | 859 | Infrastructure | 37.63 | Staff / Common Room | 6 | General Facility Space Group | 601 | General Facility - Committee/Conference/Meeting room |  | Adequate | 7,147.14 | NO
North Terrace_NT17-Hughes_Level Eight_822A _ Tea Point | NT-NT17-08-822A | NT17-08-822A-Tea Point | North Terrace | NT | NT17 | Hughes | 08 | Level Eight | 822A | 99994 | Uni of Adelaide Student Union Association | 859 | Infrastructure | 4.15 | Tea Point | 6 | General Facility Space Group | 608 | General Facility - Kitchen/Servery/Food Storage |  | Adequate | 788.22 | NO
North Terrace_NT17-Hughes_Level Eight_823 _ Lobby | NT-NT17-08-823 | NT17-08-823-Lobby | North Terrace | NT | NT17 | Hughes | 08 | Level Eight | 823 | 99939 | Unusable Spaces | 99939 | Unusable Spaces | 3.43 | Lobby | 8 | Non Useable Floor Area Space Group | 805 | Non-usable - Circulation space |  | Unknown | 0.00 | NO
North Terrace_NT17-Hughes_Level Eight_823A _ Office - AUU Merch Store | NT-NT17-08-823A | NT17-08-823A-Office - AUU Merch Store | North Terrace | NT | NT17 | Hughes | 08 | Level Eight | 823A | 99994 | Uni of Adelaide Student Union Association | 859 | Infrastructure | 17.32 | Office - AUU Merch Store | 1 | Office Space Group | 101 | Office - Academic Staff |  | Adequate | 2,937.16 | NO
North Terrace_NT17-Hughes_Level Eight_823B _ Store - AUU Merch | NT-NT17-08-823B | NT17-08-823B-Store - AUU Merch | North Terrace | NT | NT17 | Hughes | 08 | Level Eight | 823B | 99994 | Uni of Adelaide Student Union Association | 859 | Infrastructure | 7.82 | Store - AUU Merch | 4 | Ancillary Area Space Group | 419 | Ancillary Area - Store Room - Generic |  | Barely Adequate | 1,120.32 | NO
North Terrace_NT17-Hughes_Level Eight_824 _ Corr. | NT-NT17-08-824 | NT17-08-824-Corr. | North Terrace | NT | NT17 | Hughes | 08 | Level Eight | 824 | 99939 | Unusable Spaces | 99939 | Unusable Spaces | 26.55 | Corr. | 8 | Non Useable Floor Area Space Group | 805 | Non-usable - Circulation space |  | Unknown | 0.00 | NO
North Terrace_NT17-Hughes_Level Eight_824A _ Store - AUU Merch | NT-NT17-08-824A | NT17-08-824A-Store - AUU Merch | North Terrace | NT | NT17 | Hughes | 08 | Level Eight | 824A | 99994 | Uni of Adelaide Student Union Association | 859 | Infrastructure | 35.54 | Store - AUU Merch | 4 | Ancillary Area Space Group | 419 | Ancillary Area - Store Room - Generic |  | Adequate | 5,303.72 | NO
North Terrace_NT17-Hughes_Level Eight_824B _ Office | NT-NT17-08-824B | NT17-08-824B-Office | North Terrace | NT | NT17 | Hughes | 08 | Level Eight | 824B | 99996 | Vacant | 859 | Infrastructure | 18.05 | Office | 1 | Office Space Group | 101 | Office - Academic Staff |  | Adequate | 3,060.96 | NO | planned use by HMS for relocation from HMN L1, May 2022
North Terrace_NT17-Hughes_Level Eight_824C _ Entry | NT-NT17-08-824C | NT17-08-824C-Entry | North Terrace | NT | NT17 | Hughes | 08 | Level Eight | 824C | 99939 | Unusable Spaces | 99939 | Unusable Spaces | 3.8 | Entry | 8 | Non Useable Floor Area Space Group | 805 | Non-usable - Circulation space |  | Barely Adequate | 0.00 | NO
North Terrace_NT17-Hughes_Level Eight_825 _ Corr. | NT-NT17-08-825 | NT17-08-825-Corr. | North Terrace | NT | NT17 | Hughes | 08 | Level Eight | 825 | 99939 | Unusable Spaces | 99939 | Unusable Spaces | 21.37 | Corr. | 8 | Non Useable Floor Area Space Group | 805 | Non-usable - Circulation space |  | Unknown | 0.00 | NO
North Terrace_NT17-Hughes_Level Eight_825A _ Corr. | NT-NT17-08-825A | NT17-08-825A-Corr. | North Terrace | NT | NT17 | Hughes | 08 | Level Eight | 825A | 99939 | Unusable Spaces | 99939 | Unusable Spaces | 11.99 | Corr. | 8 | Non Useable Floor Area Space Group | 805 | Non-usable - Circulation space |  | Unknown | 0.00 | NO
North Terrace_NT17-Hughes_Level Eight_825B _ FHR | NT-NT17-08-825B | NT17-08-825B-FHR | North Terrace | NT | NT17 | Hughes | 08 | Level Eight | 825B | 99939 | Unusable Spaces | 99939 | Unusable Spaces | 0.55 | FHR | 8 | Non Useable Floor Area Space Group | 840 | Non-usable - Service riser |  | Unknown | 0.00 | NO
North Terrace_NT17-Hughes_Level Eight_825D _ VSR | NT-NT17-08-825D | NT17-08-825D-VSR | North Terrace | NT | NT17 | Hughes | 08 | Level Eight | 825D | 99939 | Unusable Spaces | 99939 | Unusable Spaces | 0.43 | VSR | 8 | Non Useable Floor Area Space Group | 840 | Non-usable - Service riser |  | Unknown | 0.00 | NO
North Terrace_NT17-Hughes_Level Nine_900 _ Stair | NT-NT17-09-900 | NT17-09-900-Stair | North Terrace | NT | NT17 | Hughes | 09 | Level Nine | 900 | 99939 | Unusable Spaces | 99939 | Unusable Spaces | 13.72 | Stair | 8 | Non Useable Floor Area Space Group | 805 | Non-usable - Circulation space |  | Unknown | 0.00 | NO
North Terrace_NT17-Hughes_Level Nine_901 _ Stair | NT-NT17-09-901 | NT17-09-901-Stair | North Terrace | NT | NT17 | Hughes | 09 | Level Nine | 901 | 99939 | Unusable Spaces | 99939 | Unusable Spaces | 15.94 | Stair | 8 | Non Useable Floor Area Space Group | 805 | Non-usable - Circulation space |  | Unknown | 0.00 | NO
North Terrace_NT17-Hughes_Level Nine_901M _ Lift | NT-NT17-09-901M | NT17-09-901M-Lift | North Terrace | NT | NT17 | Hughes | 09 | Level Nine | 901M | 99939 | Unusable Spaces | 99939 | Unusable Spaces | 5.96 | Lift | 8 | Non Useable Floor Area Space Group | 838 | Non-usable - Lift |  | Unknown | 0.00 | NO
North Terrace_NT17-Hughes_Level Nine_901N _ Lift | NT-NT17-09-901N | NT17-09-901N-Lift | North Terrace | NT | NT17 | Hughes | 09 | Level Nine | 901N | 99939 | Unusable Spaces | 99939 | Unusable Spaces | 5.96 | Lift | 8 | Non Useable Floor Area Space Group | 838 | Non-usable - Lift |  | Unknown | 0.00 | NO
North Terrace_NT17-Hughes_Level Nine_901O _ VSR | NT-NT17-09-901O | NT17-09-901O-VSR | North Terrace | NT | NT17 | Hughes | 09 | Level Nine | 901O | 99939 | Unusable Spaces | 99939 | Unusable Spaces | 3.64 | VSR | 8 | Non Useable Floor Area Space Group | 840 | Non-usable - Service riser |  | Unknown | 0.00 | NO
North Terrace_NT17-Hughes_Level Nine_902 _ Stair | NT-NT17-09-902 | NT17-09-902-Stair | North Terrace | NT | NT17 | Hughes | 09 | Level Nine | 902 | 99939 | Unusable Spaces | 99939 | Unusable Spaces | 15.64 | Stair | 8 | Non Useable Floor Area Space Group | 805 | Non-usable - Circulation space |  | Unknown | 0.00 | NO
North Terrace_NT17-Hughes_Level Nine_903 _ Services Zone (NUFA) | NT-NT17-09-903 | NT17-09-903-Services Zone (NUFA) | North Terrace | NT | NT17 | Hughes | 09 | Level Nine | 903 | 99939 | Unusable Spaces | 99939 | Unusable Spaces | 649.64 | Services Zone (NUFA) | 8 | Non Useable Floor Area Space Group | 811 | Non-usable - Plant room other |  | Unknown | 0.00 | NO
North Terrace_NT17-Hughes_Level Ten_1001 _ Lift Access Hatch | NT-NT17-10-1001 | NT17-10-1001-Lift Access Hatch | North Terrace | NT | NT17 | Hughes | 10 | Level Ten | 1001 | 99939 | Unusable Spaces | 99939 | Unusable Spaces | 13.13 | Lift Access Hatch | 8 | Non Useable Floor Area Space Group | 840 | Non-usable - Service riser |  | Unknown | 0.00 | NO
North Terrace_NT17-Hughes_Level Ten_1002 _ Lift | NT-NT17-10-1002 | NT17-10-1002-Lift | North Terrace | NT | NT17 | Hughes | 10 | Level Ten | 1002 | 99939 | Unusable Spaces | 99939 | Unusable Spaces | 5.96 | Lift | 8 | Non Useable Floor Area Space Group | 838 | Non-usable - Lift |  | Unknown | 0.00 | NO
North Terrace_NT17-Hughes_Level Ten_1003 _ Lift | NT-NT17-10-1003 | NT17-10-1003-Lift | North Terrace | NT | NT17 | Hughes | 10 | Level Ten | 1003 | 99939 | Unusable Spaces | 99939 | Unusable Spaces | 5.96 | Lift | 8 | Non Useable Floor Area Space Group | 838 | Non-usable - Lift |  | Unknown | 0.00 | NO
North Terrace_NT17-Hughes_Level Ten_1004 _ VSR | NT-NT17-10-1004 | NT17-10-1004-VSR | North Terrace | NT | NT17 | Hughes | 10 | Level Ten | 1004 | 99939 | Unusable Spaces | 99939 | Unusable Spaces | 4.08 | VSR | 8 | Non Useable Floor Area Space Group | 840 | Non-usable - Service riser |  | Unknown | 0.00 | NO
North Terrace_NT17-Hughes_Level Ten_901 _ Stair | NT-NT17-10-901 | NT17-10-901-Stair | North Terrace | NT | NT17 | Hughes | 10 | Level Ten | 901 | 99939 | Unusable Spaces | 99939 | Unusable Spaces | 2.81 | Stair | 8 | Non Useable Floor Area Space Group | 805 | Non-usable - Circulation space |  | Unknown | 0.00 | NO
North Terrace_NT18-Horace Lamb_Level One_1000 _ Stair | NT-NT18-01-1000 | NT18-01-1000-Stair | North Terrace | NT | NT18 | Horace Lamb | 01 | Level One | 1000 | 99939 | Unusable Spaces | 99939 | Unusable Spaces | 14.12 | Stair | 8 | Non Useable Floor Area Space Group | 805 | Non-usable - Circulation space |  | Unknown | 0.00 | NO
North Terrace_NT18-Horace Lamb_Level One_1001 _ Lecture Theatre - Foyer | NT-NT18-01-1001 | NT18-01-1001-Lecture Theatre - Foyer | North Terrace | NT | NT18 | Horace Lamb | 01 | Level One | 1001 | 99939 | Unusable Spaces | 99939 | Unusable Spaces | 71.6 | Lecture Theatre - Foyer | 8 | Non Useable Floor Area Space Group | 805 | Non-usable - Circulation space |  | Unknown | 0.00 | NO
North Terrace_NT18-Horace Lamb_Level One_1001A _ Vending Machine - Cold Drink | NT-NT18-01-1001A | NT18-01-1001A-Vending Machine - Cold Drink | North Terrace | NT | NT18 | Horace Lamb | 01 | Level One | 1001A | 99994 | Uni of Adelaide Student Union Association | 859 | Infrastructure | 1.5 | Vending Machine - Cold Drink | 6 | General Facility Space Group | 611 | General Facility - Commercial/Business/Retail Facilities |  | Adequate | 284.90 | NO
North Terrace_NT18-Horace Lamb_Level One_1002 _ Corr. | NT-NT18-01-1002 | NT18-01-1002-Corr. | North Terrace | NT | NT18 | Horace Lamb | 01 | Level One | 1002 | 99939 | Unusable Spaces | 99939 | Unusable Spaces | 42.38 | Corr. | 8 | Non Useable Floor Area Space Group | 805 | Non-usable - Circulation space |  | Unknown | 0.00 | NO
North Terrace_NT18-Horace Lamb_Level One_1003 _ Office | NT-NT18-01-1003 | NT18-01-1003-Office | North Terrace | NT | NT18 | Horace Lamb | 01 | Level One | 1003 | 674 | Student Life & Student Affairs | 671 | Student Experience | 11.12 | Office | 1 | Office Space Group | 108 | Office - Professional/General Staff |  | Adequate | 1,885.75 | NO
North Terrace_NT18-Horace Lamb_Level One_1004 _ Office | NT-NT18-01-1004 | NT18-01-1004-Office | North Terrace | NT | NT18 | Horace Lamb | 01 | Level One | 1004 | 674 | Student Life & Student Affairs | 671 | Student Experience | 8.53 | Office | 1 | Office Space Group | 108 | Office - Professional/General Staff |  | Adequate | 1,446.54 | NO
North Terrace_NT18-Horace Lamb_Level One_1005 _ Office | NT-NT18-01-1005 | NT18-01-1005-Office | North Terrace | NT | NT18 | Horace Lamb | 01 | Level One | 1005 | 674 | Student Life & Student Affairs | 671 | Student Experience | 7.96 | Office | 1 | Office Space Group | 108 | Office - Professional/General Staff |  | Adequate | 1,349.87 | NO
North Terrace_NT18-Horace Lamb_Level One_1006 _ Office | NT-NT18-01-1006 | NT18-01-1006-Office | North Terrace | NT | NT18 | Horace Lamb | 01 | Level One | 1006 | 674 | Student Life & Student Affairs | 671 | Student Experience | 9.81 | Office | 1 | Office Space Group | 108 | Office - Professional/General Staff |  | Adequate | 1,663.60 | NO
North Terrace_NT18-Horace Lamb_Level One_1007 _ Office | NT-NT18-01-1007 | NT18-01-1007-Office | North Terrace | NT | NT18 | Horace Lamb | 01 | Level One | 1007 | 674 | Student Life & Student Affairs | 671 | Student Experience | 9.81 | Office | 1 | Office Space Group | 108 | Office - Professional/General Staff |  | Adequate | 1,663.60 | NO
North Terrace_NT18-Horace Lamb_Level One_1007A _ Office | NT-NT18-01-1007A | NT18-01-1007A-Office | North Terrace | NT | NT18 | Horace Lamb | 01 | Level One | 1007A | 674 | Student Life & Student Affairs | 671 | Student Experience | 9.81 | Office | 1 | Office Space Group | 108 | Office - Professional/General Staff |  | Adequate | 1,663.60 | NO
North Terrace_NT18-Horace Lamb_Level One_1008 _ Store | NT-NT18-01-1008 | NT18-01-1008-Store | North Terrace | NT | NT18 | Horace Lamb | 01 | Level One | 1008 | 674 | Student Life & Student Affairs | 671 | Student Experience | 6.38 | Store | 4 | Ancillary Area Space Group | 419 | Ancillary Area - Store Room - Generic |  | Adequate | 952.10 | NO
North Terrace_NT18-Horace Lamb_Level One_1008A _ WC - U | NT-NT18-01-1008A | NT18-01-1008A-WC - U | North Terrace | NT | NT18 | Horace Lamb | 01 | Level One | 1008A | 99939 | Unusable Spaces | 99939 | Unusable Spaces | 1.35 | WC - U | 8 | Non Useable Floor Area Space Group | 822 | Non-usable - Toilets/Amenities - Unisex |  | Unknown | 0.00 | NO
North Terrace_NT18-Horace Lamb_Level One_1009 _ Tea Room | NT-NT18-01-1009 | NT18-01-1009-Tea Room | North Terrace | NT | NT18 | Horace Lamb | 01 | Level One | 1009 | 674 | Student Life & Student Affairs | 671 | Student Experience | 6.31 | Tea Room | 6 | General Facility Space Group | 608 | General Facility - Kitchen/Servery/Food Storage |  | Adequate | 1,198.47 | NO
North Terrace_NT18-Horace Lamb_Level One_1010 _ Office | NT-NT18-01-1010 | NT18-01-1010-Office | North Terrace | NT | NT18 | Horace Lamb | 01 | Level One | 1010 | 674 | Student Life & Student Affairs | 671 | Student Experience | 10.56 | Office | 1 | Office Space Group | 108 | Office - Professional/General Staff |  | Excellent | 2,632.46 | NO
North Terrace_NT18-Horace Lamb_Level One_1010A _ Office | NT-NT18-01-1010A | NT18-01-1010A-Office | North Terrace | NT | NT18 | Horace Lamb | 01 | Level One | 1010A | 674 | Student Life & Student Affairs | 671 | Student Experience | 10.56 | Office | 1 | Office Space Group | 108 | Office - Professional/General Staff |  | Excellent | 2,632.46 | NO
North Terrace_NT18-Horace Lamb_Level One_1011 _ Office - Reception | NT-NT18-01-1011 | NT18-01-1011-Office - Reception | North Terrace | NT | NT18 | Horace Lamb | 01 | Level One | 1011 | 674 | Student Life & Student Affairs | 671 | Student Experience | 2.7 | Office - Reception | 1 | Office Space Group | 118 | Open Plan - Reception Area |  | Excellent | 673.07 | NO
North Terrace_NT18-Horace Lamb_Level One_1011.01 _ Workstation | NT-NT18-01-1011.01 | NT18-01-1011.01-Workstation | North Terrace | NT | NT18 | Horace Lamb | 01 | Level One | 1011.01 | 674 | Student Life & Student Affairs | 671 | Student Experience | 3.05 | Workstation | 1 | Office Space Group | 118 | Open Plan - Reception Area |  | Excellent | 760.32 | NO
North Terrace_NT18-Horace Lamb_Level One_1011.02 _ Workstation | NT-NT18-01-1011.02 | NT18-01-1011.02-Workstation | North Terrace | NT | NT18 | Horace Lamb | 01 | Level One | 1011.02 | 674 | Student Life & Student Affairs | 671 | Student Experience | 3.07 | Workstation | 1 | Office Space Group | 118 | Open Plan - Reception Area |  | Excellent | 765.31 | NO
North Terrace_NT18-Horace Lamb_Level One_1011.03 _ Workstation | NT-NT18-01-1011.03 | NT18-01-1011.03-Workstation | North Terrace | NT | NT18 | Horace Lamb | 01 | Level One | 1011.03 | 674 | Student Life & Student Affairs | 671 | Student Experience | 3.54 | Workstation | 1 | Office Space Group | 116 | Open Plan - Professional/General Staff |  | Excellent | 882.47 | NO
North Terrace_NT18-Horace Lamb_Level One_1011.04 _ Workstation | NT-NT18-01-1011.04 | NT18-01-1011.04-Workstation | North Terrace | NT | NT18 | Horace Lamb | 01 | Level One | 1011.04 | 674 | Student Life & Student Affairs | 671 | Student Experience | 3.13 | Workstation | 1 | Office Space Group | 116 | Open Plan - Professional/General Staff |  | Excellent | 780.26 | NO
North Terrace_NT18-Horace Lamb_Level One_1011.05 _ Workstation | NT-NT18-01-1011.05 | NT18-01-1011.05-Workstation | North Terrace | NT | NT18 | Horace Lamb | 01 | Level One | 1011.05 | 674 | Student Life & Student Affairs | 671 | Student Experience | 3.54 | Workstation | 1 | Office Space Group | 116 | Open Plan - Professional/General Staff |  | Excellent | 882.47 | NO
North Terrace_NT18-Horace Lamb_Level One_1011A _ Office | NT-NT18-01-1011A | NT18-01-1011A-Office | North Terrace | NT | NT18 | Horace Lamb | 01 | Level One | 1011A | 674 | Student Life & Student Affairs | 671 | Student Experience | 7.44 | Office | 1 | Office Space Group | 100 | Office - Specific type not defined |  | Adequate | 1,261.69 | NO
North Terrace_NT18-Horace Lamb_Level One_1011F _ Waiting | NT-NT18-01-1011F | NT18-01-1011F-Waiting | North Terrace | NT | NT18 | Horace Lamb | 01 | Level One | 1011F | 674 | Student Life & Student Affairs | 671 | Student Experience | 14.4 | Waiting | 6 | General Facility Space Group | 623 | General Facility - Waiting Area/Foyer/Reception Area |  | Excellent | 4,020.48 | NO
North Terrace_NT18-Horace Lamb_Level One_1012 _ Office | NT-NT18-01-1012 | NT18-01-1012-Office | North Terrace | NT | NT18 | Horace Lamb | 01 | Level One | 1012 | 674 | Student Life & Student Affairs | 671 | Student Experience | 10.19 | Office | 1 | Office Space Group | 108 | Office - Professional/General Staff |  | Adequate | 1,728.04 | NO
North Terrace_NT18-Horace Lamb_Level One_1014 _ Stair | NT-NT18-01-1014 | NT18-01-1014-Stair | North Terrace | NT | NT18 | Horace Lamb | 01 | Level One | 1014 | 99939 | Unusable Spaces | 99939 | Unusable Spaces | 16.21 | Stair | 8 | Non Useable Floor Area Space Group | 805 | Non-usable - Circulation space |  | Unknown | 0.00 | NO
North Terrace_NT18-Horace Lamb_Level One_1014A _ Plantroom | NT-NT18-01-1014A | NT18-01-1014A-Plantroom | North Terrace | NT | NT18 | Horace Lamb | 01 | Level One | 1014A | 99939 | Unusable Spaces | 99939 | Unusable Spaces | 21.6 | Plantroom | 8 | Non Useable Floor Area Space Group | 811 | Non-usable - Plant room other |  | Unknown | 0.00 | NO
North Terrace_NT18-Horace Lamb_Level One_1015 _ Store | NT-NT18-01-1015 | NT18-01-1015-Store | North Terrace | NT | NT18 | Horace Lamb | 01 | Level One | 1015 | 99946 | Vacant not occupiable | 99939 | Unusable Spaces | 13.61 | Store | 4 | Ancillary Area Space Group | 419 | Ancillary Area - Store Room - Generic |  | Unknown | 0.00 | NO
North Terrace_NT18-Horace Lamb_Level One_1016 _ Electrical Plant | NT-NT18-01-1016 | NT18-01-1016-Electrical Plant | North Terrace | NT | NT18 | Horace Lamb | 01 | Level One | 1016 | 99939 | Unusable Spaces | 99939 | Unusable Spaces | 11.78 | Electrical Plant | 8 | Non Useable Floor Area Space Group | 840 | Non-usable - Service riser |  | Unknown | 0.00 | NO
North Terrace_NT18-Horace Lamb_Level One_1017 _ Store | NT-NT18-01-1017 | NT18-01-1017-Store | North Terrace | NT | NT18 | Horace Lamb | 01 | Level One | 1017 | 99946 | Vacant not occupiable | 99939 | Unusable Spaces | 11.73 | Store | 4 | Ancillary Area Space Group | 419 | Ancillary Area - Store Room - Generic |  | Unknown | 0.00 | NO
North Terrace_NT18-Horace Lamb_Level One_1018 _ Return Air Plant | NT-NT18-01-1018 | NT18-01-1018-Return Air Plant | North Terrace | NT | NT18 | Horace Lamb | 01 | Level One | 1018 | 99939 | Unusable Spaces | 99939 | Unusable Spaces | 11.65 | Return Air Plant | 8 | Non Useable Floor Area Space Group | 811 | Non-usable - Plant room other |  | Unknown | 0.00 | NO
North Terrace_NT18-Horace Lamb_Level One_119 _ Entrance | NT-NT18-01-119 | NT18-01-119-Entrance | North Terrace | NT | NT18 | Horace Lamb | 01 | Level One | 119 | 99939 | Unusable Spaces | 99939 | Unusable Spaces | 11.92 | Entrance | 8 | Non Useable Floor Area Space Group | 805 | Non-usable - Circulation space |  | Unknown | 0.00 | NO
North Terrace_NT18-Horace Lamb_Level One_119A _ Store | NT-NT18-01-119A | NT18-01-119A-Store | North Terrace | NT | NT18 | Horace Lamb | 01 | Level One | 119A | 859 | Infrastructure Office | 859 | Infrastructure | 4.94 | Store | 4 | Ancillary Area Space Group | 419 | Ancillary Area - Store Room - Generic |  | Adequate | 737.21 | NO
North Terrace_NT18-Horace Lamb_Level One_120 _ Utility | NT-NT18-01-120 | NT18-01-120-Utility | North Terrace | NT | NT18 | Horace Lamb | 01 | Level One | 120 | 859 | Infrastructure Office | 859 | Infrastructure | 7.88 | Utility | 6 | General Facility Space Group | 603 | General Facility - Resource room |  | Excellent | 2,200.10 | NO
North Terrace_NT18-Horace Lamb_Level One_120A _ Workstation | NT-NT18-01-120A | NT18-01-120A-Workstation | North Terrace | NT | NT18 | Horace Lamb | 01 | Level One | 120A | 859 | Infrastructure Office | 859 | Infrastructure | 7.04 | Workstation | 1 | Office Space Group | 111 | Open Plan - Specific type not defined |  | Excellent | 1,754.97 | NO
North Terrace_NT18-Horace Lamb_Level One_120B _ Workstation | NT-NT18-01-120B | NT18-01-120B-Workstation | North Terrace | NT | NT18 | Horace Lamb | 01 | Level One | 120B | 859 | Infrastructure Office | 859 | Infrastructure | 6.34 | Workstation | 1 | Office Space Group | 111 | Open Plan - Specific type not defined |  | Excellent | 1,580.47 | NO
North Terrace_NT18-Horace Lamb_Level One_120C _ Workstation | NT-NT18-01-120C | NT18-01-120C-Workstation | North Terrace | NT | NT18 | Horace Lamb | 01 | Level One | 120C | 859 | Infrastructure Office | 859 | Infrastructure | 6.34 | Workstation | 1 | Office Space Group | 111 | Open Plan - Specific type not defined |  | Excellent | 1,580.47 | NO
North Terrace_NT18-Horace Lamb_Level One_120D _ Workstation | NT-NT18-01-120D | NT18-01-120D-Workstation | North Terrace | NT | NT18 | Horace Lamb | 01 | Level One | 120D | 859 | Infrastructure Office | 859 | Infrastructure | 6.48 | Workstation | 1 | Office Space Group | 111 | Open Plan - Specific type not defined |  | Excellent | 1,615.37 | NO
North Terrace_NT18-Horace Lamb_Level One_120E _ Workstation | NT-NT18-01-120E | NT18-01-120E-Workstation | North Terrace | NT | NT18 | Horace Lamb | 01 | Level One | 120E | 859 | Infrastructure Office | 859 | Infrastructure | 6.12 | Workstation | 1 | Office Space Group | 111 | Open Plan - Specific type not defined |  | Excellent | 1,525.63 | NO
North Terrace_NT18-Horace Lamb_Level One_120F _ Workstation | NT-NT18-01-120F | NT18-01-120F-Workstation | North Terrace | NT | NT18 | Horace Lamb | 01 | Level One | 120F | 859 | Infrastructure Office | 859 | Infrastructure | 6.48 | Workstation | 1 | Office Space Group | 111 | Open Plan - Specific type not defined |  | Excellent | 1,615.37 | NO
North Terrace_NT18-Horace Lamb_Level One_120G _ Workstation | NT-NT18-01-120G | NT18-01-120G-Workstation | North Terrace | NT | NT18 | Horace Lamb | 01 | Level One | 120G | 859 | Infrastructure Office | 859 | Infrastructure | 6.25 | Workstation | 1 | Office Space Group | 111 | Open Plan - Specific type not defined |  | Excellent | 1,558.04 | NO
North Terrace_NT18-Horace Lamb_Level One_120H _ Workstation | NT-NT18-01-120H | NT18-01-120H-Workstation | North Terrace | NT | NT18 | Horace Lamb | 01 | Level One | 120H | 859 | Infrastructure Office | 859 | Infrastructure | 6.41 | Workstation | 1 | Office Space Group | 111 | Open Plan - Specific type not defined |  | Excellent | 1,597.92 | NO
North Terrace_NT18-Horace Lamb_Level One_120I _ Workstation | NT-NT18-01-120I | NT18-01-120I-Workstation | North Terrace | NT | NT18 | Horace Lamb | 01 | Level One | 120I | 859 | Infrastructure Office | 859 | Infrastructure | 6.18 | Workstation | 1 | Office Space Group | 111 | Open Plan - Specific type not defined |  | Excellent | 1,540.59 | NO
North Terrace_NT18-Horace Lamb_Level One_121 _ Workstation | NT-NT18-01-121 | NT18-01-121-Workstation | North Terrace | NT | NT18 | Horace Lamb | 01 | Level One | 121 | 859 | Infrastructure Office | 859 | Infrastructure | 14.74 | Workstation | 1 | Office Space Group | 116 | Open Plan - Professional/General Staff |  | Excellent | 3,674.47 | NO
North Terrace_NT18-Horace Lamb_Level One_121A _ Utility | NT-NT18-01-121A | NT18-01-121A-Utility | North Terrace | NT | NT18 | Horace Lamb | 01 | Level One | 121A | 859 | Infrastructure Office | 859 | Infrastructure | 22.69 | Utility | 6 | General Facility Space Group | 603 | General Facility - Resource room |  | Excellent | 6,335.05 | NO
North Terrace_NT18-Horace Lamb_Level One_121B _ Corr. | NT-NT18-01-121B | NT18-01-121B-Corr. | North Terrace | NT | NT18 | Horace Lamb | 01 | Level One | 121B | 99939 | Unusable Spaces | 99939 | Unusable Spaces | 16.55 | Corr. | 8 | Non Useable Floor Area Space Group | 805 | Non-usable - Circulation space |  | Excellent | 0.00 | NO
North Terrace_NT18-Horace Lamb_Level One_122 _ Corr. | NT-NT18-01-122 | NT18-01-122-Corr. | North Terrace | NT | NT18 | Horace Lamb | 01 | Level One | 122 | 99939 | Unusable Spaces | 99939 | Unusable Spaces | 18.45 | Corr. | 8 | Non Useable Floor Area Space Group | 805 | Non-usable - Circulation space |  | Unknown | 0.00 | NO
North Terrace_NT18-Horace Lamb_Level One_122A _ Plantroom - A/C | NT-NT18-01-122A | NT18-01-122A-Plantroom - A/C | North Terrace | NT | NT18 | Horace Lamb | 01 | Level One | 122A | 99939 | Unusable Spaces | 99939 | Unusable Spaces | 11.98 | Plantroom - A/C | 8 | Non Useable Floor Area Space Group | 810 | Non-usable - Mechanical plant room |  | Unknown | 0.00 | NO
North Terrace_NT18-Horace Lamb_Level One_123 _ Meeting | NT-NT18-01-123 | NT18-01-123-Meeting | North Terrace | NT | NT18 | Horace Lamb | 01 | Level One | 123 | 859 | Infrastructure Office | 859 | Infrastructure | 18.95 | Meeting | 6 | General Facility Space Group | 601 | General Facility - Committee/Conference/Meeting room |  | Excellent | 5,290.84 | NO
North Terrace_NT18-Horace Lamb_Level One_124 _ Office | NT-NT18-01-124 | NT18-01-124-Office | North Terrace | NT | NT18 | Horace Lamb | 01 | Level One | 124 | 859 | Infrastructure Office | 859 | Infrastructure | 18.57 | Office | 1 | Office Space Group | 108 | Office - Professional/General Staff |  | Excellent | 4,629.24 | NO
North Terrace_NT18-Horace Lamb_Level Two_1022 _ "Horace Lamb Lecture Theatre" | NT-NT18-02-1022 | NT18-02-1022-"Horace Lamb Lecture Theatre" | North Terrace | NT | NT18 | Horace Lamb | 02 | Level Two | 1022 | 99998 | Central Common Teaching Areas (In Use) | 952 | Corporate Services Division Admin | 187.41 | "Horace Lamb Lecture Theatre" | 2 | Teaching Space Group | 202 | Lecture Theatre (> 100 seats) |  | Adequate | 38,773.29 | NO
North Terrace_NT18-Horace Lamb_Level Two_2000 _ Stair | NT-NT18-02-2000 | NT18-02-2000-Stair | North Terrace | NT | NT18 | Horace Lamb | 02 | Level Two | 2000 | 99939 | Unusable Spaces | 99939 | Unusable Spaces | 16.52 | Stair | 8 | Non Useable Floor Area Space Group | 805 | Non-usable - Circulation space |  | Unknown | 0.00 | NO
North Terrace_NT18-Horace Lamb_Level Two_2001 _ Stair Foyer | NT-NT18-02-2001 | NT18-02-2001-Stair Foyer | North Terrace | NT | NT18 | Horace Lamb | 02 | Level Two | 2001 | 99939 | Unusable Spaces | 99939 | Unusable Spaces | 7.16 | Stair Foyer | 8 | Non Useable Floor Area Space Group | 805 | Non-usable - Circulation space |  | Unknown | 0.00 | NO
North Terrace_NT18-Horace Lamb_Level Two_2002 _ A/L | NT-NT18-02-2002 | NT18-02-2002-A/L | North Terrace | NT | NT18 | Horace Lamb | 02 | Level Two | 2002 | 99939 | Unusable Spaces | 99939 | Unusable Spaces | 4.04 | A/L | 8 | Non Useable Floor Area Space Group | 822 | Non-usable - Toilets/Amenities - Unisex |  | Unknown | 0.00 | NO
North Terrace_NT18-Horace Lamb_Level Two_2002A _ WC - M | NT-NT18-02-2002A | NT18-02-2002A-WC - M | North Terrace | NT | NT18 | Horace Lamb | 02 | Level Two | 2002A | 99939 | Unusable Spaces | 99939 | Unusable Spaces | 14.74 | WC - M | 8 | Non Useable Floor Area Space Group | 821 | Non-usable - Toilets/Amenities - Male |  | Unknown | 0.00 | NO
North Terrace_NT18-Horace Lamb_Level Two_2003 _ A/L | NT-NT18-02-2003 | NT18-02-2003-A/L | North Terrace | NT | NT18 | Horace Lamb | 02 | Level Two | 2003 | 99939 | Unusable Spaces | 99939 | Unusable Spaces | 3.85 | A/L | 8 | Non Useable Floor Area Space Group | 822 | Non-usable - Toilets/Amenities - Unisex |  | Unknown | 0.00 | NO
North Terrace_NT18-Horace Lamb_Level Two_2003A _ WC - F | NT-NT18-02-2003A | NT18-02-2003A-WC - F | North Terrace | NT | NT18 | Horace Lamb | 02 | Level Two | 2003A | 99939 | Unusable Spaces | 99939 | Unusable Spaces | 10.96 | WC - F | 8 | Non Useable Floor Area Space Group | 820 | Non-usable - Toilets/Amenities - Female |  | Unknown | 0.00 | NO
North Terrace_NT18-Horace Lamb_Level Two_2004 _ Cleaner | NT-NT18-02-2004 | NT18-02-2004-Cleaner | North Terrace | NT | NT18 | Horace Lamb | 02 | Level Two | 2004 | 99939 | Unusable Spaces | 99939 | Unusable Spaces | 4.6 | Cleaner | 8 | Non Useable Floor Area Space Group | 806 | Non-usable - Cleaners room |  | Unknown | 0.00 | NO
North Terrace_NT18-Horace Lamb_Level Two_2005 _ Corr. | NT-NT18-02-2005 | NT18-02-2005-Corr. | North Terrace | NT | NT18 | Horace Lamb | 02 | Level Two | 2005 | 99939 | Unusable Spaces | 99939 | Unusable Spaces | 52.09 | Corr. | 8 | Non Useable Floor Area Space Group | 805 | Non-usable - Circulation space |  | Unknown | 0.00 | NO
North Terrace_NT18-Horace Lamb_Level Two_2005A _ Printer | NT-NT18-02-2005A | NT18-02-2005A-Printer | North Terrace | NT | NT18 | Horace Lamb | 02 | Level Two | 2005A | 652 | Student Learning | 652 | Student Learning | 4 | Printer | 6 | General Facility Space Group | 603 | General Facility - Resource room |  | Adequate | 759.73 | NO
North Terrace_NT18-Horace Lamb_Level Two_2006 _ Office | NT-NT18-02-2006 | NT18-02-2006-Office | North Terrace | NT | NT18 | Horace Lamb | 02 | Level Two | 2006 | 652 | Student Learning | 652 | Student Learning | 9.09 | Office | 1 | Office Space Group | 101 | Office - Academic Staff |  | Adequate | 1,541.50 | NO
North Terrace_NT18-Horace Lamb_Level Two_2007 _ Office - Recording | NT-NT18-02-2007 | NT18-02-2007-Office - Recording | North Terrace | NT | NT18 | Horace Lamb | 02 | Level Two | 2007 | 859 | Infrastructure Office | 859 | Infrastructure | 9.09 | Office - Recording | 1 | Office Space Group | 101 | Office - Academic Staff |  | Adequate | 1,541.50 | NO
North Terrace_NT18-Horace Lamb_Level Two_2008 _ Office | NT-NT18-02-2008 | NT18-02-2008-Office | North Terrace | NT | NT18 | Horace Lamb | 02 | Level Two | 2008 | 859 | Infrastructure Office | 859 | Infrastructure | 9.42 | Office | 1 | Office Space Group | 108 | Office - Professional/General Staff |  | Adequate | 1,597.46 | NO
North Terrace_NT18-Horace Lamb_Level Two_2009 _ Store | NT-NT18-02-2009 | NT18-02-2009-Store | North Terrace | NT | NT18 | Horace Lamb | 02 | Level Two | 2009 | 859 | Infrastructure Office | 859 | Infrastructure | 9.81 | Store | 4 | Ancillary Area Space Group | 419 | Ancillary Area - Store Room - Generic |  | Adequate | 1,463.97 | NO
North Terrace_NT18-Horace Lamb_Level Two_2010 _ Office - Recording | NT-NT18-02-2010 | NT18-02-2010-Office - Recording | North Terrace | NT | NT18 | Horace Lamb | 02 | Level Two | 2010 | 859 | Infrastructure Office | 859 | Infrastructure | 9.11 | Office - Recording | 1 | Office Space Group | 101 | Office - Academic Staff |  | Adequate | 1,544.89 | NO
North Terrace_NT18-Horace Lamb_Level Two_2011 _ Office | NT-NT18-02-2011 | NT18-02-2011-Office | North Terrace | NT | NT18 | Horace Lamb | 02 | Level Two | 2011 | 730 | Office of Academic and Student Engagement | 730 | Office of Academic and Student Engagement | 12.66 | Office | 1 | Office Space Group | 108 | Office - Professional/General Staff |  | Adequate | 2,146.91 | NO
North Terrace_NT18-Horace Lamb_Level Two_2012 _ Office | NT-NT18-02-2012 | NT18-02-2012-Office | North Terrace | NT | NT18 | Horace Lamb | 02 | Level Two | 2012 | 99993 | Charitable Relationship | 859 | Infrastructure | 11.12 | Office | 1 | Office Space Group | 108 | Office - Professional/General Staff |  | Adequate | 1,885.75 | NO
North Terrace_NT18-Horace Lamb_Level Two_2013 _ Office | NT-NT18-02-2013 | NT18-02-2013-Office | North Terrace | NT | NT18 | Horace Lamb | 02 | Level Two | 2013 | 99954 | Division of Deputy Vice-Chancellor and Vice-President (Academic) - Shared Space | 730 | Office of Academic and Student Engagement | 17.01 | Office | 1 | Office Space Group | 108 | Office - Professional/General Staff |  | Adequate | 2,884.59 | NO
North Terrace_NT18-Horace Lamb_Level Two_2014 _ Office | NT-NT18-02-2014 | NT18-02-2014-Office | North Terrace | NT | NT18 | Horace Lamb | 02 | Level Two | 2014 | 652 | Student Learning | 652 | Student Learning | 16.76 | Office | 1 | Office Space Group | 103 | Office - Research Students |  | Adequate | 2,842.20 | NO
North Terrace_NT18-Horace Lamb_Level Two_2015 _ Office | NT-NT18-02-2015 | NT18-02-2015-Office | North Terrace | NT | NT18 | Horace Lamb | 02 | Level Two | 2015 | 652 | Student Learning | 652 | Student Learning | 15.04 | Office | 1 | Office Space Group | 108 | Office - Professional/General Staff |  | Adequate | 2,550.52 | NO
North Terrace_NT18-Horace Lamb_Level Two_2016 _ Office | NT-NT18-02-2016 | NT18-02-2016-Office | North Terrace | NT | NT18 | Horace Lamb | 02 | Level Two | 2016 | 652 | Student Learning | 652 | Student Learning | 17.02 | Office | 1 | Office Space Group | 108 | Office - Professional/General Staff |  | Adequate | 2,886.29 | NO
North Terrace_NT18-Horace Lamb_Level Two_2017 _ Meeting | NT-NT18-02-2017 | NT18-02-2017-Meeting | North Terrace | NT | NT18 | Horace Lamb | 02 | Level Two | 2017 | 652 | Student Learning | 652 | Student Learning | 18.76 | Meeting | 6 | General Facility Space Group | 601 | General Facility - Committee/Conference/Meeting room |  | Adequate | 3,563.12 | NO
North Terrace_NT18-Horace Lamb_Level Two_2018 _ Corr. | NT-NT18-02-2018 | NT18-02-2018-Corr. | North Terrace | NT | NT18 | Horace Lamb | 02 | Level Two | 2018 | 99939 | Unusable Spaces | 99939 | Unusable Spaces | 18.34 | Corr. | 8 | Non Useable Floor Area Space Group | 805 | Non-usable - Circulation space |  | Unknown | 0.00 | NO
North Terrace_NT18-Horace Lamb_Level Two_2019 _ Stair | NT-NT18-02-2019 | NT18-02-2019-Stair | North Terrace | NT | NT18 | Horace Lamb | 02 | Level Two | 2019 | 99939 | Unusable Spaces | 99939 | Unusable Spaces | 10.11 | Stair | 8 | Non Useable Floor Area Space Group | 805 | Non-usable - Circulation space |  | Unknown | 0.00 | NO
North Terrace_NT18-Horace Lamb_Level Two_2021 _ Security Store | NT-NT18-02-2021 | NT18-02-2021-Security Store | North Terrace | NT | NT18 | Horace Lamb | 02 | Level Two | 2021 | 859 | Infrastructure Office | 859 | Infrastructure | 6.24 | Security Store | 4 | Ancillary Area Space Group | 419 | Ancillary Area - Store Room - Generic |  | Adequate | 931.21 | NO
North Terrace_NT18-Horace Lamb_Level Two_2021A _ A/L | NT-NT18-02-2021A | NT18-02-2021A-A/L | North Terrace | NT | NT18 | Horace Lamb | 02 | Level Two | 2021A | 99966 | Unknown | 99939 | Unusable Spaces | 2.84 | A/L | 8 | Non Useable Floor Area Space Group | 805 | Non-usable - Circulation space |  | Unknown | 0.00 | NO
North Terrace_NT18-Horace Lamb_Level Two_208 _ Corr. | NT-NT18-02-208 | NT18-02-208-Corr. | North Terrace | NT | NT18 | Horace Lamb | 02 | Level Two | 208 | 99939 | Unusable Spaces | 99939 | Unusable Spaces | 40.79 | Corr. | 8 | Non Useable Floor Area Space Group | 805 | Non-usable - Circulation space |  | Unknown | 0.00 | NO
North Terrace_NT18-Horace Lamb_Level Two_209 _ Office - General | NT-NT18-02-209 | NT18-02-209-Office - General | North Terrace | NT | NT18 | Horace Lamb | 02 | Level Two | 209 | 733 | University Library | 733 | University Library | 24.34 | Office - General | 1 | Office Space Group | 108 | Office - Professional/General Staff |  | Adequate | 4,127.63 | NO
North Terrace_NT18-Horace Lamb_Level Two_209A _ Plantroom - A/C | NT-NT18-02-209A | NT18-02-209A-Plantroom - A/C | North Terrace | NT | NT18 | Horace Lamb | 02 | Level Two | 209A | 99939 | Unusable Spaces | 99939 | Unusable Spaces | 11.34 | Plantroom - A/C | 8 | Non Useable Floor Area Space Group | 810 | Non-usable - Mechanical plant room |  | Unknown | 0.00 | NO
North Terrace_NT18-Horace Lamb_Level Two_210 _ Small Group Discussion Room | NT-NT18-02-210 | NT18-02-210-Small Group Discussion Room | North Terrace | NT | NT18 | Horace Lamb | 02 | Level Two | 210 | 733 | University Library | 733 | University Library | 20.74 | Small Group Discussion Room | 6 | General Facility Space Group | 601 | General Facility - Committee/Conference/Meeting room |  | Adequate | 3,939.19 | NO
North Terrace_NT18-Horace Lamb_Level Two_211 _ Store | NT-NT18-02-211 | NT18-02-211-Store | North Terrace | NT | NT18 | Horace Lamb | 02 | Level Two | 211 | 733 | University Library | 733 | University Library | 5.8 | Store | 4 | Ancillary Area Space Group | 419 | Ancillary Area - Store Room - Generic |  | Adequate | 865.55 | NO
North Terrace_NT18-Horace Lamb_Level Two_212 _ Store | NT-NT18-02-212 | NT18-02-212-Store | North Terrace | NT | NT18 | Horace Lamb | 02 | Level Two | 212 | 733 | University Library | 733 | University Library | 7.18 | Store | 4 | Ancillary Area Space Group | 419 | Ancillary Area - Store Room - Generic |  | Adequate | 1,071.49 | NO
North Terrace_NT18-Horace Lamb_Level Two_213 _ Interview Room | NT-NT18-02-213 | NT18-02-213-Interview Room | North Terrace | NT | NT18 | Horace Lamb | 02 | Level Two | 213 | 733 | University Library | 733 | University Library | 12.45 | Interview Room | 6 | General Facility Space Group | 601 | General Facility - Committee/Conference/Meeting room |  | Adequate | 2,364.65 | NO
North Terrace_NT18-Horace Lamb_Level Two_214 _ Photocopy | NT-NT18-02-214 | NT18-02-214-Photocopy | North Terrace | NT | NT18 | Horace Lamb | 02 | Level Two | 214 | 733 | University Library | 733 | University Library | 14.29 | Photocopy | 6 | General Facility Space Group | 603 | General Facility - Resource room |  | Adequate | 2,714.13 | NO
North Terrace_NT18-Horace Lamb_Level Two_215 _ Office | NT-NT18-02-215 | NT18-02-215-Office | North Terrace | NT | NT18 | Horace Lamb | 02 | Level Two | 215 | 733 | University Library | 733 | University Library | 58.99 | Office | 1 | Office Space Group | 108 | Office - Professional/General Staff |  | Adequate | 10,003.65 | NO
North Terrace_NT18-Horace Lamb_Level Three_3000 _ Corr. | NT-NT18-03-3000 | NT18-03-3000-Corr. | North Terrace | NT | NT18 | Horace Lamb | 03 | Level Three | 3000 | 99939 | Unusable Spaces | 99939 | Unusable Spaces | 12.99 | Corr. | 8 | Non Useable Floor Area Space Group | 805 | Non-usable - Circulation space |  | Unknown | 0.00 | NO
North Terrace_NT18-Horace Lamb_Level Three_3000A _ Stair | NT-NT18-03-3000A | NT18-03-3000A-Stair | North Terrace | NT | NT18 | Horace Lamb | 03 | Level Three | 3000A | 99939 | Unusable Spaces | 99939 | Unusable Spaces | 4.55 | Stair | 8 | Non Useable Floor Area Space Group | 805 | Non-usable - Circulation space |  | Unknown | 0.00 | NO
North Terrace_NT18-Horace Lamb_Level Three_3001 _ Corr. | NT-NT18-03-3001 | NT18-03-3001-Corr. | North Terrace | NT | NT18 | Horace Lamb | 03 | Level Three | 3001 | 99939 | Unusable Spaces | 99939 | Unusable Spaces | 31.25 | Corr. | 8 | Non Useable Floor Area Space Group | 805 | Non-usable - Circulation space |  | Unknown | 0.00 | NO
North Terrace_NT18-Horace Lamb_Level Three_3002 _ Store | NT-NT18-03-3002 | NT18-03-3002-Store | North Terrace | NT | NT18 | Horace Lamb | 03 | Level Three | 3002 | 510 | School of Architecture & Built Environment | 510 | School of Architecture & Built Environment | 6.77 | Store | 4 | Ancillary Area Space Group | 419 | Ancillary Area - Store Room - Generic |  | Adequate | 1,010.30 | NO
North Terrace_NT18-Horace Lamb_Level Three_3003 _ Store | NT-NT18-03-3003 | NT18-03-3003-Store | North Terrace | NT | NT18 | Horace Lamb | 03 | Level Three | 3003 | 510 | School of Architecture & Built Environment | 510 | School of Architecture & Built Environment | 7.92 | Store | 4 | Ancillary Area Space Group | 419 | Ancillary Area - Store Room - Generic |  | Adequate | 1,181.92 | NO
North Terrace_NT18-Horace Lamb_Level Three_3003A _ Store | NT-NT18-03-3003A | NT18-03-3003A-Store | North Terrace | NT | NT18 | Horace Lamb | 03 | Level Three | 3003A | 510 | School of Architecture & Built Environment | 510 | School of Architecture & Built Environment | 5.12 | Store | 4 | Ancillary Area Space Group | 419 | Ancillary Area - Store Room - Generic |  | Adequate | 764.07 | NO
North Terrace_NT18-Horace Lamb_Level Three_3004 _ Office - PHD | NT-NT18-03-3004 | NT18-03-3004-Office - PHD | North Terrace | NT | NT18 | Horace Lamb | 03 | Level Three | 3004 | 510 | School of Architecture & Built Environment | 510 | School of Architecture & Built Environment | 31.57 | Office - PHD | 1 | Office Space Group | 103 | Office - Research Students |  | Adequate | 5,353.71 | NO
North Terrace_NT18-Horace Lamb_Level Three_3005 _ Copier Room | NT-NT18-03-3005 | NT18-03-3005-Copier Room | North Terrace | NT | NT18 | Horace Lamb | 03 | Level Three | 3005 | 510 | School of Architecture & Built Environment | 510 | School of Architecture & Built Environment | 13.31 | Copier Room | 6 | General Facility Space Group | 603 | General Facility - Resource room |  | Adequate | 2,527.99 | NO
North Terrace_NT18-Horace Lamb_Level Three_3006A _ Office | NT-NT18-03-3006A | NT18-03-3006A-Office | North Terrace | NT | NT18 | Horace Lamb | 03 | Level Three | 3006A | 510 | School of Architecture & Built Environment | 510 | School of Architecture & Built Environment | 13.37 | Office | 1 | Office Space Group | 101 | Office - Academic Staff |  | Adequate | 2,267.31 | NO
North Terrace_NT18-Horace Lamb_Level Three_3008 _ Computer Laboratory | NT-NT18-03-3008 | NT18-03-3008-Computer Laboratory | North Terrace | NT | NT18 | Horace Lamb | 03 | Level Three | 3008 | 510 | School of Architecture & Built Environment | 510 | School of Architecture & Built Environment | 43.29 | Computer Laboratory | 3 | Specialist Teaching or Research Space Group | 310 | Laboratory - Computing - Open Access |  | Adequate | 9,763.81 | NO
North Terrace_NT18-Horace Lamb_Level Three_3009 _ Office - PHD Student | NT-NT18-03-3009 | NT18-03-3009-Office - PHD Student | North Terrace | NT | NT18 | Horace Lamb | 03 | Level Three | 3009 | 510 | School of Architecture & Built Environment | 510 | School of Architecture & Built Environment | 35.97 | Office - PHD Student | 1 | Office Space Group | 103 | Office - Research Students |  | Adequate | 6,099.87 | NO
North Terrace_NT18-Horace Lamb_Level Three_3010 _ Computer Laboratory | NT-NT18-03-3010 | NT18-03-3010-Computer Laboratory | North Terrace | NT | NT18 | Horace Lamb | 03 | Level Three | 3010 | 510 | School of Architecture & Built Environment | 510 | School of Architecture & Built Environment | 43.7 | Computer Laboratory | 3 | Specialist Teaching or Research Space Group | 310 | Laboratory - Computing - Open Access |  | Adequate | 9,856.28 | NO
North Terrace_NT18-Horace Lamb_Level Three_3011A _ Office - PHD Student | NT-NT18-03-3011A | NT18-03-3011A-Office - PHD Student | North Terrace | NT | NT18 | Horace Lamb | 03 | Level Three | 3011A | 510 | School of Architecture & Built Environment | 510 | School of Architecture & Built Environment | 28.68 | Office - PHD Student | 1 | Office Space Group | 103 | Office - Research Students |  | Adequate | 4,863.62 | NO
North Terrace_NT18-Horace Lamb_Level Three_3011B _ Office - PHD Student | NT-NT18-03-3011B | NT18-03-3011B-Office - PHD Student | North Terrace | NT | NT18 | Horace Lamb | 03 | Level Three | 3011B | 510 | School of Architecture & Built Environment | 510 | School of Architecture & Built Environment | 21.96 | Office - PHD Student | 1 | Office Space Group | 103 | Office - Research Students |  | Adequate | 3,724.02 | NO
North Terrace_NT18-Horace Lamb_Level Three_3011C _ Office - PHD Student | NT-NT18-03-3011C | NT18-03-3011C-Office - PHD Student | North Terrace | NT | NT18 | Horace Lamb | 03 | Level Three | 3011C | 510 | School of Architecture & Built Environment | 510 | School of Architecture & Built Environment | 21.96 | Office - PHD Student | 1 | Office Space Group | 103 | Office - Research Students |  | Adequate | 3,724.02 | NO
North Terrace_NT18-Horace Lamb_Level Three_3012 _ Corr. | NT-NT18-03-3012 | NT18-03-3012-Corr. | North Terrace | NT | NT18 | Horace Lamb | 03 | Level Three | 3012 | 99939 | Unusable Spaces | 99939 | Unusable Spaces | 30.2 | Corr. | 8 | Non Useable Floor Area Space Group | 805 | Non-usable - Circulation space |  | Unknown | 0.00 | NO
North Terrace_NT18-Horace Lamb_Level Three_3012A _ Comms | NT-NT18-03-3012A | NT18-03-3012A-Comms | North Terrace | NT | NT18 | Horace Lamb | 03 | Level Three | 3012A | 850 | ITDS Branch Central Costs | 869 | Information Technology and Digital Services | 0.33 | Comms | 8 | Non Useable Floor Area Space Group | 812 | Non-usable - Comms/network system/Telephone/PABX |  | Adequate | 0.00 | NO
North Terrace_NT18-Horace Lamb_Level Three_3013 _ Office - Post Grad. | NT-NT18-03-3013 | NT18-03-3013-Office - Post Grad. | North Terrace | NT | NT18 | Horace Lamb | 03 | Level Three | 3013 | 510 | School of Architecture & Built Environment | 510 | School of Architecture & Built Environment | 21.61 | Office - Post Grad. | 1 | Office Space Group | 103 | Office - Research Students |  | Adequate | 3,664.67 | NO
North Terrace_NT18-Horace Lamb_Level Three_3014 _ Corr. | NT-NT18-03-3014 | NT18-03-3014-Corr. | North Terrace | NT | NT18 | Horace Lamb | 03 | Level Three | 3014 | 99939 | Unusable Spaces | 99939 | Unusable Spaces | 23.35 | Corr. | 8 | Non Useable Floor Area Space Group | 805 | Non-usable - Circulation space |  | Unknown | 0.00 | NO
North Terrace_NT18-Horace Lamb_Level Three_3015 _ Research Laboratory | NT-NT18-03-3015 | NT18-03-3015-Research Laboratory | North Terrace | NT | NT18 | Horace Lamb | 03 | Level Three | 3015 | 510 | School of Architecture & Built Environment | 510 | School of Architecture & Built Environment | 19.3 | Research Laboratory | 1 | Office Space Group | 101 | Office - Academic Staff |  | Adequate | 3,272.94 | NO
North Terrace_NT18-Horace Lamb_Level Three_3016 _ Meeting - Post Grad | NT-NT18-03-3016 | NT18-03-3016-Meeting - Post Grad | North Terrace | NT | NT18 | Horace Lamb | 03 | Level Three | 3016 | 510 | School of Architecture & Built Environment | 510 | School of Architecture & Built Environment | 21.54 | Meeting - Post Grad | 6 | General Facility Space Group | 601 | General Facility - Committee/Conference/Meeting room |  | Adequate | 4,091.14 | NO
North Terrace_NT18-Horace Lamb_Level Three_3017 _ Slide Collection Room | NT-NT18-03-3017 | NT18-03-3017-Slide Collection Room | North Terrace | NT | NT18 | Horace Lamb | 03 | Level Three | 3017 | 510 | School of Architecture & Built Environment | 510 | School of Architecture & Built Environment | 11.43 | Slide Collection Room | 4 | Ancillary Area Space Group | 417 | Ancillary Area - Studio support room |  | Adequate | 1,705.72 | NO
North Terrace_NT18-Horace Lamb_Level Three_3018 _ Model Making Laboratory | NT-NT18-03-3018 | NT18-03-3018-Model Making Laboratory | North Terrace | NT | NT18 | Horace Lamb | 03 | Level Three | 3018 | 510 | School of Architecture & Built Environment | 510 | School of Architecture & Built Environment | 52.87 | Model Making Laboratory | 3 | Specialist Teaching or Research Space Group | 326 | Studio - Design Undergrad/Postgraduate |  | Adequate | 11,924.52 | NO
North Terrace_NT18-Horace Lamb_Level Three_312 _ "Ira Raymond Exhibition Room" | NT-NT18-03-312 | NT18-03-312-"Ira Raymond Exhibition Room" | North Terrace | NT | NT18 | Horace Lamb | 03 | Level Three | 312 | 733 | University Library | 733 | University Library | 151.28 | "Ira Raymond Exhibition Room" | 6 | General Facility Space Group | 601 | General Facility - Committee/Conference/Meeting room |  | Adequate | 28,732.91 | NO
North Terrace_NT18-Horace Lamb_Level Three_313 _ Tea Point | NT-NT18-03-313 | NT18-03-313-Tea Point | North Terrace | NT | NT18 | Horace Lamb | 03 | Level Three | 313 | 733 | University Library | 733 | University Library | 7.27 | Tea Point | 6 | General Facility Space Group | 608 | General Facility - Kitchen/Servery/Food Storage |  | Adequate | 1,380.81 | NO
North Terrace_NT18-Horace Lamb_Level Three_313A _ Plantroom | NT-NT18-03-313A | NT18-03-313A-Plantroom | North Terrace | NT | NT18 | Horace Lamb | 03 | Level Three | 313A | 99939 | Unusable Spaces | 99939 | Unusable Spaces | 12.07 | Plantroom | 8 | Non Useable Floor Area Space Group | 811 | Non-usable - Plant room other |  | Unknown | 0.00 | NO
North Terrace_NT18-Horace Lamb_Level Four_422 _ Small Group Discovery Experience | NT-NT18-04-422 | NT18-04-422-Small Group Discovery Experience | North Terrace | NT | NT18 | Horace Lamb | 04 | Level Four | 422 | 99998 | Central Common Teaching Areas (In Use) | 952 | Corporate Services Division Admin | 203.94 | Small Group Discovery Experience | 2 | Teaching Space Group | 217 | Collaborative Teaching Space |  | Adequate | 42,193.19 | NO
North Terrace_NT18-Horace Lamb_Level Four_452 _ Foyer | NT-NT18-04-452 | NT18-04-452-Foyer | North Terrace | NT | NT18 | Horace Lamb | 04 | Level Four | 452 | 510 | School of Architecture & Built Environment | 510 | School of Architecture & Built Environment | 35.23 | Foyer | 8 | Non Useable Floor Area Space Group | 805 | Non-usable - Circulation space |  | Adequate | 0.00 | NO
North Terrace_NT18-Horace Lamb_Level Four_454 _ Reception | NT-NT18-04-454 | NT18-04-454-Reception | North Terrace | NT | NT18 | Horace Lamb | 04 | Level Four | 454 | 510 | School of Architecture & Built Environment | 510 | School of Architecture & Built Environment | 32.4 | Reception | 6 | General Facility Space Group | 623 | General Facility - Waiting Area/Foyer/Reception Area |  | Adequate | 6,153.80 | NO
North Terrace_NT18-Horace Lamb_Level Four_454A _ Meeting / Seminar | NT-NT18-04-454A | NT18-04-454A-Meeting / Seminar | North Terrace | NT | NT18 | Horace Lamb | 04 | Level Four | 454A | 510 | School of Architecture & Built Environment | 510 | School of Architecture & Built Environment | 45.99 | Meeting / Seminar | 6 | General Facility Space Group | 601 | General Facility - Committee/Conference/Meeting room |  | Excellent | 12,840.41 | NO
North Terrace_NT18-Horace Lamb_Level Four_454B _ Corr. | NT-NT18-04-454B | NT18-04-454B-Corr. | North Terrace | NT | NT18 | Horace Lamb | 04 | Level Four | 454B | 99939 | Unusable Spaces | 99939 | Unusable Spaces | 18.08 | Corr. | 8 | Non Useable Floor Area Space Group | 805 | Non-usable - Circulation space |  | Unknown | 0.00 | NO
North Terrace_NT18-Horace Lamb_Level Four_455 _ Corr. | NT-NT18-04-455 | NT18-04-455-Corr. | North Terrace | NT | NT18 | Horace Lamb | 04 | Level Four | 455 | 99939 | Unusable Spaces | 99939 | Unusable Spaces | 21.1 | Corr. | 8 | Non Useable Floor Area Space Group | 805 | Non-usable - Circulation space |  | Unknown | 0.00 | NO
North Terrace_NT18-Horace Lamb_Level Four_455A _ Corr. | NT-NT18-04-455A | NT18-04-455A-Corr. | North Terrace | NT | NT18 | Horace Lamb | 04 | Level Four | 455A | 99939 | Unusable Spaces | 99939 | Unusable Spaces | 33.23 | Corr. | 8 | Non Useable Floor Area Space Group | 805 | Non-usable - Circulation space |  | Unknown | 0.00 | NO
North Terrace_NT18-Horace Lamb_Level Four_455B _ Comms | NT-NT18-04-455B | NT18-04-455B-Comms | North Terrace | NT | NT18 | Horace Lamb | 04 | Level Four | 455B | 850 | ITDS Branch Central Costs | 869 | Information Technology and Digital Services | 1.82 | Comms | 8 | Non Useable Floor Area Space Group | 812 | Non-usable - Comms/network system/Telephone/PABX |  | Adequate | 0.00 | NO
North Terrace_NT18-Horace Lamb_Level Four_456A _ Office | NT-NT18-04-456A | NT18-04-456A-Office | North Terrace | NT | NT18 | Horace Lamb | 04 | Level Four | 456A | 510 | School of Architecture & Built Environment | 510 | School of Architecture & Built Environment | 18.84 | Office | 1 | Office Space Group | 101 | Office - Academic Staff |  | Good | 3,993.66 | NO
North Terrace_NT18-Horace Lamb_Level Four_456B _ Office | NT-NT18-04-456B | NT18-04-456B-Office | North Terrace | NT | NT18 | Horace Lamb | 04 | Level Four | 456B | 510 | School of Architecture & Built Environment | 510 | School of Architecture & Built Environment | 18.28 | Office | 1 | Office Space Group | 101 | Office - Academic Staff |  | Good | 3,874.95 | NO
North Terrace_NT18-Horace Lamb_Level Four_457 _ Kitchen | NT-NT18-04-457 | NT18-04-457-Kitchen | North Terrace | NT | NT18 | Horace Lamb | 04 | Level Four | 457 | 510 | School of Architecture & Built Environment | 510 | School of Architecture & Built Environment | 6.41 | Kitchen | 6 | General Facility Space Group | 608 | General Facility - Kitchen/Servery/Food Storage |  | Adequate | 1,217.46 | NO
North Terrace_NT18-Horace Lamb_Level Four_458 _ Cleaner | NT-NT18-04-458 | NT18-04-458-Cleaner | North Terrace | NT | NT18 | Horace Lamb | 04 | Level Four | 458 | 99939 | Unusable Spaces | 99939 | Unusable Spaces | 1.76 | Cleaner | 8 | Non Useable Floor Area Space Group | 806 | Non-usable - Cleaners room |  | Unknown | 0.00 | NO
North Terrace_NT18-Horace Lamb_Level Four_459 _ WC - F | NT-NT18-04-459 | NT18-04-459-WC - F | North Terrace | NT | NT18 | Horace Lamb | 04 | Level Four | 459 | 99939 | Unusable Spaces | 99939 | Unusable Spaces | 5.49 | WC - F | 8 | Non Useable Floor Area Space Group | 820 | Non-usable - Toilets/Amenities - Female |  | Unknown | 0.00 | NO
North Terrace_NT18-Horace Lamb_Level Four_460 _ WC - M | NT-NT18-04-460 | NT18-04-460-WC - M | North Terrace | NT | NT18 | Horace Lamb | 04 | Level Four | 460 | 99939 | Unusable Spaces | 99939 | Unusable Spaces | 5.49 | WC - M | 8 | Non Useable Floor Area Space Group | 821 | Non-usable - Toilets/Amenities - Male |  | Unknown | 0.00 | NO
North Terrace_NT18-Horace Lamb_Level Four_461 _ Office | NT-NT18-04-461 | NT18-04-461-Office | North Terrace | NT | NT18 | Horace Lamb | 04 | Level Four | 461 | 510 | School of Architecture & Built Environment | 510 | School of Architecture & Built Environment | 15.58 | Office | 1 | Office Space Group | 101 | Office - Academic Staff |  | Adequate | 2,642.09 | NO
North Terrace_NT18-Horace Lamb_Level Four_462 _ Office | NT-NT18-04-462 | NT18-04-462-Office | North Terrace | NT | NT18 | Horace Lamb | 04 | Level Four | 462 | 510 | School of Architecture & Built Environment | 510 | School of Architecture & Built Environment | 15.12 | Office | 1 | Office Space Group | 101 | Office - Academic Staff |  | Adequate | 2,564.08 | NO
North Terrace_NT18-Horace Lamb_Level Four_463 _ Office | NT-NT18-04-463 | NT18-04-463-Office | North Terrace | NT | NT18 | Horace Lamb | 04 | Level Four | 463 | 510 | School of Architecture & Built Environment | 510 | School of Architecture & Built Environment | 15.03 | Office | 1 | Office Space Group | 101 | Office - Academic Staff |  | Adequate | 2,548.82 | NO
North Terrace_NT18-Horace Lamb_Level Four_464 _ Office | NT-NT18-04-464 | NT18-04-464-Office | North Terrace | NT | NT18 | Horace Lamb | 04 | Level Four | 464 | 510 | School of Architecture & Built Environment | 510 | School of Architecture & Built Environment | 14.08 | Office | 1 | Office Space Group | 101 | Office - Academic Staff |  | Adequate | 2,387.72 | NO
North Terrace_NT18-Horace Lamb_Level Four_465 _ Office | NT-NT18-04-465 | NT18-04-465-Office | North Terrace | NT | NT18 | Horace Lamb | 04 | Level Four | 465 | 510 | School of Architecture & Built Environment | 510 | School of Architecture & Built Environment | 13.94 | Office | 1 | Office Space Group | 101 | Office - Academic Staff |  | Adequate | 2,363.98 | NO
North Terrace_NT18-Horace Lamb_Level Four_466 _ Office | NT-NT18-04-466 | NT18-04-466-Office | North Terrace | NT | NT18 | Horace Lamb | 04 | Level Four | 466 | 510 | School of Architecture & Built Environment | 510 | School of Architecture & Built Environment | 14.96 | Office | 1 | Office Space Group | 101 | Office - Academic Staff |  | Adequate | 2,536.95 | NO
North Terrace_NT18-Horace Lamb_Level Four_467 _ Office | NT-NT18-04-467 | NT18-04-467-Office | North Terrace | NT | NT18 | Horace Lamb | 04 | Level Four | 467 | 510 | School of Architecture & Built Environment | 510 | School of Architecture & Built Environment | 15.88 | Office | 1 | Office Space Group | 101 | Office - Academic Staff |  | Adequate | 2,692.96 | NO
North Terrace_NT18-Horace Lamb_Level Four_468 _ Office | NT-NT18-04-468 | NT18-04-468-Office | North Terrace | NT | NT18 | Horace Lamb | 04 | Level Four | 468 | 510 | School of Architecture & Built Environment | 510 | School of Architecture & Built Environment | 17.09 | Office | 1 | Office Space Group | 101 | Office - Academic Staff |  | Adequate | 2,898.16 | NO
North Terrace_NT18-Horace Lamb_Level Four_469 _ Office | NT-NT18-04-469 | NT18-04-469-Office | North Terrace | NT | NT18 | Horace Lamb | 04 | Level Four | 469 | 510 | School of Architecture & Built Environment | 510 | School of Architecture & Built Environment | 11.38 | Office | 1 | Office Space Group | 101 | Office - Academic Staff |  | Adequate | 1,929.84 | NO
North Terrace_NT18-Horace Lamb_Level Four_470 _ Office | NT-NT18-04-470 | NT18-04-470-Office | North Terrace | NT | NT18 | Horace Lamb | 04 | Level Four | 470 | 510 | School of Architecture & Built Environment | 510 | School of Architecture & Built Environment | 19.48 | Office | 1 | Office Space Group | 101 | Office - Academic Staff |  | Adequate | 3,303.46 | NO
North Terrace_NT18-Horace Lamb_Level Four_471 _ Office | NT-NT18-04-471 | NT18-04-471-Office | North Terrace | NT | NT18 | Horace Lamb | 04 | Level Four | 471 | 510 | School of Architecture & Built Environment | 510 | School of Architecture & Built Environment | 14.88 | Office | 1 | Office Space Group | 101 | Office - Academic Staff |  | Adequate | 2,523.38 | NO
North Terrace_NT18-Horace Lamb_Level Four_472 _ Office | NT-NT18-04-472 | NT18-04-472-Office | North Terrace | NT | NT18 | Horace Lamb | 04 | Level Four | 472 | 510 | School of Architecture & Built Environment | 510 | School of Architecture & Built Environment | 18.87 | Office | 1 | Office Space Group | 101 | Office - Academic Staff |  | Adequate | 3,200.01 | NO
North Terrace_NT18-Horace Lamb_Level Four_473 _ Office - Head of School | NT-NT18-04-473 | NT18-04-473-Office - Head of School | North Terrace | NT | NT18 | Horace Lamb | 04 | Level Four | 473 | 510 | School of Architecture & Built Environment | 510 | School of Architecture & Built Environment | 24.75 | Office - Head of School | 1 | Office Space Group | 101 | Office - Academic Staff |  | Adequate | 4,197.16 | NO
North Terrace_NT18-Horace Lamb_Level Four_474 _ Office | NT-NT18-04-474 | NT18-04-474-Office | North Terrace | NT | NT18 | Horace Lamb | 04 | Level Four | 474 | 510 | School of Architecture & Built Environment | 510 | School of Architecture & Built Environment | 14.7 | Office | 1 | Office Space Group | 101 | Office - Academic Staff |  | Adequate | 2,492.86 | NO
North Terrace_NT18-Horace Lamb_Level Four_475 _ Office | NT-NT18-04-475 | NT18-04-475-Office | North Terrace | NT | NT18 | Horace Lamb | 04 | Level Four | 475 | 510 | School of Architecture & Built Environment | 510 | School of Architecture & Built Environment | 17.21 | Office | 1 | Office Space Group | 101 | Office - Academic Staff |  | Adequate | 2,918.51 | NO
North Terrace_NT18-Horace Lamb_Level Four_476 _ Duplicating | NT-NT18-04-476 | NT18-04-476-Duplicating | North Terrace | NT | NT18 | Horace Lamb | 04 | Level Four | 476 | 510 | School of Architecture & Built Environment | 510 | School of Architecture & Built Environment | 10.92 | Duplicating | 6 | General Facility Space Group | 603 | General Facility - Resource room |  | Adequate | 2,074.06 | NO
North Terrace_NT18-Horace Lamb_Level Four_478 _ Office | NT-NT18-04-478 | NT18-04-478-Office | North Terrace | NT | NT18 | Horace Lamb | 04 | Level Four | 478 | 510 | School of Architecture & Built Environment | 510 | School of Architecture & Built Environment | 15.27 | Office | 1 | Office Space Group | 101 | Office - Academic Staff |  | Adequate | 2,589.52 | NO
North Terrace_NT18-Horace Lamb_Roof Level_R.01 _ Services Zone 1 (NUFA) | NT-NT18-05-R.01 | NT18-05-R.01-Services Zone 1 (NUFA) | North Terrace | NT | NT18 | Horace Lamb | 05 | Roof Level | R.01 | 99939 | Unusable Spaces | 99939 | Unusable Spaces | 269.86 | Services Zone 1 (NUFA) | 8 | Non Useable Floor Area Space Group | 811 | Non-usable - Plant room other |  | Unknown | 0.00 | NO
North Terrace_NT18-Horace Lamb_Roof Level_R.02 _ Services Zone 2 (NUFA) | NT-NT18-05-R.02 | NT18-05-R.02-Services Zone 2 (NUFA) | North Terrace | NT | NT18 | Horace Lamb | 05 | Roof Level | R.02 | 99939 | Unusable Spaces | 99939 | Unusable Spaces | 110.83 | Services Zone 2 (NUFA) | 8 | Non Useable Floor Area Space Group | 811 | Non-usable - Plant room other |  | Unknown | 0.00 | NO
North Terrace_NT18-Horace Lamb_Roof Level_R.03 _ Services Zone 3 (NUFA) | NT-NT18-05-R.03 | NT18-05-R.03-Services Zone 3 (NUFA) | North Terrace | NT | NT18 | Horace Lamb | 05 | Roof Level | R.03 | 99939 | Unusable Spaces | 99939 | Unusable Spaces | 346.52 | Services Zone 3 (NUFA) | 8 | Non Useable Floor Area Space Group | 811 | Non-usable - Plant room other |  | Unknown | 0.00 | NO
North Terrace_NT19-Horace Lamb Bicycle Shelter_Ground Floor_G1 _ Horace Lamb Bicycle Shelter | NT-NT19-GN-G1 | NT19-GN-G1-Horace Lamb Bicycle Shelter | North Terrace | NT | NT19 | Horace Lamb Bicycle Shelter | GN | Ground Floor | G1 | 99997 | Parking Spaces | 99939 | Unusable Spaces | 35.6 | Horace Lamb Bicycle Shelter | 8 | Non Useable Floor Area Space Group | 801 | Non-usable - Bicycle storage |  | Unknown | 0.00 | NO
North Terrace_NT20-The Braggs_First Floor_1.00 _ Lift Lobby | NT-NT20-01-1.00 | NT20-01-1.00-Lift Lobby | North Terrace | NT | NT20 | The Braggs | 01 | First Floor | 1.00 | 99939 | Unusable Spaces | 99939 | Unusable Spaces | 16.33 | Lift Lobby | 8 | Non Useable Floor Area Space Group | 805 | Non-usable - Circulation space |  | Unknown | 0.00 | NO
North Terrace_NT20-The Braggs_First Floor_1.00A _ Lobby | NT-NT20-01-1.00A | NT20-01-1.00A-Lobby | North Terrace | NT | NT20 | The Braggs | 01 | First Floor | 1.00A | 99939 | Unusable Spaces | 99939 | Unusable Spaces | 3.37 | Lobby | 8 | Non Useable Floor Area Space Group | 805 | Non-usable - Circulation space |  | Unknown | 0.00 | NO
North Terrace_NT20-The Braggs_First Floor_1.00B _ Goods Lobby | NT-NT20-01-1.00B | NT20-01-1.00B-Goods Lobby | North Terrace | NT | NT20 | The Braggs | 01 | First Floor | 1.00B | 99939 | Unusable Spaces | 99939 | Unusable Spaces | 3.81 | Goods Lobby | 4 | Ancillary Area Space Group | 408 | Ancillary Area - Mail Room/ Goods Receipt/Despatch |  | Unknown | 0.00 | NO
North Terrace_NT20-The Braggs_First Floor_1.00C _ Corr. | NT-NT20-01-1.00C | NT20-01-1.00C-Corr. | North Terrace | NT | NT20 | The Braggs | 01 | First Floor | 1.00C | 99939 | Unusable Spaces | 99939 | Unusable Spaces | 27.94 | Corr. | 8 | Non Useable Floor Area Space Group | 805 | Non-usable - Circulation space |  | Unknown | 0.00 | NO
North Terrace_NT20-The Braggs_First Floor_1.00D _ HYD | NT-NT20-01-1.00D | NT20-01-1.00D-HYD | North Terrace | NT | NT20 | The Braggs | 01 | First Floor | 1.00D | 99939 | Unusable Spaces | 99939 | Unusable Spaces | 0.78 | HYD | 8 | Non Useable Floor Area Space Group | 840 | Non-usable - Service riser |  | Unknown | 0.00 | NO
North Terrace_NT20-The Braggs_First Floor_1.00E _ Elec Riser | NT-NT20-01-1.00E | NT20-01-1.00E-Elec Riser | North Terrace | NT | NT20 | The Braggs | 01 | First Floor | 1.00E | 99939 | Unusable Spaces | 99939 | Unusable Spaces | 2.13 | Elec Riser | 8 | Non Useable Floor Area Space Group | 840 | Non-usable - Service riser |  | Unknown | 0.00 | NO
North Terrace_NT20-The Braggs_First Floor_1.00F _ VSR | NT-NT20-01-1.00F | NT20-01-1.00F-VSR | North Terrace | NT | NT20 | The Braggs | 01 | First Floor | 1.00F | 99939 | Unusable Spaces | 99939 | Unusable Spaces | 1.38 | VSR | 8 | Non Useable Floor Area Space Group | 840 | Non-usable - Service riser |  | Unknown | 0.00 | NO
North Terrace_NT20-The Braggs_First Floor_1.00G _ Goods Lift | NT-NT20-01-1.00G | NT20-01-1.00G-Goods Lift | North Terrace | NT | NT20 | The Braggs | 01 | First Floor | 1.00G | 99939 | Unusable Spaces | 99939 | Unusable Spaces | 11.51 | Goods Lift | 8 | Non Useable Floor Area Space Group | 838 | Non-usable - Lift |  | Unknown | 0.00 | NO
North Terrace_NT20-The Braggs_First Floor_1.00H _ Stair 06 | NT-NT20-01-1.00H | NT20-01-1.00H-Stair 06 | North Terrace | NT | NT20 | The Braggs | 01 | First Floor | 1.00H | 99939 | Unusable Spaces | 99939 | Unusable Spaces | 14.97 | Stair 06 | 8 | Non Useable Floor Area Space Group | 805 | Non-usable - Circulation space |  | Unknown | 0.00 | NO
North Terrace_NT20-The Braggs_First Floor_1.00I _ Corr. | NT-NT20-01-1.00I | NT20-01-1.00I-Corr. | North Terrace | NT | NT20 | The Braggs | 01 | First Floor | 1.00I | 99939 | Unusable Spaces | 99939 | Unusable Spaces | 34.87 | Corr. | 8 | Non Useable Floor Area Space Group | 805 | Non-usable - Circulation space |  | Unknown | 0.00 | NO
North Terrace_NT20-The Braggs_First Floor_1.00J _ Corr. - South | NT-NT20-01-1.00J | NT20-01-1.00J-Corr. - South | North Terrace | NT | NT20 | The Braggs | 01 | First Floor | 1.00J | 99939 | Unusable Spaces | 99939 | Unusable Spaces | 96.85 | Corr. - South | 8 | Non Useable Floor Area Space Group | 805 | Non-usable - Circulation space |  | Unknown | 0.00 | NO
North Terrace_NT20-The Braggs_First Floor_1.00K _ Corr. | NT-NT20-01-1.00K | NT20-01-1.00K-Corr. | North Terrace | NT | NT20 | The Braggs | 01 | First Floor | 1.00K | 99939 | Unusable Spaces | 99939 | Unusable Spaces | 33.53 | Corr. | 8 | Non Useable Floor Area Space Group | 805 | Non-usable - Circulation space |  | Unknown | 0.00 | NO
North Terrace_NT20-The Braggs_First Floor_1.00L _ HYD | NT-NT20-01-1.00L | NT20-01-1.00L-HYD | North Terrace | NT | NT20 | The Braggs | 01 | First Floor | 1.00L | 99939 | Unusable Spaces | 99939 | Unusable Spaces | 0.71 | HYD | 8 | Non Useable Floor Area Space Group | 840 | Non-usable - Service riser |  | Unknown | 0.00 | NO
North Terrace_NT20-The Braggs_First Floor_1.00M _ Elec Riser | NT-NT20-01-1.00M | NT20-01-1.00M-Elec Riser | North Terrace | NT | NT20 | The Braggs | 01 | First Floor | 1.00M | 99939 | Unusable Spaces | 99939 | Unusable Spaces | 1.59 | Elec Riser | 8 | Non Useable Floor Area Space Group | 840 | Non-usable - Service riser |  | Unknown | 0.00 | NO
North Terrace_NT20-The Braggs_First Floor_1.00N _ VSR | NT-NT20-01-1.00N | NT20-01-1.00N-VSR | North Terrace | NT | NT20 | The Braggs | 01 | First Floor | 1.00N | 99939 | Unusable Spaces | 99939 | Unusable Spaces | 1.38 | VSR | 8 | Non Useable Floor Area Space Group | 840 | Non-usable - Service riser |  | Unknown | 0.00 | NO
North Terrace_NT20-The Braggs_First Floor_1.01 _ WC - F | NT-NT20-01-1.01 | NT20-01-1.01-WC - F | North Terrace | NT | NT20 | The Braggs | 01 | First Floor | 1.01 | 99939 | Unusable Spaces | 99939 | Unusable Spaces | 7.32 | WC - F | 8 | Non Useable Floor Area Space Group | 820 | Non-usable - Toilets/Amenities - Female |  | Unknown | 0.00 | NO
North Terrace_NT20-The Braggs_First Floor_1.02 _ WC - U - Access (RH) | NT-NT20-01-1.02 | NT20-01-1.02-WC - U - Access (RH) | North Terrace | NT | NT20 | The Braggs | 01 | First Floor | 1.02 | 99939 | Unusable Spaces | 99939 | Unusable Spaces | 5.3 | WC - U - Access (RH) | 8 | Non Useable Floor Area Space Group | 818 | Non-usable - Toilets/Amenities - Unisex Accessible |  | Unknown | 0.00 | NO
North Terrace_NT20-The Braggs_First Floor_1.03 _ A/L | NT-NT20-01-1.03 | NT20-01-1.03-A/L | North Terrace | NT | NT20 | The Braggs | 01 | First Floor | 1.03 | 99939 | Unusable Spaces | 99939 | Unusable Spaces | 2.96 | A/L | 8 | Non Useable Floor Area Space Group | 822 | Non-usable - Toilets/Amenities - Unisex |  | Unknown | 0.00 | NO
North Terrace_NT20-The Braggs_First Floor_1.04 _ WC - M | NT-NT20-01-1.04 | NT20-01-1.04-WC - M | North Terrace | NT | NT20 | The Braggs | 01 | First Floor | 1.04 | 99939 | Unusable Spaces | 99939 | Unusable Spaces | 9.16 | WC - M | 8 | Non Useable Floor Area Space Group | 821 | Non-usable - Toilets/Amenities - Male |  | Unknown | 0.00 | NO
North Terrace_NT20-The Braggs_First Floor_1.05 _ Cleaner | NT-NT20-01-1.05 | NT20-01-1.05-Cleaner | North Terrace | NT | NT20 | The Braggs | 01 | First Floor | 1.05 | 99939 | Unusable Spaces | 99939 | Unusable Spaces | 2.33 | Cleaner | 8 | Non Useable Floor Area Space Group | 806 | Non-usable - Cleaners room |  | Unknown | 0.00 | NO
North Terrace_NT20-The Braggs_First Floor_1.05A _ HYD | NT-NT20-01-1.05A | NT20-01-1.05A-HYD | North Terrace | NT | NT20 | The Braggs | 01 | First Floor | 1.05A | 99939 | Unusable Spaces | 99939 | Unusable Spaces | 0.31 | HYD | 8 | Non Useable Floor Area Space Group | 840 | Non-usable - Service riser |  | Unknown | 0.00 | NO
North Terrace_NT20-The Braggs_First Floor_1.06 _ Comms | NT-NT20-01-1.06 | NT20-01-1.06-Comms | North Terrace | NT | NT20 | The Braggs | 01 | First Floor | 1.06 | 850 | ITDS Branch Central Costs | 869 | Information Technology and Digital Services | 17.21 | Comms | 8 | Non Useable Floor Area Space Group | 812 | Non-usable - Comms/network system/Telephone/PABX |  | Excellent | 0.00 | NO
North Terrace_NT20-The Braggs_First Floor_1.06A _ VSR | NT-NT20-01-1.06A | NT20-01-1.06A-VSR | North Terrace | NT | NT20 | The Braggs | 01 | First Floor | 1.06A | 99939 | Unusable Spaces | 99939 | Unusable Spaces | 0.49 | VSR | 8 | Non Useable Floor Area Space Group | 840 | Non-usable - Service riser |  | Unknown | 0.00 | NO
North Terrace_NT20-The Braggs_First Floor_1.07 _ VSR | NT-NT20-01-1.07 | NT20-01-1.07-VSR | North Terrace | NT | NT20 | The Braggs | 01 | First Floor | 1.07 | 99939 | Unusable Spaces | 99939 | Unusable Spaces | 21.36 | VSR | 8 | Non Useable Floor Area Space Group | 840 | Non-usable - Service riser |  | Unknown | 0.00 | NO
North Terrace_NT20-The Braggs_First Floor_1.09 _ Stair 02 | NT-NT20-01-1.09 | NT20-01-1.09-Stair 02 | North Terrace | NT | NT20 | The Braggs | 01 | First Floor | 1.09 | 99939 | Unusable Spaces | 99939 | Unusable Spaces | 14.06 | Stair 02 | 8 | Non Useable Floor Area Space Group | 805 | Non-usable - Circulation space |  | Unknown | 0.00 | NO
North Terrace_NT20-The Braggs_First Floor_1.10 _ Tea Point / Informal Meeting | NT-NT20-01-1.10 | NT20-01-1.10-Tea Point / Informal Meeting | North Terrace | NT | NT20 | The Braggs | 01 | First Floor | 1.10 | 284 | School of Physical Sciences | 284 | School of Physical Sciences | 25.04 | Tea Point / Informal Meeting | 6 | General Facility Space Group | 604 | General Facility - Common Room General Access |  | Excellent | 6,991.17 | NO
North Terrace_NT20-The Braggs_First Floor_1.11 _ Office - Admin | NT-NT20-01-1.11 | NT20-01-1.11-Office - Admin | North Terrace | NT | NT20 | The Braggs | 01 | First Floor | 1.11 | 117 | Institute for Photonics & Advanced Sensing | 117 | Institute for Photonics & Advanced Sensing | 14.96 | Office - Admin | 1 | Office Space Group | 101 | Office - Academic Staff |  | Excellent | 3,729.31 | NO
North Terrace_NT20-The Braggs_First Floor_1.110A _ VSR | NT-NT20-01-1.110A | NT20-01-1.110A-VSR | North Terrace | NT | NT20 | The Braggs | 01 | First Floor | 1.110A | 99939 | Unusable Spaces | 99939 | Unusable Spaces | 0.25 | VSR | 8 | Non Useable Floor Area Space Group | 840 | Non-usable - Service riser |  | Unknown | 0.00 | NO
North Terrace_NT20-The Braggs_First Floor_1.12 _ Display | NT-NT20-01-1.12 | NT20-01-1.12-Display | North Terrace | NT | NT20 | The Braggs | 01 | First Floor | 1.12 | 99939 | Unusable Spaces | 99939 | Unusable Spaces | 26.86 | Display | 8 | Non Useable Floor Area Space Group | 805 | Non-usable - Circulation space |  | Unknown | 0.00 | NO
North Terrace_NT20-The Braggs_First Floor_1.13 _ Waiting | NT-NT20-01-1.13 | NT20-01-1.13-Waiting | North Terrace | NT | NT20 | The Braggs | 01 | First Floor | 1.13 | 99939 | Unusable Spaces | 99939 | Unusable Spaces | 23.85 | Waiting | 8 | Non Useable Floor Area Space Group | 805 | Non-usable - Circulation space |  | Unknown | 0.00 | NO
North Terrace_NT20-The Braggs_First Floor_1.14 _ Office - Admin | NT-NT20-01-1.14 | NT20-01-1.14-Office - Admin | North Terrace | NT | NT20 | The Braggs | 01 | First Floor | 1.14 | 117 | Institute for Photonics & Advanced Sensing | 117 | Institute for Photonics & Advanced Sensing | 8.39 | Office - Admin | 1 | Office Space Group | 108 | Office - Professional/General Staff |  | Excellent | 2,091.51 | NO
North Terrace_NT20-The Braggs_First Floor_1.15 _ Reception | NT-NT20-01-1.15 | NT20-01-1.15-Reception | North Terrace | NT | NT20 | The Braggs | 01 | First Floor | 1.15 | 117 | Institute for Photonics & Advanced Sensing | 117 | Institute for Photonics & Advanced Sensing | 25.53 | Reception | 6 | General Facility Space Group | 623 | General Facility - Waiting Area/Foyer/Reception Area |  | Excellent | 7,127.98 | NO
North Terrace_NT20-The Braggs_First Floor_1.16 _ Utility | NT-NT20-01-1.16 | NT20-01-1.16-Utility | North Terrace | NT | NT20 | The Braggs | 01 | First Floor | 1.16 | 117 | Institute for Photonics & Advanced Sensing | 117 | Institute for Photonics & Advanced Sensing | 8.45 | Utility | 6 | General Facility Space Group | 603 | General Facility - Resource room |  | Excellent | 2,359.24 | NO
North Terrace_NT20-The Braggs_First Floor_1.17 _ Office - Manager | NT-NT20-01-1.17 | NT20-01-1.17-Office - Manager | North Terrace | NT | NT20 | The Braggs | 01 | First Floor | 1.17 | 117 | Institute for Photonics & Advanced Sensing | 117 | Institute for Photonics & Advanced Sensing | 11.79 | Office - Manager | 1 | Office Space Group | 108 | Office - Professional/General Staff |  | Excellent | 2,939.08 | NO
North Terrace_NT20-The Braggs_First Floor_1.19 _ Meeting | NT-NT20-01-1.19 | NT20-01-1.19-Meeting | North Terrace | NT | NT20 | The Braggs | 01 | First Floor | 1.19 | 117 | Institute for Photonics & Advanced Sensing | 117 | Institute for Photonics & Advanced Sensing | 26.68 | Meeting | 6 | General Facility Space Group | 601 | General Facility - Committee/Conference/Meeting room |  | Excellent | 7,449.06 | NO
North Terrace_NT20-The Braggs_First Floor_1.25 _ A/L | NT-NT20-01-1.25 | NT20-01-1.25-A/L | North Terrace | NT | NT20 | The Braggs | 01 | First Floor | 1.25 | 99939 | Unusable Spaces | 99939 | Unusable Spaces | 3.78 | A/L | 8 | Non Useable Floor Area Space Group | 822 | Non-usable - Toilets/Amenities - Unisex |  | Unknown | 0.00 | NO
North Terrace_NT20-The Braggs_First Floor_1.26 _ Bio Sensing | NT-NT20-01-1.26 | NT20-01-1.26-Bio Sensing | North Terrace | NT | NT20 | The Braggs | 01 | First Floor | 1.26 | 284 | School of Physical Sciences | 284 | School of Physical Sciences | 98.38 | Bio Sensing | 3 | Specialist Teaching or Research Space Group | 306 | Laboratory - Scientific/Medical/Engineering - WET - Postgraduate/Research |  | Excellent | 32,617.89 | NO
North Terrace_NT20-The Braggs_First Floor_1.26B _ VSR | NT-NT20-01-1.26B | NT20-01-1.26B-VSR | North Terrace | NT | NT20 | The Braggs | 01 | First Floor | 1.26B | 99939 | Unusable Spaces | 99939 | Unusable Spaces | 0.08 | VSR | 8 | Non Useable Floor Area Space Group | 840 | Non-usable - Service riser |  | Unknown | 0.00 | NO
North Terrace_NT20-The Braggs_First Floor_1.26D _ VSR | NT-NT20-01-1.26D | NT20-01-1.26D-VSR | North Terrace | NT | NT20 | The Braggs | 01 | First Floor | 1.26D | 99939 | Unusable Spaces | 99939 | Unusable Spaces | 0.08 | VSR | 8 | Non Useable Floor Area Space Group | 840 | Non-usable - Service riser |  | Unknown | 0.00 | NO
North Terrace_NT20-The Braggs_First Floor_1.27 _ A/L | NT-NT20-01-1.27 | NT20-01-1.27-A/L | North Terrace | NT | NT20 | The Braggs | 01 | First Floor | 1.27 | 99939 | Unusable Spaces | 99939 | Unusable Spaces | 3.78 | A/L | 8 | Non Useable Floor Area Space Group | 822 | Non-usable - Toilets/Amenities - Unisex |  | Unknown | 0.00 | NO
North Terrace_NT20-The Braggs_First Floor_1.28 _ Chemical Sensing | NT-NT20-01-1.28 | NT20-01-1.28-Chemical Sensing | North Terrace | NT | NT20 | The Braggs | 01 | First Floor | 1.28 | 284 | School of Physical Sciences | 284 | School of Physical Sciences | 92.58 | Chemical Sensing | 3 | Specialist Teaching or Research Space Group | 306 | Laboratory - Scientific/Medical/Engineering - WET - Postgraduate/Research |  | Excellent | 30,694.90 | NO
North Terrace_NT20-The Braggs_First Floor_1.28A _ VSR | NT-NT20-01-1.28A | NT20-01-1.28A-VSR | North Terrace | NT | NT20 | The Braggs | 01 | First Floor | 1.28A | 99939 | Unusable Spaces | 99939 | Unusable Spaces | 0.12 | VSR | 8 | Non Useable Floor Area Space Group | 840 | Non-usable - Service riser |  | Unknown | 0.00 | NO
North Terrace_NT20-The Braggs_First Floor_1.28B _ VSR | NT-NT20-01-1.28B | NT20-01-1.28B-VSR | North Terrace | NT | NT20 | The Braggs | 01 | First Floor | 1.28B | 99939 | Unusable Spaces | 99939 | Unusable Spaces | 0.12 | VSR | 8 | Non Useable Floor Area Space Group | 840 | Non-usable - Service riser |  | Unknown | 0.00 | NO
North Terrace_NT20-The Braggs_First Floor_1.29 _ Gas Store | NT-NT20-01-1.29 | NT20-01-1.29-Gas Store | North Terrace | NT | NT20 | The Braggs | 01 | First Floor | 1.29 | 284 | School of Physical Sciences | 284 | School of Physical Sciences | 1.3 | Gas Store | 4 | Ancillary Area Space Group | 418 | Ancillary Area - Dangerous goods storage |  | Excellent | 285.18 | NO
North Terrace_NT20-The Braggs_First Floor_1.30 _ Gas Store B | NT-NT20-01-1.30 | NT20-01-1.30-Gas Store B | North Terrace | NT | NT20 | The Braggs | 01 | First Floor | 1.30 | 284 | School of Physical Sciences | 284 | School of Physical Sciences | 1.28 | Gas Store B | 4 | Ancillary Area Space Group | 418 | Ancillary Area - Dangerous goods storage |  | Excellent | 280.80 | NO
North Terrace_NT20-The Braggs_First Floor_1.31 _ Gas Store C | NT-NT20-01-1.31 | NT20-01-1.31-Gas Store C | North Terrace | NT | NT20 | The Braggs | 01 | First Floor | 1.31 | 284 | School of Physical Sciences | 284 | School of Physical Sciences | 1.3 | Gas Store C | 4 | Ancillary Area Space Group | 418 | Ancillary Area - Dangerous goods storage |  | Excellent | 285.18 | NO
North Terrace_NT20-The Braggs_First Floor_1.32 _ Goods Lift Lobby | NT-NT20-01-1.32 | NT20-01-1.32-Goods Lift Lobby | North Terrace | NT | NT20 | The Braggs | 01 | First Floor | 1.32 | 99939 | Unusable Spaces | 99939 | Unusable Spaces | 24.38 | Goods Lift Lobby | 8 | Non Useable Floor Area Space Group | 805 | Non-usable - Circulation space |  | Unknown | 0.00 | NO
North Terrace_NT20-The Braggs_First Floor_1.32A _ VSR | NT-NT20-01-1.32A | NT20-01-1.32A-VSR | North Terrace | NT | NT20 | The Braggs | 01 | First Floor | 1.32A | 99939 | Unusable Spaces | 99939 | Unusable Spaces | 0.3 | VSR | 8 | Non Useable Floor Area Space Group | 840 | Non-usable - Service riser |  | Unknown | 0.00 | NO
North Terrace_NT20-The Braggs_First Floor_1.32B _ VSR | NT-NT20-01-1.32B | NT20-01-1.32B-VSR | North Terrace | NT | NT20 | The Braggs | 01 | First Floor | 1.32B | 99939 | Unusable Spaces | 99939 | Unusable Spaces | 0.5 | VSR | 8 | Non Useable Floor Area Space Group | 840 | Non-usable - Service riser |  | Unknown | 0.00 | NO
North Terrace_NT20-The Braggs_First Floor_1.50 _ Break Out | NT-NT20-01-1.50 | NT20-01-1.50-Break Out | North Terrace | NT | NT20 | The Braggs | 01 | First Floor | 1.50 | 284 | School of Physical Sciences | 284 | School of Physical Sciences | 42.11 | Break Out | 1 | Office Space Group | 114 | Open Plan - Research Students |  | Excellent | 10,497.42 | NO
North Terrace_NT20-The Braggs_First Floor_1.51 _ Stair 07 | NT-NT20-01-1.51 | NT20-01-1.51-Stair 07 | North Terrace | NT | NT20 | The Braggs | 01 | First Floor | 1.51 | 99939 | Unusable Spaces | 99939 | Unusable Spaces | 8.9 | Stair 07 | 8 | Non Useable Floor Area Space Group | 805 | Non-usable - Circulation space |  | Unknown | 0.00 | NO
North Terrace_NT20-The Braggs_First Floor_1.52 _ Processing | NT-NT20-01-1.52 | NT20-01-1.52-Processing | North Terrace | NT | NT20 | The Braggs | 01 | First Floor | 1.52 | 284 | School of Physical Sciences | 284 | School of Physical Sciences | 37.81 | Processing | 3 | Specialist Teaching or Research Space Group | 312 | Laboratory - Research Only |  | Excellent | 12,535.91 | NO
North Terrace_NT20-The Braggs_First Floor_1.52B _ VSR | NT-NT20-01-1.52B | NT20-01-1.52B-VSR | North Terrace | NT | NT20 | The Braggs | 01 | First Floor | 1.52B | 99939 | Unusable Spaces | 99939 | Unusable Spaces | 0.08 | VSR | 8 | Non Useable Floor Area Space Group | 840 | Non-usable - Service riser |  | Unknown | 0.00 | NO
North Terrace_NT20-The Braggs_First Floor_1.52C _ VSR | NT-NT20-01-1.52C | NT20-01-1.52C-VSR | North Terrace | NT | NT20 | The Braggs | 01 | First Floor | 1.52C | 99939 | Unusable Spaces | 99939 | Unusable Spaces | 0.08 | VSR | 8 | Non Useable Floor Area Space Group | 840 | Non-usable - Service riser |  | Unknown | 0.00 | NO
North Terrace_NT20-The Braggs_First Floor_1.52D _ VSR | NT-NT20-01-1.52D | NT20-01-1.52D-VSR | North Terrace | NT | NT20 | The Braggs | 01 | First Floor | 1.52D | 99939 | Unusable Spaces | 99939 | Unusable Spaces | 0.94 | VSR | 8 | Non Useable Floor Area Space Group | 840 | Non-usable - Service riser |  | Unknown | 0.00 | NO
North Terrace_NT20-The Braggs_First Floor_1.53 _ Synthetic Surface Chem | NT-NT20-01-1.53 | NT20-01-1.53-Synthetic Surface Chem | North Terrace | NT | NT20 | The Braggs | 01 | First Floor | 1.53 | 284 | School of Physical Sciences | 284 | School of Physical Sciences | 84.53 | Synthetic Surface Chem | 3 | Specialist Teaching or Research Space Group | 306 | Laboratory - Scientific/Medical/Engineering - WET - Postgraduate/Research |  | Excellent | 28,025.93 | NO
North Terrace_NT20-The Braggs_First Floor_1.53B _ FC | NT-NT20-01-1.53B | NT20-01-1.53B-FC | North Terrace | NT | NT20 | The Braggs | 01 | First Floor | 1.53B | 99939 | Unusable Spaces | 99939 | Unusable Spaces | 0.08 | FC | 8 | Non Useable Floor Area Space Group | 840 | Non-usable - Service riser |  | Unknown | 0.00 | NO
North Terrace_NT20-The Braggs_First Floor_1.53C _ VSR | NT-NT20-01-1.53C | NT20-01-1.53C-VSR | North Terrace | NT | NT20 | The Braggs | 01 | First Floor | 1.53C | 99939 | Unusable Spaces | 99939 | Unusable Spaces | 0.08 | VSR | 8 | Non Useable Floor Area Space Group | 840 | Non-usable - Service riser |  | Unknown | 0.00 | NO
North Terrace_NT20-The Braggs_First Floor_1.53D _ VSR | NT-NT20-01-1.53D | NT20-01-1.53D-VSR | North Terrace | NT | NT20 | The Braggs | 01 | First Floor | 1.53D | 99939 | Unusable Spaces | 99939 | Unusable Spaces | 0.65 | VSR | 8 | Non Useable Floor Area Space Group | 840 | Non-usable - Service riser |  | Unknown | 0.00 | NO
North Terrace_NT20-The Braggs_First Floor_1.53F _ VSR | NT-NT20-01-1.53F | NT20-01-1.53F-VSR | North Terrace | NT | NT20 | The Braggs | 01 | First Floor | 1.53F | 99939 | Unusable Spaces | 99939 | Unusable Spaces | 0.12 | VSR | 8 | Non Useable Floor Area Space Group | 840 | Non-usable - Service riser |  | Unknown | 0.00 | NO
North Terrace_NT20-The Braggs_First Floor_1.53G _ VSR | NT-NT20-01-1.53G | NT20-01-1.53G-VSR | North Terrace | NT | NT20 | The Braggs | 01 | First Floor | 1.53G | 99939 | Unusable Spaces | 99939 | Unusable Spaces | 0.08 | VSR | 8 | Non Useable Floor Area Space Group | 840 | Non-usable - Service riser |  | Unknown | 0.00 | NO
North Terrace_NT20-The Braggs_First Floor_1.54 _ Wet Measures | NT-NT20-01-1.54 | NT20-01-1.54-Wet Measures | North Terrace | NT | NT20 | The Braggs | 01 | First Floor | 1.54 | 284 | School of Physical Sciences | 284 | School of Physical Sciences | 81.49 | Wet Measures | 3 | Specialist Teaching or Research Space Group | 306 | Laboratory - Scientific/Medical/Engineering - WET - Postgraduate/Research |  | Excellent | 27,018.01 | NO
North Terrace_NT20-The Braggs_First Floor_1.55 _ Lab - Laser | NT-NT20-01-1.55 | NT20-01-1.55-Lab - Laser | North Terrace | NT | NT20 | The Braggs | 01 | First Floor | 1.55 | 284 | School of Physical Sciences | 284 | School of Physical Sciences | 51.88 | Lab - Laser | 3 | Specialist Teaching or Research Space Group | 307 | Laboratory - Scientific/Medical/Engineering - DRY - Postgraduate/Research |  | Excellent | 17,200.82 | NO
North Terrace_NT20-The Braggs_First Floor_1.55B _ VSR | NT-NT20-01-1.55B | NT20-01-1.55B-VSR | North Terrace | NT | NT20 | The Braggs | 01 | First Floor | 1.55B | 99939 | Unusable Spaces | 99939 | Unusable Spaces | 0.08 | VSR | 8 | Non Useable Floor Area Space Group | 840 | Non-usable - Service riser |  | Unknown | 0.00 | NO
North Terrace_NT20-The Braggs_First Floor_1.55C _ VSR | NT-NT20-01-1.55C | NT20-01-1.55C-VSR | North Terrace | NT | NT20 | The Braggs | 01 | First Floor | 1.55C | 99939 | Unusable Spaces | 99939 | Unusable Spaces | 0.08 | VSR | 8 | Non Useable Floor Area Space Group | 840 | Non-usable - Service riser |  | Unknown | 0.00 | NO
North Terrace_NT20-The Braggs_First Floor_1.56 _ Dry Measures | NT-NT20-01-1.56 | NT20-01-1.56-Dry Measures | North Terrace | NT | NT20 | The Braggs | 01 | First Floor | 1.56 | 284 | School of Physical Sciences | 284 | School of Physical Sciences | 74.97 | Dry Measures | 3 | Specialist Teaching or Research Space Group | 307 | Laboratory - Scientific/Medical/Engineering - DRY - Postgraduate/Research |  | Excellent | 24,856.31 | NO
North Terrace_NT20-The Braggs_First Floor_1.75 _ Stair 01 | NT-NT20-01-1.75 | NT20-01-1.75-Stair 01 | North Terrace | NT | NT20 | The Braggs | 01 | First Floor | 1.75 | 99939 | Unusable Spaces | 99939 | Unusable Spaces | 14.05 | Stair 01 | 8 | Non Useable Floor Area Space Group | 805 | Non-usable - Circulation space |  | Unknown | 0.00 | NO
North Terrace_NT20-The Braggs_First Floor_1.76 _ Office - Academic | NT-NT20-01-1.76 | NT20-01-1.76-Office - Academic | North Terrace | NT | NT20 | The Braggs | 01 | First Floor | 1.76 | 284 | School of Physical Sciences | 284 | School of Physical Sciences | 10.75 | Office - Academic | 1 | Office Space Group | 101 | Office - Academic Staff |  | Excellent | 2,679.82 | NO
North Terrace_NT20-The Braggs_First Floor_1.77 _ Office - Open Plan - Visitors | NT-NT20-01-1.77 | NT20-01-1.77-Office - Open Plan - Visitors | North Terrace | NT | NT20 | The Braggs | 01 | First Floor | 1.77 | 284 | School of Physical Sciences | 284 | School of Physical Sciences | 16.31 | Office - Open Plan - Visitors | 1 | Office Space Group | 113 | Open Plan - Research Staff |  | Excellent | 4,065.85 | NO
North Terrace_NT20-The Braggs_First Floor_1.79 _ Office - Open Plan - Student | NT-NT20-01-1.79 | NT20-01-1.79-Office - Open Plan - Student | North Terrace | NT | NT20 | The Braggs | 01 | First Floor | 1.79 | 284 | School of Physical Sciences | 284 | School of Physical Sciences | 130.01 | Office - Open Plan - Student | 1 | Office Space Group | 114 | Open Plan - Research Students |  | Excellent | 32,409.64 | NO
North Terrace_NT20-The Braggs_First Floor_1.79A _ VSR | NT-NT20-01-1.79A | NT20-01-1.79A-VSR | North Terrace | NT | NT20 | The Braggs | 01 | First Floor | 1.79A | 99939 | Unusable Spaces | 99939 | Unusable Spaces | 0.12 | VSR | 8 | Non Useable Floor Area Space Group | 840 | Non-usable - Service riser |  | Unknown | 0.00 | NO
North Terrace_NT20-The Braggs_First Floor_1.79B _ VSR | NT-NT20-01-1.79B | NT20-01-1.79B-VSR | North Terrace | NT | NT20 | The Braggs | 01 | First Floor | 1.79B | 99939 | Unusable Spaces | 99939 | Unusable Spaces | 0.12 | VSR | 8 | Non Useable Floor Area Space Group | 840 | Non-usable - Service riser |  | Unknown | 0.00 | NO
North Terrace_NT20-The Braggs_First Floor_1.79C _ Utility | NT-NT20-01-1.79C | NT20-01-1.79C-Utility | North Terrace | NT | NT20 | The Braggs | 01 | First Floor | 1.79C | 284 | School of Physical Sciences | 284 | School of Physical Sciences | 18.17 | Utility | 6 | General Facility Space Group | 608 | General Facility - Kitchen/Servery/Food Storage |  | Excellent | 5,073.06 | NO
North Terrace_NT20-The Braggs_First Floor_1.80 _ Office - Open Plan - Post Doc | NT-NT20-01-1.80 | NT20-01-1.80-Office - Open Plan - Post Doc | North Terrace | NT | NT20 | The Braggs | 01 | First Floor | 1.80 | 284 | School of Physical Sciences | 284 | School of Physical Sciences | 26.88 | Office - Open Plan - Post Doc | 1 | Office Space Group | 114 | Open Plan - Research Students |  | Excellent | 6,700.80 | NO
North Terrace_NT20-The Braggs_First Floor_1.81 _ Office - Open Plan - Post Doc | NT-NT20-01-1.81 | NT20-01-1.81-Office - Open Plan - Post Doc | North Terrace | NT | NT20 | The Braggs | 01 | First Floor | 1.81 | 284 | School of Physical Sciences | 284 | School of Physical Sciences | 17.3 | Office - Open Plan - Post Doc | 1 | Office Space Group | 114 | Open Plan - Research Students |  | Excellent | 4,312.64 | NO
North Terrace_NT20-The Braggs_First Floor_1.81A _ VSR | NT-NT20-01-1.81A | NT20-01-1.81A-VSR | North Terrace | NT | NT20 | The Braggs | 01 | First Floor | 1.81A | 99939 | Unusable Spaces | 99939 | Unusable Spaces | 0.12 | VSR | 8 | Non Useable Floor Area Space Group | 840 | Non-usable - Service riser |  | Unknown | 0.00 | NO
North Terrace_NT20-The Braggs_First Floor_1.81B _ VSR | NT-NT20-01-1.81B | NT20-01-1.81B-VSR | North Terrace | NT | NT20 | The Braggs | 01 | First Floor | 1.81B | 99939 | Unusable Spaces | 99939 | Unusable Spaces | 0.08 | VSR | 8 | Non Useable Floor Area Space Group | 840 | Non-usable - Service riser |  | Unknown | 0.00 | NO
North Terrace_NT20-The Braggs_First Floor_1.82 _ Office - Open Plan - Post Doc | NT-NT20-01-1.82 | NT20-01-1.82-Office - Open Plan - Post Doc | North Terrace | NT | NT20 | The Braggs | 01 | First Floor | 1.82 | 284 | School of Physical Sciences | 284 | School of Physical Sciences | 31.71 | Office - Open Plan - Post Doc | 1 | Office Space Group | 114 | Open Plan - Research Students |  | Excellent | 7,904.85 | NO
North Terrace_NT20-The Braggs_First Floor_1.83 _ Office - Academic | NT-NT20-01-1.83 | NT20-01-1.83-Office - Academic | North Terrace | NT | NT20 | The Braggs | 01 | First Floor | 1.83 | 284 | School of Physical Sciences | 284 | School of Physical Sciences | 10.75 | Office - Academic | 1 | Office Space Group | 101 | Office - Academic Staff |  | Excellent | 2,679.82 | NO
North Terrace_NT20-The Braggs_First Floor_1.84 _ Entry - East | NT-NT20-01-1.84 | NT20-01-1.84-Entry - East | North Terrace | NT | NT20 | The Braggs | 01 | First Floor | 1.84 | 99939 | Unusable Spaces | 99939 | Unusable Spaces | 6 | Entry - East | 8 | Non Useable Floor Area Space Group | 805 | Non-usable - Circulation space |  | Excellent | 0.00 | NO
North Terrace_NT20-The Braggs_First Floor_1.85 _ Entry - West | NT-NT20-01-1.85 | NT20-01-1.85-Entry - West | North Terrace | NT | NT20 | The Braggs | 01 | First Floor | 1.85 | 99939 | Unusable Spaces | 99939 | Unusable Spaces | 9 | Entry - West | 8 | Non Useable Floor Area Space Group | 805 | Non-usable - Circulation space |  | Excellent | 0.00 | NO
North Terrace_NT20-The Braggs_First Floor_1.88 _ West Riser A | NT-NT20-01-1.88 | NT20-01-1.88-West Riser A | North Terrace | NT | NT20 | The Braggs | 01 | First Floor | 1.88 | 99939 | Unusable Spaces | 99939 | Unusable Spaces | 1.56 | West Riser A | 8 | Non Useable Floor Area Space Group | 840 | Non-usable - Service riser |  | Unknown | 0.00 | NO
North Terrace_NT20-The Braggs_First Floor_1.89 _ West Riser B | NT-NT20-01-1.89 | NT20-01-1.89-West Riser B | North Terrace | NT | NT20 | The Braggs | 01 | First Floor | 1.89 | 99939 | Unusable Spaces | 99939 | Unusable Spaces | 3.11 | West Riser B | 8 | Non Useable Floor Area Space Group | 840 | Non-usable - Service riser |  | Unknown | 0.00 | NO
North Terrace_NT20-The Braggs_Second Floor_2.00 _ Lift Lobby | NT-NT20-02-2.00 | NT20-02-2.00-Lift Lobby | North Terrace | NT | NT20 | The Braggs | 02 | Second Floor | 2.00 | 99939 | Unusable Spaces | 99939 | Unusable Spaces | 16.35 | Lift Lobby | 8 | Non Useable Floor Area Space Group | 805 | Non-usable - Circulation space |  | Unknown | 0.00 | NO
North Terrace_NT20-The Braggs_Second Floor_2.00A _ Lobby | NT-NT20-02-2.00A | NT20-02-2.00A-Lobby | North Terrace | NT | NT20 | The Braggs | 02 | Second Floor | 2.00A | 99939 | Unusable Spaces | 99939 | Unusable Spaces | 3.29 | Lobby | 8 | Non Useable Floor Area Space Group | 805 | Non-usable - Circulation space |  | Unknown | 0.00 | NO
North Terrace_NT20-The Braggs_Second Floor_2.00B _ Lobby - Goods Lift | NT-NT20-02-2.00B | NT20-02-2.00B-Lobby - Goods Lift | North Terrace | NT | NT20 | The Braggs | 02 | Second Floor | 2.00B | 99939 | Unusable Spaces | 99939 | Unusable Spaces | 3.81 | Lobby - Goods Lift | 8 | Non Useable Floor Area Space Group | 805 | Non-usable - Circulation space |  | Unknown | 0.00 | NO
North Terrace_NT20-The Braggs_Second Floor_2.00D _ VSR | NT-NT20-02-2.00D | NT20-02-2.00D-VSR | North Terrace | NT | NT20 | The Braggs | 02 | Second Floor | 2.00D | 99939 | Unusable Spaces | 99939 | Unusable Spaces | 1.38 | VSR | 8 | Non Useable Floor Area Space Group | 840 | Non-usable - Service riser |  | Unknown | 0.00 | NO
North Terrace_NT20-The Braggs_Second Floor_2.00E _ VSR | NT-NT20-02-2.00E | NT20-02-2.00E-VSR | North Terrace | NT | NT20 | The Braggs | 02 | Second Floor | 2.00E | 99939 | Unusable Spaces | 99939 | Unusable Spaces | 2.13 | VSR | 8 | Non Useable Floor Area Space Group | 840 | Non-usable - Service riser |  | Unknown | 0.00 | NO
North Terrace_NT20-The Braggs_Second Floor_2.00F _ VSR | NT-NT20-02-2.00F | NT20-02-2.00F-VSR | North Terrace | NT | NT20 | The Braggs | 02 | Second Floor | 2.00F | 99939 | Unusable Spaces | 99939 | Unusable Spaces | 0.78 | VSR | 8 | Non Useable Floor Area Space Group | 840 | Non-usable - Service riser |  | Unknown | 0.00 | NO
North Terrace_NT20-The Braggs_Second Floor_2.00G _ Goods Lift | NT-NT20-02-2.00G | NT20-02-2.00G-Goods Lift | North Terrace | NT | NT20 | The Braggs | 02 | Second Floor | 2.00G | 99939 | Unusable Spaces | 99939 | Unusable Spaces | 11.51 | Goods Lift | 8 | Non Useable Floor Area Space Group | 838 | Non-usable - Lift |  | Unknown | 0.00 | NO
North Terrace_NT20-The Braggs_Second Floor_2.00H _ Stair 05 | NT-NT20-02-2.00H | NT20-02-2.00H-Stair 05 | North Terrace | NT | NT20 | The Braggs | 02 | Second Floor | 2.00H | 99939 | Unusable Spaces | 99939 | Unusable Spaces | 9.04 | Stair 05 | 8 | Non Useable Floor Area Space Group | 805 | Non-usable - Circulation space |  | Unknown | 0.00 | NO
North Terrace_NT20-The Braggs_Second Floor_2.00I _ Corr. | NT-NT20-02-2.00I | NT20-02-2.00I-Corr. | North Terrace | NT | NT20 | The Braggs | 02 | Second Floor | 2.00I | 99939 | Unusable Spaces | 99939 | Unusable Spaces | 22.67 | Corr. | 8 | Non Useable Floor Area Space Group | 805 | Non-usable - Circulation space |  | Unknown | 0.00 | NO
North Terrace_NT20-The Braggs_Second Floor_2.00J _ Corr. - South | NT-NT20-02-2.00J | NT20-02-2.00J-Corr. - South | North Terrace | NT | NT20 | The Braggs | 02 | Second Floor | 2.00J | 99939 | Unusable Spaces | 99939 | Unusable Spaces | 94.21 | Corr. - South | 8 | Non Useable Floor Area Space Group | 805 | Non-usable - Circulation space |  | Unknown | 0.00 | NO
North Terrace_NT20-The Braggs_Second Floor_2.00K _ VSR | NT-NT20-02-2.00K | NT20-02-2.00K-VSR | North Terrace | NT | NT20 | The Braggs | 02 | Second Floor | 2.00K | 99939 | Unusable Spaces | 99939 | Unusable Spaces | 11.96 | VSR | 8 | Non Useable Floor Area Space Group | 805 | Non-usable - Circulation space |  | Unknown | 0.00 | NO
North Terrace_NT20-The Braggs_Second Floor_2.00L _ VSR | NT-NT20-02-2.00L | NT20-02-2.00L-VSR | North Terrace | NT | NT20 | The Braggs | 02 | Second Floor | 2.00L | 99939 | Unusable Spaces | 99939 | Unusable Spaces | 1.38 | VSR | 8 | Non Useable Floor Area Space Group | 840 | Non-usable - Service riser |  | Unknown | 0.00 | NO
North Terrace_NT20-The Braggs_Second Floor_2.00M _ VSR | NT-NT20-02-2.00M | NT20-02-2.00M-VSR | North Terrace | NT | NT20 | The Braggs | 02 | Second Floor | 2.00M | 99939 | Unusable Spaces | 99939 | Unusable Spaces | 1.96 | VSR | 8 | Non Useable Floor Area Space Group | 840 | Non-usable - Service riser |  | Unknown | 0.00 | NO
North Terrace_NT20-The Braggs_Second Floor_2.00N _ VSR | NT-NT20-02-2.00N | NT20-02-2.00N-VSR | North Terrace | NT | NT20 | The Braggs | 02 | Second Floor | 2.00N | 99939 | Unusable Spaces | 99939 | Unusable Spaces | 0.88 | VSR | 8 | Non Useable Floor Area Space Group | 840 | Non-usable - Service riser |  | Unknown | 0.00 | NO
North Terrace_NT20-The Braggs_Second Floor_2.00T _ VSR | NT-NT20-02-2.00T | NT20-02-2.00T-VSR | North Terrace | NT | NT20 | The Braggs | 02 | Second Floor | 2.00T | 99939 | Unusable Spaces | 99939 | Unusable Spaces | 0.77 | VSR | 8 | Non Useable Floor Area Space Group | 840 | Non-usable - Service riser |  | Unknown | 0.00 | NO
North Terrace_NT20-The Braggs_Second Floor_2.00U _ A/L | NT-NT20-02-2.00U | NT20-02-2.00U-A/L | North Terrace | NT | NT20 | The Braggs | 02 | Second Floor | 2.00U | 99939 | Unusable Spaces | 99939 | Unusable Spaces | 0.9 | A/L | 8 | Non Useable Floor Area Space Group | 822 | Non-usable - Toilets/Amenities - Unisex |  | Unknown | 0.00 | NO
North Terrace_NT20-The Braggs_Second Floor_2.00V _ A/L | NT-NT20-02-2.00V | NT20-02-2.00V-A/L | North Terrace | NT | NT20 | The Braggs | 02 | Second Floor | 2.00V | 99939 | Unusable Spaces | 99939 | Unusable Spaces | 0.78 | A/L | 8 | Non Useable Floor Area Space Group | 805 | Non-usable - Circulation space |  | Unknown | 0.00 | NO
North Terrace_NT20-The Braggs_Second Floor_2.01 _ WC - F | NT-NT20-02-2.01 | NT20-02-2.01-WC - F | North Terrace | NT | NT20 | The Braggs | 02 | Second Floor | 2.01 | 99939 | Unusable Spaces | 99939 | Unusable Spaces | 7 | WC - F | 8 | Non Useable Floor Area Space Group | 820 | Non-usable - Toilets/Amenities - Female |  | Unknown | 0.00 | NO
North Terrace_NT20-The Braggs_Second Floor_2.02 _ WC - U - Access (LH) | NT-NT20-02-2.02 | NT20-02-2.02-WC - U - Access (LH) | North Terrace | NT | NT20 | The Braggs | 02 | Second Floor | 2.02 | 99939 | Unusable Spaces | 99939 | Unusable Spaces | 4.94 | WC - U - Access (LH) | 8 | Non Useable Floor Area Space Group | 818 | Non-usable - Toilets/Amenities - Unisex Accessible |  | Unknown | 0.00 | NO
North Terrace_NT20-The Braggs_Second Floor_2.03 _ A/L | NT-NT20-02-2.03 | NT20-02-2.03-A/L | North Terrace | NT | NT20 | The Braggs | 02 | Second Floor | 2.03 | 99939 | Unusable Spaces | 99939 | Unusable Spaces | 2.76 | A/L | 8 | Non Useable Floor Area Space Group | 822 | Non-usable - Toilets/Amenities - Unisex |  | Unknown | 0.00 | NO
North Terrace_NT20-The Braggs_Second Floor_2.04 _ WC - M | NT-NT20-02-2.04 | NT20-02-2.04-WC - M | North Terrace | NT | NT20 | The Braggs | 02 | Second Floor | 2.04 | 99939 | Unusable Spaces | 99939 | Unusable Spaces | 8.85 | WC - M | 8 | Non Useable Floor Area Space Group | 821 | Non-usable - Toilets/Amenities - Male |  | Unknown | 0.00 | NO
North Terrace_NT20-The Braggs_Second Floor_2.04A _ VSR | NT-NT20-02-2.04A | NT20-02-2.04A-VSR | North Terrace | NT | NT20 | The Braggs | 02 | Second Floor | 2.04A | 99939 | Unusable Spaces | 99939 | Unusable Spaces | 0.11 | VSR | 8 | Non Useable Floor Area Space Group | 840 | Non-usable - Service riser |  | Unknown | 0.00 | NO
North Terrace_NT20-The Braggs_Second Floor_2.05 _ Cleaner | NT-NT20-02-2.05 | NT20-02-2.05-Cleaner | North Terrace | NT | NT20 | The Braggs | 02 | Second Floor | 2.05 | 99939 | Unusable Spaces | 99939 | Unusable Spaces | 2.3 | Cleaner | 8 | Non Useable Floor Area Space Group | 806 | Non-usable - Cleaners room |  | Unknown | 0.00 | NO
North Terrace_NT20-The Braggs_Second Floor_2.05A _ VSR | NT-NT20-02-2.05A | NT20-02-2.05A-VSR | North Terrace | NT | NT20 | The Braggs | 02 | Second Floor | 2.05A | 99939 | Unusable Spaces | 99939 | Unusable Spaces | 0.31 | VSR | 8 | Non Useable Floor Area Space Group | 840 | Non-usable - Service riser |  | Unknown | 0.00 | NO
North Terrace_NT20-The Braggs_Second Floor_2.06 _ Comms | NT-NT20-02-2.06 | NT20-02-2.06-Comms | North Terrace | NT | NT20 | The Braggs | 02 | Second Floor | 2.06 | 850 | ITDS Branch Central Costs | 869 | Information Technology and Digital Services | 16.42 | Comms | 8 | Non Useable Floor Area Space Group | 812 | Non-usable - Comms/network system/Telephone/PABX |  | Excellent | 0.00 | NO
North Terrace_NT20-The Braggs_Second Floor_2.06A _ VSR | NT-NT20-02-2.06A | NT20-02-2.06A-VSR | North Terrace | NT | NT20 | The Braggs | 02 | Second Floor | 2.06A | 99939 | Unusable Spaces | 99939 | Unusable Spaces | 0.69 | VSR | 8 | Non Useable Floor Area Space Group | 840 | Non-usable - Service riser |  | Unknown | 0.00 | NO
North Terrace_NT20-The Braggs_Second Floor_2.07 _ VSR | NT-NT20-02-2.07 | NT20-02-2.07-VSR | North Terrace | NT | NT20 | The Braggs | 02 | Second Floor | 2.07 | 99939 | Unusable Spaces | 99939 | Unusable Spaces | 21.4 | VSR | 8 | Non Useable Floor Area Space Group | 840 | Non-usable - Service riser |  | Unknown | 0.00 | NO
North Terrace_NT20-The Braggs_Second Floor_2.09 _ Stair 02 | NT-NT20-02-2.09 | NT20-02-2.09-Stair 02 | North Terrace | NT | NT20 | The Braggs | 02 | Second Floor | 2.09 | 99939 | Unusable Spaces | 99939 | Unusable Spaces | 14.05 | Stair 02 | 8 | Non Useable Floor Area Space Group | 805 | Non-usable - Circulation space |  | Unknown | 0.00 | NO
North Terrace_NT20-The Braggs_Second Floor_2.10 _ Office | NT-NT20-02-2.10 | NT20-02-2.10-Office | North Terrace | NT | NT20 | The Braggs | 02 | Second Floor | 2.10 | 285 | School of Biological Sciences | 285 | School of Biological Sciences | 12.1 | Office | 1 | Office Space Group | 101 | Office - Academic Staff |  | Excellent | 3,016.36 | NO
North Terrace_NT20-The Braggs_Second Floor_2.10A _ VSR | NT-NT20-02-2.10A | NT20-02-2.10A-VSR | North Terrace | NT | NT20 | The Braggs | 02 | Second Floor | 2.10A | 99939 | Unusable Spaces | 99939 | Unusable Spaces | 0.25 | VSR | 8 | Non Useable Floor Area Space Group | 840 | Non-usable - Service riser |  | Unknown | 0.00 | NO
North Terrace_NT20-The Braggs_Second Floor_2.11 _ Office | NT-NT20-02-2.11 | NT20-02-2.11-Office | North Terrace | NT | NT20 | The Braggs | 02 | Second Floor | 2.11 | 285 | School of Biological Sciences | 285 | School of Biological Sciences | 12.32 | Office | 1 | Office Space Group | 101 | Office - Academic Staff |  | Excellent | 3,071.20 | NO
North Terrace_NT20-The Braggs_Second Floor_2.12 _ Office | NT-NT20-02-2.12 | NT20-02-2.12-Office | North Terrace | NT | NT20 | The Braggs | 02 | Second Floor | 2.12 | 285 | School of Biological Sciences | 285 | School of Biological Sciences | 14.43 | Office | 1 | Office Space Group | 101 | Office - Academic Staff |  | Excellent | 3,597.19 | NO
North Terrace_NT20-The Braggs_Second Floor_2.13 _ Break Out East | NT-NT20-02-2.13 | NT20-02-2.13-Break Out East | North Terrace | NT | NT20 | The Braggs | 02 | Second Floor | 2.13 | 99958 | Faculty of Science - Shared Space | 121 | Sciences Faculty Administration | 41.81 | Break Out East | 2 | Teaching Space Group | 217 | Collaborative Teaching Space |  | Excellent | 12,715.62 | NO
North Terrace_NT20-The Braggs_Second Floor_2.13A _ Corr. | NT-NT20-02-2.13A | NT20-02-2.13A-Corr. | North Terrace | NT | NT20 | The Braggs | 02 | Second Floor | 2.13A | 99939 | Unusable Spaces | 99939 | Unusable Spaces | 26.44 | Corr. | 8 | Non Useable Floor Area Space Group | 805 | Non-usable - Circulation space |  | Unknown | 0.00 | NO
North Terrace_NT20-The Braggs_Second Floor_2.14 _ Meeting - Large / Seminar Room | NT-NT20-02-2.14 | NT20-02-2.14-Meeting - Large / Seminar Room | North Terrace | NT | NT20 | The Braggs | 02 | Second Floor | 2.14 | 99958 | Faculty of Science - Shared Space | 121 | Sciences Faculty Administration | 62.83 | Meeting - Large / Seminar Room | 6 | General Facility Space Group | 601 | General Facility - Committee/Conference/Meeting room |  | Excellent | 17,542.14 | NO
North Terrace_NT20-The Braggs_Second Floor_2.26 _ Tea Point | NT-NT20-02-2.26 | NT20-02-2.26-Tea Point | North Terrace | NT | NT20 | The Braggs | 02 | Second Floor | 2.26 | 99958 | Faculty of Science - Shared Space | 121 | Sciences Faculty Administration | 12.97 | Tea Point | 6 | General Facility Space Group | 608 | General Facility - Kitchen/Servery/Food Storage |  | Excellent | 3,621.22 | NO
North Terrace_NT20-The Braggs_Second Floor_2.26A _ VSR | NT-NT20-02-2.26A | NT20-02-2.26A-VSR | North Terrace | NT | NT20 | The Braggs | 02 | Second Floor | 2.26A | 99939 | Unusable Spaces | 99939 | Unusable Spaces | 0.33 | VSR | 8 | Non Useable Floor Area Space Group | 840 | Non-usable - Service riser |  | Unknown | 0.00 | NO
North Terrace_NT20-The Braggs_Second Floor_2.27 _ Office | NT-NT20-02-2.27 | NT20-02-2.27-Office | North Terrace | NT | NT20 | The Braggs | 02 | Second Floor | 2.27 | 285 | School of Biological Sciences | 285 | School of Biological Sciences | 16.37 | Office | 1 | Office Space Group | 101 | Office - Academic Staff |  | Excellent | 4,080.81 | NO
North Terrace_NT20-The Braggs_Second Floor_2.28 _ Office | NT-NT20-02-2.28 | NT20-02-2.28-Office | North Terrace | NT | NT20 | The Braggs | 02 | Second Floor | 2.28 | 285 | School of Biological Sciences | 285 | School of Biological Sciences | 8.73 | Office | 1 | Office Space Group | 101 | Office - Academic Staff |  | Excellent | 2,176.26 | NO
North Terrace_NT20-The Braggs_Second Floor_2.29 _ Ramp | NT-NT20-02-2.29 | NT20-02-2.29-Ramp | North Terrace | NT | NT20 | The Braggs | 02 | Second Floor | 2.29 | 99939 | Unusable Spaces | 99939 | Unusable Spaces | 5.23 | Ramp | 8 | Non Useable Floor Area Space Group | 805 | Non-usable - Circulation space |  | Unknown | 0.00 | NO
North Terrace_NT20-The Braggs_Second Floor_2.30 _ Freezer Room | NT-NT20-02-2.30 | NT20-02-2.30-Freezer Room | North Terrace | NT | NT20 | The Braggs | 02 | Second Floor | 2.30 | 285 | School of Biological Sciences | 285 | School of Biological Sciences | 10.03 | Freezer Room | 4 | Ancillary Area Space Group | 405 | Ancillary Area - Constant Temperature/ Freezer/Cold/Warm Rooms |  | Excellent | 2,200.30 | NO
North Terrace_NT20-The Braggs_Second Floor_2.31 _ Cold Room | NT-NT20-02-2.31 | NT20-02-2.31-Cold Room | North Terrace | NT | NT20 | The Braggs | 02 | Second Floor | 2.31 | 285 | School of Biological Sciences | 285 | School of Biological Sciences | 7.7 | Cold Room | 4 | Ancillary Area Space Group | 405 | Ancillary Area - Constant Temperature/ Freezer/Cold/Warm Rooms |  | Excellent | 1,689.16 | NO
North Terrace_NT20-The Braggs_Second Floor_2.32 _ Goods Lift Lobby | NT-NT20-02-2.32 | NT20-02-2.32-Goods Lift Lobby | North Terrace | NT | NT20 | The Braggs | 02 | Second Floor | 2.32 | 99939 | Unusable Spaces | 99939 | Unusable Spaces | 18.97 | Goods Lift Lobby | 8 | Non Useable Floor Area Space Group | 805 | Non-usable - Circulation space |  | Unknown | 0.00 | NO
North Terrace_NT20-The Braggs_Second Floor_2.32A _ VSR | NT-NT20-02-2.32A | NT20-02-2.32A-VSR | North Terrace | NT | NT20 | The Braggs | 02 | Second Floor | 2.32A | 99939 | Unusable Spaces | 99939 | Unusable Spaces | 0.43 | VSR | 8 | Non Useable Floor Area Space Group | 840 | Non-usable - Service riser |  | Unknown | 0.00 | NO
North Terrace_NT20-The Braggs_Second Floor_2.32B _ VSR | NT-NT20-02-2.32B | NT20-02-2.32B-VSR | North Terrace | NT | NT20 | The Braggs | 02 | Second Floor | 2.32B | 99939 | Unusable Spaces | 99939 | Unusable Spaces | 2.51 | VSR | 8 | Non Useable Floor Area Space Group | 840 | Non-usable - Service riser |  | Unknown | 0.00 | NO
North Terrace_NT20-The Braggs_Second Floor_2.33 _ Equipment Room | NT-NT20-02-2.33 | NT20-02-2.33-Equipment Room | North Terrace | NT | NT20 | The Braggs | 02 | Second Floor | 2.33 | 285 | School of Biological Sciences | 285 | School of Biological Sciences | 15.96 | Equipment Room | 4 | Ancillary Area Space Group | 401 | Ancillary Area - Laboratory Service and Preparation |  | Excellent | 3,501.17 | NO
North Terrace_NT20-The Braggs_Second Floor_2.34 _ Office - Open Plan | NT-NT20-02-2.34 | NT20-02-2.34-Office - Open Plan | North Terrace | NT | NT20 | The Braggs | 02 | Second Floor | 2.34 | 99958 | Faculty of Science - Shared Space | 121 | Sciences Faculty Administration | 41.22 | Office - Open Plan | 1 | Office Space Group | 114 | Open Plan - Research Students |  | Excellent | 10,275.56 | NO
North Terrace_NT20-The Braggs_Second Floor_2.40 _ Corr. | NT-NT20-02-2.40 | NT20-02-2.40-Corr. | North Terrace | NT | NT20 | The Braggs | 02 | Second Floor | 2.40 | 99939 | Unusable Spaces | 99939 | Unusable Spaces | 6.85 | Corr. | 8 | Non Useable Floor Area Space Group | 805 | Non-usable - Circulation space |  | Unknown | 0.00 | NO
North Terrace_NT20-The Braggs_Second Floor_2.40A _ Write Up - East A | NT-NT20-02-2.40A | NT20-02-2.40A-Write Up - East A | North Terrace | NT | NT20 | The Braggs | 02 | Second Floor | 2.40A | 285 | School of Biological Sciences | 285 | School of Biological Sciences | 15.16 | Write Up - East A | 1 | Office Space Group | 111 | Open Plan - Specific type not defined |  | Excellent | 3,779.17 | NO
North Terrace_NT20-The Braggs_Second Floor_2.40B _ Write Up - East B | NT-NT20-02-2.40B | NT20-02-2.40B-Write Up - East B | North Terrace | NT | NT20 | The Braggs | 02 | Second Floor | 2.40B | 285 | School of Biological Sciences | 285 | School of Biological Sciences | 11.41 | Write Up - East B | 1 | Office Space Group | 111 | Open Plan - Specific type not defined |  | Excellent | 2,844.35 | NO
North Terrace_NT20-The Braggs_Second Floor_2.40C _ Write Up - East C | NT-NT20-02-2.40C | NT20-02-2.40C-Write Up - East C | North Terrace | NT | NT20 | The Braggs | 02 | Second Floor | 2.40C | 285 | School of Biological Sciences | 285 | School of Biological Sciences | 11.25 | Write Up - East C | 1 | Office Space Group | 111 | Open Plan - Specific type not defined |  | Excellent | 2,804.46 | NO
North Terrace_NT20-The Braggs_Second Floor_2.40D _ Write Up - East D | NT-NT20-02-2.40D | NT20-02-2.40D-Write Up - East D | North Terrace | NT | NT20 | The Braggs | 02 | Second Floor | 2.40D | 285 | School of Biological Sciences | 285 | School of Biological Sciences | 11.4 | Write Up - East D | 1 | Office Space Group | 111 | Open Plan - Specific type not defined |  | Excellent | 2,841.86 | NO
North Terrace_NT20-The Braggs_Second Floor_2.40E _ Write Up - East E | NT-NT20-02-2.40E | NT20-02-2.40E-Write Up - East E | North Terrace | NT | NT20 | The Braggs | 02 | Second Floor | 2.40E | 285 | School of Biological Sciences | 285 | School of Biological Sciences | 11.4 | Write Up - East E | 1 | Office Space Group | 111 | Open Plan - Specific type not defined |  | Excellent | 2,841.86 | NO
North Terrace_NT20-The Braggs_Second Floor_2.40F _ Write Up - East F | NT-NT20-02-2.40F | NT20-02-2.40F-Write Up - East F | North Terrace | NT | NT20 | The Braggs | 02 | Second Floor | 2.40F | 285 | School of Biological Sciences | 285 | School of Biological Sciences | 17.59 | Write Up - East F | 1 | Office Space Group | 111 | Open Plan - Specific type not defined |  | Excellent | 4,384.94 | NO
North Terrace_NT20-The Braggs_Second Floor_2.41 _ Corr. | NT-NT20-02-2.41 | NT20-02-2.41-Corr. | North Terrace | NT | NT20 | The Braggs | 02 | Second Floor | 2.41 | 99939 | Unusable Spaces | 99939 | Unusable Spaces | 15.42 | Corr. | 8 | Non Useable Floor Area Space Group | 805 | Non-usable - Circulation space |  | Unknown | 0.00 | NO
North Terrace_NT20-The Braggs_Second Floor_2.43 _ Office | NT-NT20-02-2.43 | NT20-02-2.43-Office | North Terrace | NT | NT20 | The Braggs | 02 | Second Floor | 2.43 | 285 | School of Biological Sciences | 285 | School of Biological Sciences | 9.23 | Office | 1 | Office Space Group | 101 | Office - Academic Staff |  | Excellent | 2,300.91 | NO
North Terrace_NT20-The Braggs_Second Floor_2.44 _ Office | NT-NT20-02-2.44 | NT20-02-2.44-Office | North Terrace | NT | NT20 | The Braggs | 02 | Second Floor | 2.44 | 285 | School of Biological Sciences | 285 | School of Biological Sciences | 8.99 | Office | 1 | Office Space Group | 101 | Office - Academic Staff |  | Excellent | 2,241.08 | NO
North Terrace_NT20-The Braggs_Second Floor_2.45 _ Laboratory East | NT-NT20-02-2.45 | NT20-02-2.45-Laboratory East | North Terrace | NT | NT20 | The Braggs | 02 | Second Floor | 2.45 | 285 | School of Biological Sciences | 285 | School of Biological Sciences | 153.5 | Laboratory East | 3 | Specialist Teaching or Research Space Group | 300 | Laboratory - Specialist teaching and research - type not defined |  | Excellent | 50,892.93 | NO
North Terrace_NT20-The Braggs_Second Floor_2.45A _ VSR | NT-NT20-02-2.45A | NT20-02-2.45A-VSR | North Terrace | NT | NT20 | The Braggs | 02 | Second Floor | 2.45A | 99939 | Unusable Spaces | 99939 | Unusable Spaces | 0.1 | VSR | 8 | Non Useable Floor Area Space Group | 840 | Non-usable - Service riser |  | Unknown | 0.00 | NO
North Terrace_NT20-The Braggs_Second Floor_2.45B _ VSR | NT-NT20-02-2.45B | NT20-02-2.45B-VSR | North Terrace | NT | NT20 | The Braggs | 02 | Second Floor | 2.45B | 99939 | Unusable Spaces | 99939 | Unusable Spaces | 0.1 | VSR | 8 | Non Useable Floor Area Space Group | 840 | Non-usable - Service riser |  | Unknown | 0.00 | NO
North Terrace_NT20-The Braggs_Second Floor_2.45C _ VSR | NT-NT20-02-2.45C | NT20-02-2.45C-VSR | North Terrace | NT | NT20 | The Braggs | 02 | Second Floor | 2.45C | 99939 | Unusable Spaces | 99939 | Unusable Spaces | 0.1 | VSR | 8 | Non Useable Floor Area Space Group | 840 | Non-usable - Service riser |  | Unknown | 0.00 | NO
North Terrace_NT20-The Braggs_Second Floor_2.45D _ VSR | NT-NT20-02-2.45D | NT20-02-2.45D-VSR | North Terrace | NT | NT20 | The Braggs | 02 | Second Floor | 2.45D | 99939 | Unusable Spaces | 99939 | Unusable Spaces | 0.1 | VSR | 8 | Non Useable Floor Area Space Group | 840 | Non-usable - Service riser |  | Unknown | 0.00 | NO
North Terrace_NT20-The Braggs_Second Floor_2.45E _ VSR | NT-NT20-02-2.45E | NT20-02-2.45E-VSR | North Terrace | NT | NT20 | The Braggs | 02 | Second Floor | 2.45E | 99939 | Unusable Spaces | 99939 | Unusable Spaces | 0.1 | VSR | 8 | Non Useable Floor Area Space Group | 840 | Non-usable - Service riser |  | Unknown | 0.00 | NO
North Terrace_NT20-The Braggs_Second Floor_2.45F _ VSR | NT-NT20-02-2.45F | NT20-02-2.45F-VSR | North Terrace | NT | NT20 | The Braggs | 02 | Second Floor | 2.45F | 99939 | Unusable Spaces | 99939 | Unusable Spaces | 0.1 | VSR | 8 | Non Useable Floor Area Space Group | 840 | Non-usable - Service riser |  | Unknown | 0.00 | NO
North Terrace_NT20-The Braggs_Second Floor_2.46 _ Laboratory East Entrance | NT-NT20-02-2.46 | NT20-02-2.46-Laboratory East Entrance | North Terrace | NT | NT20 | The Braggs | 02 | Second Floor | 2.46 | 285 | School of Biological Sciences | 285 | School of Biological Sciences | 4.48 | Laboratory East Entrance | 3 | Specialist Teaching or Research Space Group | 300 | Laboratory - Specialist teaching and research - type not defined |  | Excellent | 1,485.34 | NO
North Terrace_NT20-The Braggs_Second Floor_2.47 _ Special Laboratory 3 | NT-NT20-02-2.47 | NT20-02-2.47-Special Laboratory 3 | North Terrace | NT | NT20 | The Braggs | 02 | Second Floor | 2.47 | 285 | School of Biological Sciences | 285 | School of Biological Sciences | 17.81 | Special Laboratory 3 | 3 | Specialist Teaching or Research Space Group | 300 | Laboratory - Specialist teaching and research - type not defined |  | Excellent | 5,904.91 | NO
North Terrace_NT20-The Braggs_Second Floor_2.47A _ VSR | NT-NT20-02-2.47A | NT20-02-2.47A-VSR | North Terrace | NT | NT20 | The Braggs | 02 | Second Floor | 2.47A | 99939 | Unusable Spaces | 99939 | Unusable Spaces | 0.1 | VSR | 8 | Non Useable Floor Area Space Group | 840 | Non-usable - Service riser |  | Unknown | 0.00 | NO
North Terrace_NT20-The Braggs_Second Floor_2.48 _ Special Laboratory 4 | NT-NT20-02-2.48 | NT20-02-2.48-Special Laboratory 4 | North Terrace | NT | NT20 | The Braggs | 02 | Second Floor | 2.48 | 285 | School of Biological Sciences | 285 | School of Biological Sciences | 18.12 | Special Laboratory 4 | 3 | Specialist Teaching or Research Space Group | 300 | Laboratory - Specialist teaching and research - type not defined |  | Excellent | 6,007.69 | NO
North Terrace_NT20-The Braggs_Second Floor_2.49 _ A/L [PC2- Cert/S] | NT-NT20-02-2.49 | NT20-02-2.49-A/L [PC2- Cert/S] | North Terrace | NT | NT20 | The Braggs | 02 | Second Floor | 2.49 | 285 | School of Biological Sciences | 285 | School of Biological Sciences | 8.21 | A/L [PC2- Cert/S] | 3 | Specialist Teaching or Research Space Group | 300 | Laboratory - Specialist teaching and research - type not defined | RATED - PC2-SUSP | Excellent | 2,722.03 | NO
North Terrace_NT20-The Braggs_Second Floor_2.50 _ Write Up - West | NT-NT20-02-2.50 | NT20-02-2.50-Write Up - West | North Terrace | NT | NT20 | The Braggs | 02 | Second Floor | 2.50 | 285 | School of Biological Sciences | 285 | School of Biological Sciences | 67.54 | Write Up - West | 1 | Office Space Group | 114 | Open Plan - Research Students |  | Excellent | 16,836.76 | NO
North Terrace_NT20-The Braggs_Second Floor_2.50A _ Write-Up West | NT-NT20-02-2.50A | NT20-02-2.50A-Write-Up West | North Terrace | NT | NT20 | The Braggs | 02 | Second Floor | 2.50A | 285 | School of Biological Sciences | 285 | School of Biological Sciences | 17.75 | Write-Up West | 2 | Teaching Space Group | 206 | Lecture/Seminar/Tutorial/Class Room (<30) Flat Floor |  | Excellent | 5,398.28 | NO
North Terrace_NT20-The Braggs_Second Floor_2.51 _ Office | NT-NT20-02-2.51 | NT20-02-2.51-Office | North Terrace | NT | NT20 | The Braggs | 02 | Second Floor | 2.51 | 285 | School of Biological Sciences | 285 | School of Biological Sciences | 9.24 | Office | 1 | Office Space Group | 101 | Office - Academic Staff |  | Excellent | 2,303.40 | NO
North Terrace_NT20-The Braggs_Second Floor_2.52 _ Office | NT-NT20-02-2.52 | NT20-02-2.52-Office | North Terrace | NT | NT20 | The Braggs | 02 | Second Floor | 2.52 | 285 | School of Biological Sciences | 285 | School of Biological Sciences | 8.99 | Office | 1 | Office Space Group | 101 | Office - Academic Staff |  | Excellent | 2,241.08 | NO
North Terrace_NT20-The Braggs_Second Floor_2.55 _ Laboratory West [PC2- Cert/S] | NT-NT20-02-2.55 | NT20-02-2.55-Laboratory West [PC2- Cert/S] | North Terrace | NT | NT20 | The Braggs | 02 | Second Floor | 2.55 | 285 | School of Biological Sciences | 285 | School of Biological Sciences | 105.04 | Laboratory West [PC2- Cert/S] | 3 | Specialist Teaching or Research Space Group | 300 | Laboratory - Specialist teaching and research - type not defined | RATED - PC2-SUSP | Excellent | 34,826.02 | NO
North Terrace_NT20-The Braggs_Second Floor_2.55A _ VSR | NT-NT20-02-2.55A | NT20-02-2.55A-VSR | North Terrace | NT | NT20 | The Braggs | 02 | Second Floor | 2.55A | 99939 | Unusable Spaces | 99939 | Unusable Spaces | 0.05 | VSR | 8 | Non Useable Floor Area Space Group | 840 | Non-usable - Service riser |  | Unknown | 0.00 | NO
North Terrace_NT20-The Braggs_Second Floor_2.55B _ VSR | NT-NT20-02-2.55B | NT20-02-2.55B-VSR | North Terrace | NT | NT20 | The Braggs | 02 | Second Floor | 2.55B | 99939 | Unusable Spaces | 99939 | Unusable Spaces | 0.05 | VSR | 8 | Non Useable Floor Area Space Group | 840 | Non-usable - Service riser |  | Unknown | 0.00 | NO
North Terrace_NT20-The Braggs_Second Floor_2.55C _ VSR | NT-NT20-02-2.55C | NT20-02-2.55C-VSR | North Terrace | NT | NT20 | The Braggs | 02 | Second Floor | 2.55C | 99939 | Unusable Spaces | 99939 | Unusable Spaces | 0.05 | VSR | 8 | Non Useable Floor Area Space Group | 840 | Non-usable - Service riser |  | Unknown | 0.00 | NO
North Terrace_NT20-The Braggs_Second Floor_2.55D _ VSR | NT-NT20-02-2.55D | NT20-02-2.55D-VSR | North Terrace | NT | NT20 | The Braggs | 02 | Second Floor | 2.55D | 99939 | Unusable Spaces | 99939 | Unusable Spaces | 0.05 | VSR | 8 | Non Useable Floor Area Space Group | 840 | Non-usable - Service riser |  | Unknown | 0.00 | NO
North Terrace_NT20-The Braggs_Second Floor_2.55E _ Laboratory West | NT-NT20-02-2.55E | NT20-02-2.55E-Laboratory West | North Terrace | NT | NT20 | The Braggs | 02 | Second Floor | 2.55E | 285 | School of Biological Sciences | 285 | School of Biological Sciences | 47.8 | Laboratory West | 3 | Specialist Teaching or Research Space Group | 300 | Laboratory - Specialist teaching and research - type not defined |  | Excellent | 15,848.09 | NO
North Terrace_NT20-The Braggs_Second Floor_2.56 _ Laboratory West Entrance [PC2- Cert/S] | NT-NT20-02-2.56 | NT20-02-2.56-Laboratory West Entrance [PC2- Cert/S] | North Terrace | NT | NT20 | The Braggs | 02 | Second Floor | 2.56 | 285 | School of Biological Sciences | 285 | School of Biological Sciences | 4.48 | Laboratory West Entrance [PC2- Cert/S] | 3 | Specialist Teaching or Research Space Group | 300 | Laboratory - Specialist teaching and research - type not defined | RATED - PC2-SUSP | Excellent | 1,485.34 | NO
North Terrace_NT20-The Braggs_Second Floor_2.57 _ A/L | NT-NT20-02-2.57 | NT20-02-2.57-A/L | North Terrace | NT | NT20 | The Braggs | 02 | Second Floor | 2.57 | 285 | School of Biological Sciences | 285 | School of Biological Sciences | 4.12 | A/L | 3 | Specialist Teaching or Research Space Group | 300 | Laboratory - Specialist teaching and research - type not defined |  | Excellent | 1,365.99 | NO
North Terrace_NT20-The Braggs_Second Floor_2.57A _ VSR | NT-NT20-02-2.57A | NT20-02-2.57A-VSR | North Terrace | NT | NT20 | The Braggs | 02 | Second Floor | 2.57A | 99939 | Unusable Spaces | 99939 | Unusable Spaces | 0.1 | VSR | 8 | Non Useable Floor Area Space Group | 840 | Non-usable - Service riser |  | Unknown | 0.00 | NO
North Terrace_NT20-The Braggs_Second Floor_2.60 _ Tutorial | NT-NT20-02-2.60 | NT20-02-2.60-Tutorial | North Terrace | NT | NT20 | The Braggs | 02 | Second Floor | 2.60 | 285 | School of Biological Sciences | 285 | School of Biological Sciences | 27.68 | Tutorial | 2 | Teaching Space Group | 206 | Lecture/Seminar/Tutorial/Class Room (<30) Flat Floor |  | Excellent | 8,418.28 | NO
North Terrace_NT20-The Braggs_Second Floor_2.65 _ Special Laboratory 2 [PC2- Cert/S] | NT-NT20-02-2.65 | NT20-02-2.65-Special Laboratory 2 [PC2- Cert/S] | North Terrace | NT | NT20 | The Braggs | 02 | Second Floor | 2.65 | 285 | School of Biological Sciences | 285 | School of Biological Sciences | 39.29 | Special Laboratory 2 [PC2- Cert/S] | 3 | Specialist Teaching or Research Space Group | 300 | Laboratory - Specialist teaching and research - type not defined | RATED - PC2-SUSP | Excellent | 13,026.60 | NO
North Terrace_NT20-The Braggs_Second Floor_2.65A _ VSR | NT-NT20-02-2.65A | NT20-02-2.65A-VSR | North Terrace | NT | NT20 | The Braggs | 02 | Second Floor | 2.65A | 99939 | Unusable Spaces | 99939 | Unusable Spaces | 0.1 | VSR | 8 | Non Useable Floor Area Space Group | 840 | Non-usable - Service riser |  | Unknown | 0.00 | NO
North Terrace_NT20-The Braggs_Second Floor_2.65B _ VSR | NT-NT20-02-2.65B | NT20-02-2.65B-VSR | North Terrace | NT | NT20 | The Braggs | 02 | Second Floor | 2.65B | 99939 | Unusable Spaces | 99939 | Unusable Spaces | 0.1 | VSR | 8 | Non Useable Floor Area Space Group | 840 | Non-usable - Service riser |  | Unknown | 0.00 | NO
North Terrace_NT20-The Braggs_Second Floor_2.65C _ VSR | NT-NT20-02-2.65C | NT20-02-2.65C-VSR | North Terrace | NT | NT20 | The Braggs | 02 | Second Floor | 2.65C | 99939 | Unusable Spaces | 99939 | Unusable Spaces | 0.1 | VSR | 8 | Non Useable Floor Area Space Group | 840 | Non-usable - Service riser |  | Unknown | 0.00 | NO
North Terrace_NT20-The Braggs_Second Floor_2.65D _ VSR | NT-NT20-02-2.65D | NT20-02-2.65D-VSR | North Terrace | NT | NT20 | The Braggs | 02 | Second Floor | 2.65D | 99939 | Unusable Spaces | 99939 | Unusable Spaces | 0.1 | VSR | 8 | Non Useable Floor Area Space Group | 840 | Non-usable - Service riser |  | Unknown | 0.00 | NO
North Terrace_NT20-The Braggs_Second Floor_2.66 _ Special Laboratory 1 [PC2- Cert/S] | NT-NT20-02-2.66 | NT20-02-2.66-Special Laboratory 1 [PC2- Cert/S] | North Terrace | NT | NT20 | The Braggs | 02 | Second Floor | 2.66 | 285 | School of Biological Sciences | 285 | School of Biological Sciences | 13.22 | Special Laboratory 1 [PC2- Cert/S] | 3 | Specialist Teaching or Research Space Group | 300 | Laboratory - Specialist teaching and research - type not defined | RATED - PC2-SUSP | Excellent | 4,383.09 | NO
North Terrace_NT20-The Braggs_Second Floor_2.67 _ Equipment Alcove [PC2- Cert/S] | NT-NT20-02-2.67 | NT20-02-2.67-Equipment Alcove [PC2- Cert/S] | North Terrace | NT | NT20 | The Braggs | 02 | Second Floor | 2.67 | 285 | School of Biological Sciences | 285 | School of Biological Sciences | 14.36 | Equipment Alcove [PC2- Cert/S] | 4 | Ancillary Area Space Group | 401 | Ancillary Area - Laboratory Service and Preparation | RATED - PC2-SUSP | Excellent | 3,150.17 | NO
North Terrace_NT20-The Braggs_Second Floor_2.68 _ Dark Room [PC2- Cert/S] | NT-NT20-02-2.68 | NT20-02-2.68-Dark Room [PC2- Cert/S] | North Terrace | NT | NT20 | The Braggs | 02 | Second Floor | 2.68 | 285 | School of Biological Sciences | 285 | School of Biological Sciences | 5.07 | Dark Room [PC2- Cert/S] | 4 | Ancillary Area Space Group | 411 | Ancillary Area - Darkroom | RATED - PC2-SUSP | Excellent | 1,112.21 | NO
North Terrace_NT20-The Braggs_Second Floor_2.75 _ Stair 1 | NT-NT20-02-2.75 | NT20-02-2.75-Stair 1 | North Terrace | NT | NT20 | The Braggs | 02 | Second Floor | 2.75 | 99939 | Unusable Spaces | 99939 | Unusable Spaces | 14.05 | Stair 1 | 8 | Non Useable Floor Area Space Group | 805 | Non-usable - Circulation space |  | Unknown | 0.00 | NO
North Terrace_NT20-The Braggs_Second Floor_2.75A _ Stair 7 | NT-NT20-02-2.75A | NT20-02-2.75A-Stair 7 | North Terrace | NT | NT20 | The Braggs | 02 | Second Floor | 2.75A | 99939 | Unusable Spaces | 99939 | Unusable Spaces | 17.49 | Stair 7 | 8 | Non Useable Floor Area Space Group | 805 | Non-usable - Circulation space |  | Unknown | 0.00 | NO
North Terrace_NT20-The Braggs_Second Floor_2.77 _ Office - Academic | NT-NT20-02-2.77 | NT20-02-2.77-Office - Academic | North Terrace | NT | NT20 | The Braggs | 02 | Second Floor | 2.77 | 284 | School of Physical Sciences | 284 | School of Physical Sciences | 12.67 | Office - Academic | 1 | Office Space Group | 101 | Office - Academic Staff |  | Excellent | 3,158.45 | NO
North Terrace_NT20-The Braggs_Second Floor_2.78 _ Office - Open Plan - Student | NT-NT20-02-2.78 | NT20-02-2.78-Office - Open Plan - Student | North Terrace | NT | NT20 | The Braggs | 02 | Second Floor | 2.78 | 284 | School of Physical Sciences | 284 | School of Physical Sciences | 46.62 | Office - Open Plan - Student | 1 | Office Space Group | 114 | Open Plan - Research Students |  | Excellent | 11,621.70 | NO
North Terrace_NT20-The Braggs_Second Floor_2.79 _ Office - Open Plan - Post Doc | NT-NT20-02-2.79 | NT20-02-2.79-Office - Open Plan - Post Doc | North Terrace | NT | NT20 | The Braggs | 02 | Second Floor | 2.79 | 284 | School of Physical Sciences | 284 | School of Physical Sciences | 20.41 | Office - Open Plan - Post Doc | 1 | Office Space Group | 114 | Open Plan - Research Students |  | Excellent | 5,087.92 | NO
North Terrace_NT20-The Braggs_Second Floor_2.88 _ West Riser A | NT-NT20-02-2.88 | NT20-02-2.88-West Riser A | North Terrace | NT | NT20 | The Braggs | 02 | Second Floor | 2.88 | 99939 | Unusable Spaces | 99939 | Unusable Spaces | 5.97 | West Riser A | 8 | Non Useable Floor Area Space Group | 840 | Non-usable - Service riser |  | Unknown | 0.00 | NO
North Terrace_NT20-The Braggs_Second Floor_2.89 _ West Riser B | NT-NT20-02-2.89 | NT20-02-2.89-West Riser B | North Terrace | NT | NT20 | The Braggs | 02 | Second Floor | 2.89 | 99939 | Unusable Spaces | 99939 | Unusable Spaces | 6.34 | West Riser B | 8 | Non Useable Floor Area Space Group | 840 | Non-usable - Service riser |  | Unknown | 0.00 | NO
North Terrace_NT20-The Braggs_Third Floor_3.00 _ Lift Lobby | NT-NT20-03-3.00 | NT20-03-3.00-Lift Lobby | North Terrace | NT | NT20 | The Braggs | 03 | Third Floor | 3.00 | 99939 | Unusable Spaces | 99939 | Unusable Spaces | 43.34 | Lift Lobby | 8 | Non Useable Floor Area Space Group | 805 | Non-usable - Circulation space |  | Unknown | 0.00 | NO
North Terrace_NT20-The Braggs_Third Floor_3.00B _ Goods Lobby | NT-NT20-03-3.00B | NT20-03-3.00B-Goods Lobby | North Terrace | NT | NT20 | The Braggs | 03 | Third Floor | 3.00B | 99939 | Unusable Spaces | 99939 | Unusable Spaces | 4.28 | Goods Lobby | 4 | Ancillary Area Space Group | 408 | Ancillary Area - Mail Room/ Goods Receipt/Despatch |  | Unknown | 0.00 | NO
North Terrace_NT20-The Braggs_Third Floor_3.00D _ VSR | NT-NT20-03-3.00D | NT20-03-3.00D-VSR | North Terrace | NT | NT20 | The Braggs | 03 | Third Floor | 3.00D | 99939 | Unusable Spaces | 99939 | Unusable Spaces | 12.41 | VSR | 8 | Non Useable Floor Area Space Group | 805 | Non-usable - Circulation space |  | Unknown | 0.00 | NO
North Terrace_NT20-The Braggs_Third Floor_3.00E _ VSR | NT-NT20-03-3.00E | NT20-03-3.00E-VSR | North Terrace | NT | NT20 | The Braggs | 03 | Third Floor | 3.00E | 99939 | Unusable Spaces | 99939 | Unusable Spaces | 2.1 | VSR | 8 | Non Useable Floor Area Space Group | 840 | Non-usable - Service riser |  | Unknown | 0.00 | NO
North Terrace_NT20-The Braggs_Third Floor_3.00F _ VSR | NT-NT20-03-3.00F | NT20-03-3.00F-VSR | North Terrace | NT | NT20 | The Braggs | 03 | Third Floor | 3.00F | 99939 | Unusable Spaces | 99939 | Unusable Spaces | 0.78 | VSR | 8 | Non Useable Floor Area Space Group | 840 | Non-usable - Service riser |  | Unknown | 0.00 | NO
North Terrace_NT20-The Braggs_Third Floor_3.00G _ Goods Lift | NT-NT20-03-3.00G | NT20-03-3.00G-Goods Lift | North Terrace | NT | NT20 | The Braggs | 03 | Third Floor | 3.00G | 99939 | Unusable Spaces | 99939 | Unusable Spaces | 11.51 | Goods Lift | 8 | Non Useable Floor Area Space Group | 838 | Non-usable - Lift |  | Unknown | 0.00 | NO
North Terrace_NT20-The Braggs_Third Floor_3.00H _ Stair 6 | NT-NT20-03-3.00H | NT20-03-3.00H-Stair 6 | North Terrace | NT | NT20 | The Braggs | 03 | Third Floor | 3.00H | 99939 | Unusable Spaces | 99939 | Unusable Spaces | 9.25 | Stair 6 | 8 | Non Useable Floor Area Space Group | 805 | Non-usable - Circulation space |  | Unknown | 0.00 | NO
North Terrace_NT20-The Braggs_Third Floor_3.00I _ Corr. | NT-NT20-03-3.00I | NT20-03-3.00I-Corr. | North Terrace | NT | NT20 | The Braggs | 03 | Third Floor | 3.00I | 99939 | Unusable Spaces | 99939 | Unusable Spaces | 19.53 | Corr. | 8 | Non Useable Floor Area Space Group | 805 | Non-usable - Circulation space |  | Unknown | 0.00 | NO
North Terrace_NT20-The Braggs_Third Floor_3.00J _ Corr. | NT-NT20-03-3.00J | NT20-03-3.00J-Corr. | North Terrace | NT | NT20 | The Braggs | 03 | Third Floor | 3.00J | 99939 | Unusable Spaces | 99939 | Unusable Spaces | 89.93 | Corr. | 8 | Non Useable Floor Area Space Group | 805 | Non-usable - Circulation space |  | Unknown | 0.00 | NO
North Terrace_NT20-The Braggs_Third Floor_3.00L _ VSR | NT-NT20-03-3.00L | NT20-03-3.00L-VSR | North Terrace | NT | NT20 | The Braggs | 03 | Third Floor | 3.00L | 99939 | Unusable Spaces | 99939 | Unusable Spaces | 7.91 | VSR | 8 | Non Useable Floor Area Space Group | 805 | Non-usable - Circulation space |  | Unknown | 0.00 | NO
North Terrace_NT20-The Braggs_Third Floor_3.00M _ VSR | NT-NT20-03-3.00M | NT20-03-3.00M-VSR | North Terrace | NT | NT20 | The Braggs | 03 | Third Floor | 3.00M | 99939 | Unusable Spaces | 99939 | Unusable Spaces | 1.95 | VSR | 8 | Non Useable Floor Area Space Group | 840 | Non-usable - Service riser |  | Unknown | 0.00 | NO
North Terrace_NT20-The Braggs_Third Floor_3.00N _ VSR | NT-NT20-03-3.00N | NT20-03-3.00N-VSR | North Terrace | NT | NT20 | The Braggs | 03 | Third Floor | 3.00N | 99939 | Unusable Spaces | 99939 | Unusable Spaces | 0.88 | VSR | 8 | Non Useable Floor Area Space Group | 840 | Non-usable - Service riser |  | Unknown | 0.00 | NO
North Terrace_NT20-The Braggs_Third Floor_3.00Q _ Bridge | NT-NT20-03-3.00Q | NT20-03-3.00Q-Bridge | North Terrace | NT | NT20 | The Braggs | 03 | Third Floor | 3.00Q | 99939 | Unusable Spaces | 99939 | Unusable Spaces | 19.32 | Bridge | 8 | Non Useable Floor Area Space Group | 805 | Non-usable - Circulation space |  | Unknown | 0.00 | NO
North Terrace_NT20-The Braggs_Third Floor_3.00T _ VSR | NT-NT20-03-3.00T | NT20-03-3.00T-VSR | North Terrace | NT | NT20 | The Braggs | 03 | Third Floor | 3.00T | 99939 | Unusable Spaces | 99939 | Unusable Spaces | 0.78 | VSR | 8 | Non Useable Floor Area Space Group | 840 | Non-usable - Service riser |  | Unknown | 0.00 | NO
North Terrace_NT20-The Braggs_Third Floor_3.00U _ VSR | NT-NT20-03-3.00U | NT20-03-3.00U-VSR | North Terrace | NT | NT20 | The Braggs | 03 | Third Floor | 3.00U | 99939 | Unusable Spaces | 99939 | Unusable Spaces | 0.92 | VSR | 8 | Non Useable Floor Area Space Group | 840 | Non-usable - Service riser |  | Unknown | 0.00 | NO
North Terrace_NT20-The Braggs_Third Floor_3.00V _ VSR | NT-NT20-03-3.00V | NT20-03-3.00V-VSR | North Terrace | NT | NT20 | The Braggs | 03 | Third Floor | 3.00V | 99939 | Unusable Spaces | 99939 | Unusable Spaces | 0.56 | VSR | 8 | Non Useable Floor Area Space Group | 840 | Non-usable - Service riser |  | Unknown | 0.00 | NO
North Terrace_NT20-The Braggs_Third Floor_3.00W _ Cleaner | NT-NT20-03-3.00W | NT20-03-3.00W-Cleaner | North Terrace | NT | NT20 | The Braggs | 03 | Third Floor | 3.00W | 99939 | Unusable Spaces | 99939 | Unusable Spaces | 1.5 | Cleaner | 8 | Non Useable Floor Area Space Group | 806 | Non-usable - Cleaners room |  | Unknown | 0.00 | NO
North Terrace_NT20-The Braggs_Third Floor_3.01 _ WC - F | NT-NT20-03-3.01 | NT20-03-3.01-WC - F | North Terrace | NT | NT20 | The Braggs | 03 | Third Floor | 3.01 | 99939 | Unusable Spaces | 99939 | Unusable Spaces | 13.54 | WC - F | 8 | Non Useable Floor Area Space Group | 820 | Non-usable - Toilets/Amenities - Female |  | Unknown | 0.00 | NO
North Terrace_NT20-The Braggs_Third Floor_3.02 _ WC - U - Access (RH) | NT-NT20-03-3.02 | NT20-03-3.02-WC - U - Access (RH) | North Terrace | NT | NT20 | The Braggs | 03 | Third Floor | 3.02 | 99939 | Unusable Spaces | 99939 | Unusable Spaces | 4.99 | WC - U - Access (RH) | 8 | Non Useable Floor Area Space Group | 818 | Non-usable - Toilets/Amenities - Unisex Accessible |  | Unknown | 0.00 | NO
North Terrace_NT20-The Braggs_Third Floor_3.02A _ VSR | NT-NT20-03-3.02A | NT20-03-3.02A-VSR | North Terrace | NT | NT20 | The Braggs | 03 | Third Floor | 3.02A | 99939 | Unusable Spaces | 99939 | Unusable Spaces | 1 | VSR | 8 | Non Useable Floor Area Space Group | 840 | Non-usable - Service riser |  | Unknown | 0.00 | NO
North Terrace_NT20-The Braggs_Third Floor_3.03 _ A/L | NT-NT20-03-3.03 | NT20-03-3.03-A/L | North Terrace | NT | NT20 | The Braggs | 03 | Third Floor | 3.03 | 99939 | Unusable Spaces | 99939 | Unusable Spaces | 1.75 | A/L | 8 | Non Useable Floor Area Space Group | 822 | Non-usable - Toilets/Amenities - Unisex |  | Unknown | 0.00 | NO
North Terrace_NT20-The Braggs_Third Floor_3.04 _ WC - M | NT-NT20-03-3.04 | NT20-03-3.04-WC - M | North Terrace | NT | NT20 | The Braggs | 03 | Third Floor | 3.04 | 99939 | Unusable Spaces | 99939 | Unusable Spaces | 7.31 | WC - M | 8 | Non Useable Floor Area Space Group | 821 | Non-usable - Toilets/Amenities - Male |  | Unknown | 0.00 | NO
North Terrace_NT20-The Braggs_Third Floor_3.06 _ Comms | NT-NT20-03-3.06 | NT20-03-3.06-Comms | North Terrace | NT | NT20 | The Braggs | 03 | Third Floor | 3.06 | 850 | ITDS Branch Central Costs | 869 | Information Technology and Digital Services | 16.83 | Comms | 8 | Non Useable Floor Area Space Group | 812 | Non-usable - Comms/network system/Telephone/PABX |  | Excellent | 0.00 | NO
North Terrace_NT20-The Braggs_Third Floor_3.06A _ VSR | NT-NT20-03-3.06A | NT20-03-3.06A-VSR | North Terrace | NT | NT20 | The Braggs | 03 | Third Floor | 3.06A | 99939 | Unusable Spaces | 99939 | Unusable Spaces | 0.83 | VSR | 8 | Non Useable Floor Area Space Group | 840 | Non-usable - Service riser |  | Unknown | 0.00 | NO
North Terrace_NT20-The Braggs_Third Floor_3.07 _ VSR | NT-NT20-03-3.07 | NT20-03-3.07-VSR | North Terrace | NT | NT20 | The Braggs | 03 | Third Floor | 3.07 | 99939 | Unusable Spaces | 99939 | Unusable Spaces | 21.85 | VSR | 8 | Non Useable Floor Area Space Group | 840 | Non-usable - Service riser |  | Unknown | 0.00 | NO
North Terrace_NT20-The Braggs_Third Floor_3.08 _ A/L | NT-NT20-03-3.08 | NT20-03-3.08-A/L | North Terrace | NT | NT20 | The Braggs | 03 | Third Floor | 3.08 | 99939 | Unusable Spaces | 99939 | Unusable Spaces | 1.49 | A/L | 8 | Non Useable Floor Area Space Group | 822 | Non-usable - Toilets/Amenities - Unisex |  | Unknown | 0.00 | NO
North Terrace_NT20-The Braggs_Third Floor_3.09 _ Stair 2 | NT-NT20-03-3.09 | NT20-03-3.09-Stair 2 | North Terrace | NT | NT20 | The Braggs | 03 | Third Floor | 3.09 | 99939 | Unusable Spaces | 99939 | Unusable Spaces | 12.28 | Stair 2 | 8 | Non Useable Floor Area Space Group | 805 | Non-usable - Circulation space |  | Unknown | 0.00 | NO
North Terrace_NT20-The Braggs_Third Floor_3.09A _ VSR | NT-NT20-03-3.09A | NT20-03-3.09A-VSR | North Terrace | NT | NT20 | The Braggs | 03 | Third Floor | 3.09A | 99939 | Unusable Spaces | 99939 | Unusable Spaces | 1.31 | VSR | 8 | Non Useable Floor Area Space Group | 840 | Non-usable - Service riser |  | Unknown | 0.00 | NO
North Terrace_NT20-The Braggs_Third Floor_3.10 _ Meeting | NT-NT20-03-3.10 | NT20-03-3.10-Meeting | North Terrace | NT | NT20 | The Braggs | 03 | Third Floor | 3.10 | 284 | School of Physical Sciences | 284 | School of Physical Sciences | 12.74 | Meeting | 1 | Office Space Group | 101 | Office - Academic Staff |  | Excellent | 3,175.90 | NO
North Terrace_NT20-The Braggs_Third Floor_3.11 _ Office | NT-NT20-03-3.11 | NT20-03-3.11-Office | North Terrace | NT | NT20 | The Braggs | 03 | Third Floor | 3.11 | 284 | School of Physical Sciences | 284 | School of Physical Sciences | 9.16 | Office | 1 | Office Space Group | 101 | Office - Academic Staff |  | Excellent | 2,283.46 | NO
North Terrace_NT20-The Braggs_Third Floor_3.12 _ Office | NT-NT20-03-3.12 | NT20-03-3.12-Office | North Terrace | NT | NT20 | The Braggs | 03 | Third Floor | 3.12 | 284 | School of Physical Sciences | 284 | School of Physical Sciences | 9.16 | Office | 1 | Office Space Group | 101 | Office - Academic Staff |  | Excellent | 2,283.46 | NO
North Terrace_NT20-The Braggs_Third Floor_3.13 _ Meeting 1 | NT-NT20-03-3.13 | NT20-03-3.13-Meeting 1 | North Terrace | NT | NT20 | The Braggs | 03 | Third Floor | 3.13 | 99998 | Central Common Teaching Areas (In Use) | 952 | Corporate Services Division Admin | 30.9 | Meeting 1 | 6 | General Facility Space Group | 601 | General Facility - Committee/Conference/Meeting room |  | Good | 7,336.12 | NO
North Terrace_NT20-The Braggs_Third Floor_3.14 _ Meeting 02 | NT-NT20-03-3.14 | NT20-03-3.14-Meeting 02 | North Terrace | NT | NT20 | The Braggs | 03 | Third Floor | 3.14 | 99998 | Central Common Teaching Areas (In Use) | 952 | Corporate Services Division Admin | 31.92 | Meeting 02 | 6 | General Facility Space Group | 601 | General Facility - Committee/Conference/Meeting room |  | Good | 7,578.29 | NO
North Terrace_NT20-The Braggs_Third Floor_3.14B _ VSR | NT-NT20-03-3.14B | NT20-03-3.14B-VSR | North Terrace | NT | NT20 | The Braggs | 03 | Third Floor | 3.14B | 99939 | Unusable Spaces | 99939 | Unusable Spaces | 1.06 | VSR | 8 | Non Useable Floor Area Space Group | 840 | Non-usable - Service riser |  | Unknown | 0.00 | NO
North Terrace_NT20-The Braggs_Third Floor_3.15 _ VSR | NT-NT20-03-3.15 | NT20-03-3.15-VSR | North Terrace | NT | NT20 | The Braggs | 03 | Third Floor | 3.15 | 99939 | Unusable Spaces | 99939 | Unusable Spaces | 0.88 | VSR | 8 | Non Useable Floor Area Space Group | 840 | Non-usable - Service riser |  | Unknown | 0.00 | NO
North Terrace_NT20-The Braggs_Third Floor_3.15A _ MLS Hoist | NT-NT20-03-3.15A | NT20-03-3.15A-MLS Hoist | North Terrace | NT | NT20 | The Braggs | 03 | Third Floor | 3.15A | 99939 | Unusable Spaces | 99939 | Unusable Spaces | 2.07 | MLS Hoist | 8 | Non Useable Floor Area Space Group | 805 | Non-usable - Circulation space |  | Unknown | 0.00 | NO
North Terrace_NT20-The Braggs_Third Floor_3.16 _ MLS Stair 09 | NT-NT20-03-3.16 | NT20-03-3.16-MLS Stair 09 | North Terrace | NT | NT20 | The Braggs | 03 | Third Floor | 3.16 | 99939 | Unusable Spaces | 99939 | Unusable Spaces | 7.42 | MLS Stair 09 | 8 | Non Useable Floor Area Space Group | 805 | Non-usable - Circulation space |  | Unknown | 0.00 | NO
North Terrace_NT20-The Braggs_Third Floor_3.17 _ Office | NT-NT20-03-3.17 | NT20-03-3.17-Office | North Terrace | NT | NT20 | The Braggs | 03 | Third Floor | 3.17 | 284 | School of Physical Sciences | 284 | School of Physical Sciences | 8.09 | Office | 1 | Office Space Group | 101 | Office - Academic Staff |  | Excellent | 2,016.72 | NO
North Terrace_NT20-The Braggs_Third Floor_3.26 _ Office - Open Plan - shared | NT-NT20-03-3.26 | NT20-03-3.26-Office - Open Plan - shared | North Terrace | NT | NT20 | The Braggs | 03 | Third Floor | 3.26 | 99998 | Central Common Teaching Areas (In Use) | 952 | Corporate Services Division Admin | 42.55 | Office - Open Plan - shared | 1 | Office Space Group | 111 | Open Plan - Specific type not defined |  | Excellent | 10,607.11 | NO
North Terrace_NT20-The Braggs_Third Floor_3.27 _ Compactus | NT-NT20-03-3.27 | NT20-03-3.27-Compactus | North Terrace | NT | NT20 | The Braggs | 03 | Third Floor | 3.27 | 99998 | Central Common Teaching Areas (In Use) | 952 | Corporate Services Division Admin | 15.75 | Compactus | 4 | Ancillary Area Space Group | 419 | Ancillary Area - Store Room - Generic |  | Excellent | 3,455.10 | NO
North Terrace_NT20-The Braggs_Third Floor_3.29 _ Demonstrator Bench - South | NT-NT20-03-3.29 | NT20-03-3.29-Demonstrator Bench - South | North Terrace | NT | NT20 | The Braggs | 03 | Third Floor | 3.29 | 99998 | Central Common Teaching Areas (In Use) | 952 | Corporate Services Division Admin | 28.16 | Demonstrator Bench - South | 3 | Specialist Teaching or Research Space Group | 300 | Laboratory - Specialist teaching and research - type not defined |  | Excellent | 9,336.45 | NO
North Terrace_NT20-The Braggs_Third Floor_3.30 _ Demonstrator Bench - North | NT-NT20-03-3.30 | NT20-03-3.30-Demonstrator Bench - North | North Terrace | NT | NT20 | The Braggs | 03 | Third Floor | 3.30 | 99998 | Central Common Teaching Areas (In Use) | 952 | Corporate Services Division Admin | 39.05 | Demonstrator Bench - North | 3 | Specialist Teaching or Research Space Group | 300 | Laboratory - Specialist teaching and research - type not defined |  | Excellent | 12,947.03 | NO
North Terrace_NT20-The Braggs_Third Floor_3.30A _ VSR | NT-NT20-03-3.30A | NT20-03-3.30A-VSR | North Terrace | NT | NT20 | The Braggs | 03 | Third Floor | 3.30A | 99939 | Unusable Spaces | 99939 | Unusable Spaces | 0.12 | VSR | 8 | Non Useable Floor Area Space Group | 840 | Non-usable - Service riser |  | Unknown | 0.00 | NO
North Terrace_NT20-The Braggs_Third Floor_3.30B _ VSR | NT-NT20-03-3.30B | NT20-03-3.30B-VSR | North Terrace | NT | NT20 | The Braggs | 03 | Third Floor | 3.30B | 99939 | Unusable Spaces | 99939 | Unusable Spaces | 0.12 | VSR | 8 | Non Useable Floor Area Space Group | 840 | Non-usable - Service riser |  | Unknown | 0.00 | NO
North Terrace_NT20-The Braggs_Third Floor_3.30D _ VSR | NT-NT20-03-3.30D | NT20-03-3.30D-VSR | North Terrace | NT | NT20 | The Braggs | 03 | Third Floor | 3.30D | 99939 | Unusable Spaces | 99939 | Unusable Spaces | 0.34 | VSR | 8 | Non Useable Floor Area Space Group | 840 | Non-usable - Service riser |  | Unknown | 0.00 | NO
North Terrace_NT20-The Braggs_Third Floor_3.31 _ Corr. - North | NT-NT20-03-3.31 | NT20-03-3.31-Corr. - North | North Terrace | NT | NT20 | The Braggs | 03 | Third Floor | 3.31 | 99939 | Unusable Spaces | 99939 | Unusable Spaces | 12.72 | Corr. - North | 8 | Non Useable Floor Area Space Group | 805 | Non-usable - Circulation space |  | Unknown | 0.00 | NO
North Terrace_NT20-The Braggs_Third Floor_3.31A _ Utility | NT-NT20-03-3.31A | NT20-03-3.31A-Utility | North Terrace | NT | NT20 | The Braggs | 03 | Third Floor | 3.31A | 99998 | Central Common Teaching Areas (In Use) | 952 | Corporate Services Division Admin | 2.09 | Utility | 4 | Ancillary Area Space Group | 401 | Ancillary Area - Laboratory Service and Preparation |  | Excellent | 458.49 | NO
North Terrace_NT20-The Braggs_Third Floor_3.32 _ Goods Lift Lobby | NT-NT20-03-3.32 | NT20-03-3.32-Goods Lift Lobby | North Terrace | NT | NT20 | The Braggs | 03 | Third Floor | 3.32 | 99939 | Unusable Spaces | 99939 | Unusable Spaces | 17.15 | Goods Lift Lobby | 8 | Non Useable Floor Area Space Group | 805 | Non-usable - Circulation space |  | Unknown | 0.00 | NO
North Terrace_NT20-The Braggs_Third Floor_3.33 _ Central Corridor | NT-NT20-03-3.33 | NT20-03-3.33-Central Corridor | North Terrace | NT | NT20 | The Braggs | 03 | Third Floor | 3.33 | 99998 | Central Common Teaching Areas (In Use) | 952 | Corporate Services Division Admin | 15.37 | Central Corridor | 8 | Non Useable Floor Area Space Group | 805 | Non-usable - Circulation space |  | Excellent | 0.00 | NO
North Terrace_NT20-The Braggs_Third Floor_3.34 _ Cold Room | NT-NT20-03-3.34 | NT20-03-3.34-Cold Room | North Terrace | NT | NT20 | The Braggs | 03 | Third Floor | 3.34 | 99998 | Central Common Teaching Areas (In Use) | 952 | Corporate Services Division Admin | 8.49 | Cold Room | 4 | Ancillary Area Space Group | 405 | Ancillary Area - Constant Temperature/ Freezer/Cold/Warm Rooms |  | Excellent | 1,862.46 | NO
North Terrace_NT20-The Braggs_Third Floor_3.35 _ Const.Temp. Room | NT-NT20-03-3.35 | NT20-03-3.35-Const.Temp. Room | North Terrace | NT | NT20 | The Braggs | 03 | Third Floor | 3.35 | 99998 | Central Common Teaching Areas (In Use) | 952 | Corporate Services Division Admin | 3.17 | Const.Temp. Room | 4 | Ancillary Area Space Group | 405 | Ancillary Area - Constant Temperature/ Freezer/Cold/Warm Rooms |  | Excellent | 695.41 | NO
North Terrace_NT20-The Braggs_Third Floor_3.36 _ Prep Area | NT-NT20-03-3.36 | NT20-03-3.36-Prep Area | North Terrace | NT | NT20 | The Braggs | 03 | Third Floor | 3.36 | 99998 | Central Common Teaching Areas (In Use) | 952 | Corporate Services Division Admin | 36.12 | Prep Area | 4 | Ancillary Area Space Group | 401 | Ancillary Area - Laboratory Service and Preparation |  | Excellent | 7,923.70 | NO
North Terrace_NT20-The Braggs_Third Floor_3.37 _ Compactus | NT-NT20-03-3.37 | NT20-03-3.37-Compactus | North Terrace | NT | NT20 | The Braggs | 03 | Third Floor | 3.37 | 99998 | Central Common Teaching Areas (In Use) | 952 | Corporate Services Division Admin | 31.59 | Compactus | 4 | Ancillary Area Space Group | 419 | Ancillary Area - Store Room - Generic |  | Excellent | 6,929.94 | NO
North Terrace_NT20-The Braggs_Third Floor_3.37A _ VSR | NT-NT20-03-3.37A | NT20-03-3.37A-VSR | North Terrace | NT | NT20 | The Braggs | 03 | Third Floor | 3.37A | 99939 | Unusable Spaces | 99939 | Unusable Spaces | 4.7 | VSR | 8 | Non Useable Floor Area Space Group | 840 | Non-usable - Service riser |  | Unknown | 0.00 | NO
North Terrace_NT20-The Braggs_Third Floor_3.37B _ VSR | NT-NT20-03-3.37B | NT20-03-3.37B-VSR | North Terrace | NT | NT20 | The Braggs | 03 | Third Floor | 3.37B | 99939 | Unusable Spaces | 99939 | Unusable Spaces | 2.49 | VSR | 8 | Non Useable Floor Area Space Group | 840 | Non-usable - Service riser |  | Unknown | 0.00 | NO
North Terrace_NT20-The Braggs_Third Floor_3.40 _ Laboratory - 72 Students | NT-NT20-03-3.40 | NT20-03-3.40-Laboratory - 72 Students | North Terrace | NT | NT20 | The Braggs | 03 | Third Floor | 3.40 | 99998 | Central Common Teaching Areas (In Use) | 952 | Corporate Services Division Admin | 236.59 | Laboratory - 72 Students | 3 | Specialist Teaching or Research Space Group | 300 | Laboratory - Specialist teaching and research - type not defined |  | Excellent | 78,441.42 | NO
North Terrace_NT20-The Braggs_Third Floor_3.40A _ VSR | NT-NT20-03-3.40A | NT20-03-3.40A-VSR | North Terrace | NT | NT20 | The Braggs | 03 | Third Floor | 3.40A | 99939 | Unusable Spaces | 99939 | Unusable Spaces | 0.12 | VSR | 8 | Non Useable Floor Area Space Group | 840 | Non-usable - Service riser |  | Unknown | 0.00 | NO
North Terrace_NT20-The Braggs_Third Floor_3.40B _ VSR | NT-NT20-03-3.40B | NT20-03-3.40B-VSR | North Terrace | NT | NT20 | The Braggs | 03 | Third Floor | 3.40B | 99939 | Unusable Spaces | 99939 | Unusable Spaces | 0.12 | VSR | 8 | Non Useable Floor Area Space Group | 840 | Non-usable - Service riser |  | Unknown | 0.00 | NO
North Terrace_NT20-The Braggs_Third Floor_3.40C _ VSR | NT-NT20-03-3.40C | NT20-03-3.40C-VSR | North Terrace | NT | NT20 | The Braggs | 03 | Third Floor | 3.40C | 99939 | Unusable Spaces | 99939 | Unusable Spaces | 0.12 | VSR | 8 | Non Useable Floor Area Space Group | 840 | Non-usable - Service riser |  | Unknown | 0.00 | NO
North Terrace_NT20-The Braggs_Third Floor_3.40D _ VSR | NT-NT20-03-3.40D | NT20-03-3.40D-VSR | North Terrace | NT | NT20 | The Braggs | 03 | Third Floor | 3.40D | 99939 | Unusable Spaces | 99939 | Unusable Spaces | 0.12 | VSR | 8 | Non Useable Floor Area Space Group | 840 | Non-usable - Service riser |  | Unknown | 0.00 | NO
North Terrace_NT20-The Braggs_Third Floor_3.40E _ VSR | NT-NT20-03-3.40E | NT20-03-3.40E-VSR | North Terrace | NT | NT20 | The Braggs | 03 | Third Floor | 3.40E | 99939 | Unusable Spaces | 99939 | Unusable Spaces | 0.12 | VSR | 8 | Non Useable Floor Area Space Group | 840 | Non-usable - Service riser |  | Unknown | 0.00 | NO
North Terrace_NT20-The Braggs_Third Floor_3.50 _ Laboratory - 92 Students | NT-NT20-03-3.50 | NT20-03-3.50-Laboratory - 92 Students | North Terrace | NT | NT20 | The Braggs | 03 | Third Floor | 3.50 | 99998 | Central Common Teaching Areas (In Use) | 952 | Corporate Services Division Admin | 286.79 | Laboratory - 92 Students | 3 | Specialist Teaching or Research Space Group | 300 | Laboratory - Specialist teaching and research - type not defined |  | Excellent | 95,085.24 | NO
North Terrace_NT20-The Braggs_Third Floor_3.50A _ VSR | NT-NT20-03-3.50A | NT20-03-3.50A-VSR | North Terrace | NT | NT20 | The Braggs | 03 | Third Floor | 3.50A | 99939 | Unusable Spaces | 99939 | Unusable Spaces | 0.12 | VSR | 8 | Non Useable Floor Area Space Group | 840 | Non-usable - Service riser |  | Unknown | 0.00 | NO
North Terrace_NT20-The Braggs_Third Floor_3.50B _ VSR | NT-NT20-03-3.50B | NT20-03-3.50B-VSR | North Terrace | NT | NT20 | The Braggs | 03 | Third Floor | 3.50B | 99939 | Unusable Spaces | 99939 | Unusable Spaces | 0.12 | VSR | 8 | Non Useable Floor Area Space Group | 840 | Non-usable - Service riser |  | Unknown | 0.00 | NO
North Terrace_NT20-The Braggs_Third Floor_3.50C _ VSR | NT-NT20-03-3.50C | NT20-03-3.50C-VSR | North Terrace | NT | NT20 | The Braggs | 03 | Third Floor | 3.50C | 99939 | Unusable Spaces | 99939 | Unusable Spaces | 0.12 | VSR | 8 | Non Useable Floor Area Space Group | 840 | Non-usable - Service riser |  | Unknown | 0.00 | NO
North Terrace_NT20-The Braggs_Third Floor_3.50D _ VSR | NT-NT20-03-3.50D | NT20-03-3.50D-VSR | North Terrace | NT | NT20 | The Braggs | 03 | Third Floor | 3.50D | 99939 | Unusable Spaces | 99939 | Unusable Spaces | 0.12 | VSR | 8 | Non Useable Floor Area Space Group | 840 | Non-usable - Service riser |  | Unknown | 0.00 | NO
North Terrace_NT20-The Braggs_Third Floor_3.50E _ VSR | NT-NT20-03-3.50E | NT20-03-3.50E-VSR | North Terrace | NT | NT20 | The Braggs | 03 | Third Floor | 3.50E | 99939 | Unusable Spaces | 99939 | Unusable Spaces | 0.12 | VSR | 8 | Non Useable Floor Area Space Group | 840 | Non-usable - Service riser |  | Unknown | 0.00 | NO
North Terrace_NT20-The Braggs_Third Floor_3.51 _ Entrance | NT-NT20-03-3.51 | NT20-03-3.51-Entrance | North Terrace | NT | NT20 | The Braggs | 03 | Third Floor | 3.51 | 99939 | Unusable Spaces | 99939 | Unusable Spaces | 7.39 | Entrance | 8 | Non Useable Floor Area Space Group | 805 | Non-usable - Circulation space |  | Unknown | 0.00 | NO
North Terrace_NT20-The Braggs_Third Floor_3.52 _ Demonstrator Bench - South | NT-NT20-03-3.52 | NT20-03-3.52-Demonstrator Bench - South | North Terrace | NT | NT20 | The Braggs | 03 | Third Floor | 3.52 | 99998 | Central Common Teaching Areas (In Use) | 952 | Corporate Services Division Admin | 31.25 | Demonstrator Bench - South | 3 | Specialist Teaching or Research Space Group | 300 | Laboratory - Specialist teaching and research - type not defined |  | Excellent | 10,360.94 | NO
North Terrace_NT20-The Braggs_Third Floor_3.53 _ Demonstrator Bench - North | NT-NT20-03-3.53 | NT20-03-3.53-Demonstrator Bench - North | North Terrace | NT | NT20 | The Braggs | 03 | Third Floor | 3.53 | 99998 | Central Common Teaching Areas (In Use) | 952 | Corporate Services Division Admin | 50.29 | Demonstrator Bench - North | 3 | Specialist Teaching or Research Space Group | 300 | Laboratory - Specialist teaching and research - type not defined |  | Excellent | 16,673.65 | NO
North Terrace_NT20-The Braggs_Third Floor_3.53A _ VSR | NT-NT20-03-3.53A | NT20-03-3.53A-VSR | North Terrace | NT | NT20 | The Braggs | 03 | Third Floor | 3.53A | 99939 | Unusable Spaces | 99939 | Unusable Spaces | 0.12 | VSR | 8 | Non Useable Floor Area Space Group | 840 | Non-usable - Service riser |  | Unknown | 0.00 | NO
North Terrace_NT20-The Braggs_Third Floor_3.53B _ VSR | NT-NT20-03-3.53B | NT20-03-3.53B-VSR | North Terrace | NT | NT20 | The Braggs | 03 | Third Floor | 3.53B | 99939 | Unusable Spaces | 99939 | Unusable Spaces | 0.12 | VSR | 8 | Non Useable Floor Area Space Group | 840 | Non-usable - Service riser |  | Unknown | 0.00 | NO
North Terrace_NT20-The Braggs_Third Floor_3.54 _ Dark Room | NT-NT20-03-3.54 | NT20-03-3.54-Dark Room | North Terrace | NT | NT20 | The Braggs | 03 | Third Floor | 3.54 | 99998 | Central Common Teaching Areas (In Use) | 952 | Corporate Services Division Admin | 2.77 | Dark Room | 4 | Ancillary Area Space Group | 411 | Ancillary Area - Darkroom |  | Excellent | 607.66 | NO
North Terrace_NT20-The Braggs_Third Floor_3.70 _ Breakout | NT-NT20-03-3.70 | NT20-03-3.70-Breakout | North Terrace | NT | NT20 | The Braggs | 03 | Third Floor | 3.70 | 99998 | Central Common Teaching Areas (In Use) | 952 | Corporate Services Division Admin | 42.19 | Breakout | 5 | Library, IT and Learning Space Group | 517 | Informal Learning | INFORMAL-PRIM-I | Excellent | 11,779.45 | NO
North Terrace_NT20-The Braggs_Third Floor_3.70A _ Stair 2 | NT-NT20-03-3.70A | NT20-03-3.70A-Stair 2 | North Terrace | NT | NT20 | The Braggs | 03 | Third Floor | 3.70A | 99939 | Unusable Spaces | 99939 | Unusable Spaces | 10.99 | Stair 2 | 8 | Non Useable Floor Area Space Group | 805 | Non-usable - Circulation space |  | Unknown | 0.00 | NO
North Terrace_NT20-The Braggs_Third Floor_3.75 _ Stair 1 | NT-NT20-03-3.75 | NT20-03-3.75-Stair 1 | North Terrace | NT | NT20 | The Braggs | 03 | Third Floor | 3.75 | 99939 | Unusable Spaces | 99939 | Unusable Spaces | 12.44 | Stair 1 | 8 | Non Useable Floor Area Space Group | 805 | Non-usable - Circulation space |  | Unknown | 0.00 | NO
North Terrace_NT20-The Braggs_Third Floor_3.75A _ VSR | NT-NT20-03-3.75A | NT20-03-3.75A-VSR | North Terrace | NT | NT20 | The Braggs | 03 | Third Floor | 3.75A | 99939 | Unusable Spaces | 99939 | Unusable Spaces | 1.34 | VSR | 8 | Non Useable Floor Area Space Group | 840 | Non-usable - Service riser |  | Unknown | 0.00 | NO
North Terrace_NT20-The Braggs_Third Floor_3.88 _ West Riser A | NT-NT20-03-3.88 | NT20-03-3.88-West Riser A | North Terrace | NT | NT20 | The Braggs | 03 | Third Floor | 3.88 | 99939 | Unusable Spaces | 99939 | Unusable Spaces | 6.52 | West Riser A | 8 | Non Useable Floor Area Space Group | 840 | Non-usable - Service riser |  | Unknown | 0.00 | NO
North Terrace_NT20-The Braggs_Third Floor_3.89 _ West Riser B | NT-NT20-03-3.89 | NT20-03-3.89-West Riser B | North Terrace | NT | NT20 | The Braggs | 03 | Third Floor | 3.89 | 99939 | Unusable Spaces | 99939 | Unusable Spaces | 7.63 | West Riser B | 8 | Non Useable Floor Area Space Group | 840 | Non-usable - Service riser |  | Unknown | 0.00 | NO
North Terrace_NT20-The Braggs_Fourth Floor_4.00 _ Lift Lobby | NT-NT20-04-4.00 | NT20-04-4.00-Lift Lobby | North Terrace | NT | NT20 | The Braggs | 04 | Fourth Floor | 4.00 | 99939 | Unusable Spaces | 99939 | Unusable Spaces | 42.14 | Lift Lobby | 8 | Non Useable Floor Area Space Group | 805 | Non-usable - Circulation space |  | Unknown | 0.00 | NO
North Terrace_NT20-The Braggs_Fourth Floor_4.00B _ Goods Lobby | NT-NT20-04-4.00B | NT20-04-4.00B-Goods Lobby | North Terrace | NT | NT20 | The Braggs | 04 | Fourth Floor | 4.00B | 99939 | Unusable Spaces | 99939 | Unusable Spaces | 3.83 | Goods Lobby | 8 | Non Useable Floor Area Space Group | 805 | Non-usable - Circulation space |  | Unknown | 0.00 | NO
North Terrace_NT20-The Braggs_Fourth Floor_4.00D _ VSR | NT-NT20-04-4.00D | NT20-04-4.00D-VSR | North Terrace | NT | NT20 | The Braggs | 04 | Fourth Floor | 4.00D | 99939 | Unusable Spaces | 99939 | Unusable Spaces | 12.27 | VSR | 8 | Non Useable Floor Area Space Group | 805 | Non-usable - Circulation space |  | Unknown | 0.00 | NO
North Terrace_NT20-The Braggs_Fourth Floor_4.00E _ VSR | NT-NT20-04-4.00E | NT20-04-4.00E-VSR | North Terrace | NT | NT20 | The Braggs | 04 | Fourth Floor | 4.00E | 99939 | Unusable Spaces | 99939 | Unusable Spaces | 2.1 | VSR | 8 | Non Useable Floor Area Space Group | 840 | Non-usable - Service riser |  | Unknown | 0.00 | NO
North Terrace_NT20-The Braggs_Fourth Floor_4.00F _ VSR | NT-NT20-04-4.00F | NT20-04-4.00F-VSR | North Terrace | NT | NT20 | The Braggs | 04 | Fourth Floor | 4.00F | 99939 | Unusable Spaces | 99939 | Unusable Spaces | 0.78 | VSR | 8 | Non Useable Floor Area Space Group | 840 | Non-usable - Service riser |  | Unknown | 0.00 | NO
North Terrace_NT20-The Braggs_Fourth Floor_4.00G _ Goods Lift | NT-NT20-04-4.00G | NT20-04-4.00G-Goods Lift | North Terrace | NT | NT20 | The Braggs | 04 | Fourth Floor | 4.00G | 99939 | Unusable Spaces | 99939 | Unusable Spaces | 12.05 | Goods Lift | 8 | Non Useable Floor Area Space Group | 838 | Non-usable - Lift |  | Unknown | 0.00 | NO
North Terrace_NT20-The Braggs_Fourth Floor_4.00H _ Stair 6 | NT-NT20-04-4.00H | NT20-04-4.00H-Stair 6 | North Terrace | NT | NT20 | The Braggs | 04 | Fourth Floor | 4.00H | 99939 | Unusable Spaces | 99939 | Unusable Spaces | 11.33 | Stair 6 | 8 | Non Useable Floor Area Space Group | 805 | Non-usable - Circulation space |  | Unknown | 0.00 | NO
North Terrace_NT20-The Braggs_Fourth Floor_4.00I _ Corr. | NT-NT20-04-4.00I | NT20-04-4.00I-Corr. | North Terrace | NT | NT20 | The Braggs | 04 | Fourth Floor | 4.00I | 99939 | Unusable Spaces | 99939 | Unusable Spaces | 22.82 | Corr. | 8 | Non Useable Floor Area Space Group | 805 | Non-usable - Circulation space |  | Unknown | 0.00 | NO
North Terrace_NT20-The Braggs_Fourth Floor_4.00L _ VSR | NT-NT20-04-4.00L | NT20-04-4.00L-VSR | North Terrace | NT | NT20 | The Braggs | 04 | Fourth Floor | 4.00L | 99939 | Unusable Spaces | 99939 | Unusable Spaces | 11.06 | VSR | 8 | Non Useable Floor Area Space Group | 805 | Non-usable - Circulation space |  | Unknown | 0.00 | NO
North Terrace_NT20-The Braggs_Fourth Floor_4.00M _ VSR | NT-NT20-04-4.00M | NT20-04-4.00M-VSR | North Terrace | NT | NT20 | The Braggs | 04 | Fourth Floor | 4.00M | 99939 | Unusable Spaces | 99939 | Unusable Spaces | 1.96 | VSR | 8 | Non Useable Floor Area Space Group | 840 | Non-usable - Service riser |  | Unknown | 0.00 | NO
North Terrace_NT20-The Braggs_Fourth Floor_4.00N _ VSR | NT-NT20-04-4.00N | NT20-04-4.00N-VSR | North Terrace | NT | NT20 | The Braggs | 04 | Fourth Floor | 4.00N | 99939 | Unusable Spaces | 99939 | Unusable Spaces | 0.88 | VSR | 8 | Non Useable Floor Area Space Group | 840 | Non-usable - Service riser |  | Unknown | 0.00 | NO
North Terrace_NT20-The Braggs_Fourth Floor_4.00Q _ Bridge | NT-NT20-04-4.00Q | NT20-04-4.00Q-Bridge | North Terrace | NT | NT20 | The Braggs | 04 | Fourth Floor | 4.00Q | 99939 | Unusable Spaces | 99939 | Unusable Spaces | 14.88 | Bridge | 8 | Non Useable Floor Area Space Group | 805 | Non-usable - Circulation space |  | Unknown | 0.00 | NO
North Terrace_NT20-The Braggs_Fourth Floor_4.00U _ VSR | NT-NT20-04-4.00U | NT20-04-4.00U-VSR | North Terrace | NT | NT20 | The Braggs | 04 | Fourth Floor | 4.00U | 99939 | Unusable Spaces | 99939 | Unusable Spaces | 0.92 | VSR | 8 | Non Useable Floor Area Space Group | 840 | Non-usable - Service riser |  | Unknown | 0.00 | NO
North Terrace_NT20-The Braggs_Fourth Floor_4.00V _ VSR | NT-NT20-04-4.00V | NT20-04-4.00V-VSR | North Terrace | NT | NT20 | The Braggs | 04 | Fourth Floor | 4.00V | 99939 | Unusable Spaces | 99939 | Unusable Spaces | 0.63 | VSR | 8 | Non Useable Floor Area Space Group | 840 | Non-usable - Service riser |  | Unknown | 0.00 | NO
North Terrace_NT20-The Braggs_Fourth Floor_4.00W _ Cleaner's Cupboard | NT-NT20-04-4.00W | NT20-04-4.00W-Cleaner's Cupboard | North Terrace | NT | NT20 | The Braggs | 04 | Fourth Floor | 4.00W | 99939 | Unusable Spaces | 99939 | Unusable Spaces | 1.42 | Cleaner's Cupboard | 8 | Non Useable Floor Area Space Group | 806 | Non-usable - Cleaners room |  | Unknown | 0.00 | NO
North Terrace_NT20-The Braggs_Fourth Floor_4.01 _ WC - F | NT-NT20-04-4.01 | NT20-04-4.01-WC - F | North Terrace | NT | NT20 | The Braggs | 04 | Fourth Floor | 4.01 | 99939 | Unusable Spaces | 99939 | Unusable Spaces | 14.37 | WC - F | 8 | Non Useable Floor Area Space Group | 820 | Non-usable - Toilets/Amenities - Female |  | Unknown | 0.00 | NO
North Terrace_NT20-The Braggs_Fourth Floor_4.02 _ WC - U - Access (LH) | NT-NT20-04-4.02 | NT20-04-4.02-WC - U - Access (LH) | North Terrace | NT | NT20 | The Braggs | 04 | Fourth Floor | 4.02 | 99939 | Unusable Spaces | 99939 | Unusable Spaces | 5.19 | WC - U - Access (LH) | 8 | Non Useable Floor Area Space Group | 818 | Non-usable - Toilets/Amenities - Unisex Accessible |  | Unknown | 0.00 | NO
North Terrace_NT20-The Braggs_Fourth Floor_4.02A _ VSR | NT-NT20-04-4.02A | NT20-04-4.02A-VSR | North Terrace | NT | NT20 | The Braggs | 04 | Fourth Floor | 4.02A | 99939 | Unusable Spaces | 99939 | Unusable Spaces | 0.75 | VSR | 8 | Non Useable Floor Area Space Group | 840 | Non-usable - Service riser |  | Unknown | 0.00 | NO
North Terrace_NT20-The Braggs_Fourth Floor_4.03 _ A/L | NT-NT20-04-4.03 | NT20-04-4.03-A/L | North Terrace | NT | NT20 | The Braggs | 04 | Fourth Floor | 4.03 | 99939 | Unusable Spaces | 99939 | Unusable Spaces | 1.87 | A/L | 8 | Non Useable Floor Area Space Group | 822 | Non-usable - Toilets/Amenities - Unisex |  | Unknown | 0.00 | NO
North Terrace_NT20-The Braggs_Fourth Floor_4.04 _ WC - M | NT-NT20-04-4.04 | NT20-04-4.04-WC - M | North Terrace | NT | NT20 | The Braggs | 04 | Fourth Floor | 4.04 | 99939 | Unusable Spaces | 99939 | Unusable Spaces | 7.61 | WC - M | 8 | Non Useable Floor Area Space Group | 821 | Non-usable - Toilets/Amenities - Male |  | Unknown | 0.00 | NO
North Terrace_NT20-The Braggs_Fourth Floor_4.06 _ Comms | NT-NT20-04-4.06 | NT20-04-4.06-Comms | North Terrace | NT | NT20 | The Braggs | 04 | Fourth Floor | 4.06 | 850 | ITDS Branch Central Costs | 869 | Information Technology and Digital Services | 16.28 | Comms | 8 | Non Useable Floor Area Space Group | 812 | Non-usable - Comms/network system/Telephone/PABX |  | Excellent | 0.00 | NO
North Terrace_NT20-The Braggs_Fourth Floor_4.06A _ VSR | NT-NT20-04-4.06A | NT20-04-4.06A-VSR | North Terrace | NT | NT20 | The Braggs | 04 | Fourth Floor | 4.06A | 99939 | Unusable Spaces | 99939 | Unusable Spaces | 0.88 | VSR | 8 | Non Useable Floor Area Space Group | 840 | Non-usable - Service riser |  | Unknown | 0.00 | NO
North Terrace_NT20-The Braggs_Fourth Floor_4.07 _ VSR | NT-NT20-04-4.07 | NT20-04-4.07-VSR | North Terrace | NT | NT20 | The Braggs | 04 | Fourth Floor | 4.07 | 99939 | Unusable Spaces | 99939 | Unusable Spaces | 21.87 | VSR | 8 | Non Useable Floor Area Space Group | 840 | Non-usable - Service riser |  | Unknown | 0.00 | NO
North Terrace_NT20-The Braggs_Fourth Floor_4.08 _ A/L | NT-NT20-04-4.08 | NT20-04-4.08-A/L | North Terrace | NT | NT20 | The Braggs | 04 | Fourth Floor | 4.08 | 99939 | Unusable Spaces | 99939 | Unusable Spaces | 1.62 | A/L | 8 | Non Useable Floor Area Space Group | 822 | Non-usable - Toilets/Amenities - Unisex |  | Unknown | 0.00 | NO
North Terrace_NT20-The Braggs_Fourth Floor_4.09 _ Stair 2 | NT-NT20-04-4.09 | NT20-04-4.09-Stair 2 | North Terrace | NT | NT20 | The Braggs | 04 | Fourth Floor | 4.09 | 99939 | Unusable Spaces | 99939 | Unusable Spaces | 12.2 | Stair 2 | 8 | Non Useable Floor Area Space Group | 805 | Non-usable - Circulation space |  | Unknown | 0.00 | NO
North Terrace_NT20-The Braggs_Fourth Floor_4.09A _ VSR | NT-NT20-04-4.09A | NT20-04-4.09A-VSR | North Terrace | NT | NT20 | The Braggs | 04 | Fourth Floor | 4.09A | 99939 | Unusable Spaces | 99939 | Unusable Spaces | 1.31 | VSR | 8 | Non Useable Floor Area Space Group | 840 | Non-usable - Service riser |  | Unknown | 0.00 | NO
North Terrace_NT20-The Braggs_Fourth Floor_4.10 _ Meeting | NT-NT20-04-4.10 | NT20-04-4.10-Meeting | North Terrace | NT | NT20 | The Braggs | 04 | Fourth Floor | 4.10 | 99998 | Central Common Teaching Areas (In Use) | 952 | Corporate Services Division Admin | 12.22 | Meeting | 6 | General Facility Space Group | 601 | General Facility - Committee/Conference/Meeting room |  | Excellent | 3,411.82 | NO
North Terrace_NT20-The Braggs_Fourth Floor_4.10A _ VSR | NT-NT20-04-4.10A | NT20-04-4.10A-VSR | North Terrace | NT | NT20 | The Braggs | 04 | Fourth Floor | 4.10A | 99939 | Unusable Spaces | 99939 | Unusable Spaces | 0.26 | VSR | 8 | Non Useable Floor Area Space Group | 840 | Non-usable - Service riser |  | Unknown | 0.00 | NO
North Terrace_NT20-The Braggs_Fourth Floor_4.11 _ Office | NT-NT20-04-4.11 | NT20-04-4.11-Office | North Terrace | NT | NT20 | The Braggs | 04 | Fourth Floor | 4.11 | 284 | School of Physical Sciences | 284 | School of Physical Sciences | 9.06 | Office | 1 | Office Space Group | 101 | Office - Academic Staff |  | Excellent | 2,258.53 | NO
North Terrace_NT20-The Braggs_Fourth Floor_4.12 _ Office | NT-NT20-04-4.12 | NT20-04-4.12-Office | North Terrace | NT | NT20 | The Braggs | 04 | Fourth Floor | 4.12 | 284 | School of Physical Sciences | 284 | School of Physical Sciences | 9.06 | Office | 1 | Office Space Group | 101 | Office - Academic Staff |  | Excellent | 2,258.53 | NO
North Terrace_NT20-The Braggs_Fourth Floor_4.13 _ Atmospheric Sensing | NT-NT20-04-4.13 | NT20-04-4.13-Atmospheric Sensing | North Terrace | NT | NT20 | The Braggs | 04 | Fourth Floor | 4.13 | 284 | School of Physical Sciences | 284 | School of Physical Sciences | 36.52 | Atmospheric Sensing | 3 | Specialist Teaching or Research Space Group | 307 | Laboratory - Scientific/Medical/Engineering - DRY - Postgraduate/Research |  | Excellent | 12,108.21 | NO
North Terrace_NT20-The Braggs_Fourth Floor_4.14 _ Atmospheric Sensing 2 | NT-NT20-04-4.14 | NT20-04-4.14-Atmospheric Sensing 2 | North Terrace | NT | NT20 | The Braggs | 04 | Fourth Floor | 4.14 | 284 | School of Physical Sciences | 284 | School of Physical Sciences | 35.53 | Atmospheric Sensing 2 | 3 | Specialist Teaching or Research Space Group | 307 | Laboratory - Scientific/Medical/Engineering - DRY - Postgraduate/Research |  | Excellent | 11,779.97 | NO
North Terrace_NT20-The Braggs_Fourth Floor_4.16 _ Stair 09 | NT-NT20-04-4.16 | NT20-04-4.16-Stair 09 | North Terrace | NT | NT20 | The Braggs | 04 | Fourth Floor | 4.16 | 99939 | Unusable Spaces | 99939 | Unusable Spaces | 8.72 | Stair 09 | 8 | Non Useable Floor Area Space Group | 805 | Non-usable - Circulation space |  | Unknown | 0.00 | NO
North Terrace_NT20-The Braggs_Fourth Floor_4.17 _ Office | NT-NT20-04-4.17 | NT20-04-4.17-Office | North Terrace | NT | NT20 | The Braggs | 04 | Fourth Floor | 4.17 | 117 | Institute for Photonics & Advanced Sensing | 117 | Institute for Photonics & Advanced Sensing | 8.01 | Office | 1 | Office Space Group | 101 | Office - Academic Staff |  | Excellent | 1,996.78 | NO
North Terrace_NT20-The Braggs_Fourth Floor_4.25 _ Tutorial | NT-NT20-04-4.25 | NT20-04-4.25-Tutorial | North Terrace | NT | NT20 | The Braggs | 04 | Fourth Floor | 4.25 | 99998 | Central Common Teaching Areas (In Use) | 952 | Corporate Services Division Admin | 27.59 | Tutorial | 2 | Teaching Space Group | 206 | Lecture/Seminar/Tutorial/Class Room (<30) Flat Floor |  | Excellent | 8,390.91 | NO
North Terrace_NT20-The Braggs_Fourth Floor_4.25A _ VSR | NT-NT20-04-4.25A | NT20-04-4.25A-VSR | North Terrace | NT | NT20 | The Braggs | 04 | Fourth Floor | 4.25A | 99939 | Unusable Spaces | 99939 | Unusable Spaces | 0.77 | VSR | 8 | Non Useable Floor Area Space Group | 840 | Non-usable - Service riser |  | Unknown | 0.00 | NO
North Terrace_NT20-The Braggs_Fourth Floor_4.27 _ Tutorial | NT-NT20-04-4.27 | NT20-04-4.27-Tutorial | North Terrace | NT | NT20 | The Braggs | 04 | Fourth Floor | 4.27 | 99998 | Central Common Teaching Areas (In Use) | 952 | Corporate Services Division Admin | 21.44 | Tutorial | 2 | Teaching Space Group | 206 | Lecture/Seminar/Tutorial/Class Room (<30) Flat Floor |  | Excellent | 6,520.52 | NO
North Terrace_NT20-The Braggs_Fourth Floor_4.29 _ Demonstrator Bench - South | NT-NT20-04-4.29 | NT20-04-4.29-Demonstrator Bench - South | North Terrace | NT | NT20 | The Braggs | 04 | Fourth Floor | 4.29 | 99998 | Central Common Teaching Areas (In Use) | 952 | Corporate Services Division Admin | 30.07 | Demonstrator Bench - South | 3 | Specialist Teaching or Research Space Group | 300 | Laboratory - Specialist teaching and research - type not defined |  | Excellent | 9,969.71 | NO
North Terrace_NT20-The Braggs_Fourth Floor_4.30 _ Demonstrator Bench - North | NT-NT20-04-4.30 | NT20-04-4.30-Demonstrator Bench - North | North Terrace | NT | NT20 | The Braggs | 04 | Fourth Floor | 4.30 | 99998 | Central Common Teaching Areas (In Use) | 952 | Corporate Services Division Admin | 25.3 | Demonstrator Bench - North | 3 | Specialist Teaching or Research Space Group | 300 | Laboratory - Specialist teaching and research - type not defined |  | Excellent | 8,388.22 | NO
North Terrace_NT20-The Braggs_Fourth Floor_4.31 _ Corr. - North | NT-NT20-04-4.31 | NT20-04-4.31-Corr. - North | North Terrace | NT | NT20 | The Braggs | 04 | Fourth Floor | 4.31 | 99939 | Unusable Spaces | 99939 | Unusable Spaces | 12.47 | Corr. - North | 8 | Non Useable Floor Area Space Group | 805 | Non-usable - Circulation space |  | Unknown | 0.00 | NO
North Terrace_NT20-The Braggs_Fourth Floor_4.32 _ Goods Lift lobby | NT-NT20-04-4.32 | NT20-04-4.32-Goods Lift lobby | North Terrace | NT | NT20 | The Braggs | 04 | Fourth Floor | 4.32 | 99939 | Unusable Spaces | 99939 | Unusable Spaces | 17.02 | Goods Lift lobby | 8 | Non Useable Floor Area Space Group | 805 | Non-usable - Circulation space |  | Unknown | 0.00 | NO
North Terrace_NT20-The Braggs_Fourth Floor_4.33 _ Insect Room | NT-NT20-04-4.33 | NT20-04-4.33-Insect Room | North Terrace | NT | NT20 | The Braggs | 04 | Fourth Floor | 4.33 | 99998 | Central Common Teaching Areas (In Use) | 952 | Corporate Services Division Admin | 3.93 | Insect Room | 3 | Specialist Teaching or Research Space Group | 300 | Laboratory - Specialist teaching and research - type not defined |  | Excellent | 1,302.99 | NO
North Terrace_NT20-The Braggs_Fourth Floor_4.34 _ Prep Bay | NT-NT20-04-4.34 | NT20-04-4.34-Prep Bay | North Terrace | NT | NT20 | The Braggs | 04 | Fourth Floor | 4.34 | 99998 | Central Common Teaching Areas (In Use) | 952 | Corporate Services Division Admin | 32.9 | Prep Bay | 4 | Ancillary Area Space Group | 401 | Ancillary Area - Laboratory Service and Preparation |  | Excellent | 7,217.32 | NO
North Terrace_NT20-The Braggs_Fourth Floor_4.35 _ Office - Open Plan - Hot Desks | NT-NT20-04-4.35 | NT20-04-4.35-Office - Open Plan - Hot Desks | North Terrace | NT | NT20 | The Braggs | 04 | Fourth Floor | 4.35 | 99998 | Central Common Teaching Areas (In Use) | 952 | Corporate Services Division Admin | 27.11 | Office - Open Plan - Hot Desks | 1 | Office Space Group | 117 | Open Plan - Hot Desk |  | Excellent | 6,758.14 | NO
North Terrace_NT20-The Braggs_Fourth Floor_4.35A _ VSR | NT-NT20-04-4.35A | NT20-04-4.35A-VSR | North Terrace | NT | NT20 | The Braggs | 04 | Fourth Floor | 4.35A | 99939 | Unusable Spaces | 99939 | Unusable Spaces | 0.12 | VSR | 8 | Non Useable Floor Area Space Group | 840 | Non-usable - Service riser |  | Unknown | 0.00 | NO
North Terrace_NT20-The Braggs_Fourth Floor_4.35B _ VSR | NT-NT20-04-4.35B | NT20-04-4.35B-VSR | North Terrace | NT | NT20 | The Braggs | 04 | Fourth Floor | 4.35B | 99939 | Unusable Spaces | 99939 | Unusable Spaces | 0.12 | VSR | 8 | Non Useable Floor Area Space Group | 840 | Non-usable - Service riser |  | Unknown | 0.00 | NO
North Terrace_NT20-The Braggs_Fourth Floor_4.35C _ VSR | NT-NT20-04-4.35C | NT20-04-4.35C-VSR | North Terrace | NT | NT20 | The Braggs | 04 | Fourth Floor | 4.35C | 99939 | Unusable Spaces | 99939 | Unusable Spaces | 0.31 | VSR | 8 | Non Useable Floor Area Space Group | 840 | Non-usable - Service riser |  | Unknown | 0.00 | NO
North Terrace_NT20-The Braggs_Fourth Floor_4.35D _ VSR | NT-NT20-04-4.35D | NT20-04-4.35D-VSR | North Terrace | NT | NT20 | The Braggs | 04 | Fourth Floor | 4.35D | 99939 | Unusable Spaces | 99939 | Unusable Spaces | 0.12 | VSR | 8 | Non Useable Floor Area Space Group | 840 | Non-usable - Service riser |  | Unknown | 0.00 | NO
North Terrace_NT20-The Braggs_Fourth Floor_4.35E _ VSR | NT-NT20-04-4.35E | NT20-04-4.35E-VSR | North Terrace | NT | NT20 | The Braggs | 04 | Fourth Floor | 4.35E | 99939 | Unusable Spaces | 99939 | Unusable Spaces | 0.05 | VSR | 8 | Non Useable Floor Area Space Group | 840 | Non-usable - Service riser |  | Unknown | 0.00 | NO
North Terrace_NT20-The Braggs_Fourth Floor_4.36 _ Prep Bay | NT-NT20-04-4.36 | NT20-04-4.36-Prep Bay | North Terrace | NT | NT20 | The Braggs | 04 | Fourth Floor | 4.36 | 99998 | Central Common Teaching Areas (In Use) | 952 | Corporate Services Division Admin | 23.38 | Prep Bay | 4 | Ancillary Area Space Group | 401 | Ancillary Area - Laboratory Service and Preparation |  | Excellent | 5,128.90 | NO
North Terrace_NT20-The Braggs_Fourth Floor_4.36A _ VSR | NT-NT20-04-4.36A | NT20-04-4.36A-VSR | North Terrace | NT | NT20 | The Braggs | 04 | Fourth Floor | 4.36A | 99939 | Unusable Spaces | 99939 | Unusable Spaces | 3.56 | VSR | 8 | Non Useable Floor Area Space Group | 840 | Non-usable - Service riser |  | Unknown | 0.00 | NO
North Terrace_NT20-The Braggs_Fourth Floor_4.36B _ VSR | NT-NT20-04-4.36B | NT20-04-4.36B-VSR | North Terrace | NT | NT20 | The Braggs | 04 | Fourth Floor | 4.36B | 99939 | Unusable Spaces | 99939 | Unusable Spaces | 4.3 | VSR | 8 | Non Useable Floor Area Space Group | 840 | Non-usable - Service riser |  | Unknown | 0.00 | NO
North Terrace_NT20-The Braggs_Fourth Floor_4.37 _ Compactus | NT-NT20-04-4.37 | NT20-04-4.37-Compactus | North Terrace | NT | NT20 | The Braggs | 04 | Fourth Floor | 4.37 | 99998 | Central Common Teaching Areas (In Use) | 952 | Corporate Services Division Admin | 27.96 | Compactus | 4 | Ancillary Area Space Group | 419 | Ancillary Area - Store Room - Generic |  | Excellent | 6,133.63 | NO
North Terrace_NT20-The Braggs_Fourth Floor_4.38 _ 4 Hr Wet Specimen Room | NT-NT20-04-4.38 | NT20-04-4.38-4 Hr Wet Specimen Room | North Terrace | NT | NT20 | The Braggs | 04 | Fourth Floor | 4.38 | 99998 | Central Common Teaching Areas (In Use) | 952 | Corporate Services Division Admin | 5.09 | 4 Hr Wet Specimen Room | 3 | Specialist Teaching or Research Space Group | 300 | Laboratory - Specialist teaching and research - type not defined |  | Excellent | 1,687.59 | NO
North Terrace_NT20-The Braggs_Fourth Floor_4.40 _ Laboratory 4.2 | NT-NT20-04-4.40 | NT20-04-4.40-Laboratory 4.2 | North Terrace | NT | NT20 | The Braggs | 04 | Fourth Floor | 4.40 | 99998 | Central Common Teaching Areas (In Use) | 952 | Corporate Services Division Admin | 344.82 | Laboratory 4.2 | 3 | Specialist Teaching or Research Space Group | 300 | Laboratory - Specialist teaching and research - type not defined |  | Excellent | 114,325.09 | NO
North Terrace_NT20-The Braggs_Fourth Floor_4.40A _ VSR | NT-NT20-04-4.40A | NT20-04-4.40A-VSR | North Terrace | NT | NT20 | The Braggs | 04 | Fourth Floor | 4.40A | 99939 | Unusable Spaces | 99939 | Unusable Spaces | 0.12 | VSR | 8 | Non Useable Floor Area Space Group | 840 | Non-usable - Service riser |  | Unknown | 0.00 | NO
North Terrace_NT20-The Braggs_Fourth Floor_4.40B _ VSR | NT-NT20-04-4.40B | NT20-04-4.40B-VSR | North Terrace | NT | NT20 | The Braggs | 04 | Fourth Floor | 4.40B | 99939 | Unusable Spaces | 99939 | Unusable Spaces | 0.12 | VSR | 8 | Non Useable Floor Area Space Group | 840 | Non-usable - Service riser |  | Unknown | 0.00 | NO
North Terrace_NT20-The Braggs_Fourth Floor_4.40C _ VSR | NT-NT20-04-4.40C | NT20-04-4.40C-VSR | North Terrace | NT | NT20 | The Braggs | 04 | Fourth Floor | 4.40C | 99939 | Unusable Spaces | 99939 | Unusable Spaces | 0.12 | VSR | 8 | Non Useable Floor Area Space Group | 840 | Non-usable - Service riser |  | Unknown | 0.00 | NO
North Terrace_NT20-The Braggs_Fourth Floor_4.40D _ VSR | NT-NT20-04-4.40D | NT20-04-4.40D-VSR | North Terrace | NT | NT20 | The Braggs | 04 | Fourth Floor | 4.40D | 99939 | Unusable Spaces | 99939 | Unusable Spaces | 0.12 | VSR | 8 | Non Useable Floor Area Space Group | 840 | Non-usable - Service riser |  | Unknown | 0.00 | NO
North Terrace_NT20-The Braggs_Fourth Floor_4.40E _ VSR | NT-NT20-04-4.40E | NT20-04-4.40E-VSR | North Terrace | NT | NT20 | The Braggs | 04 | Fourth Floor | 4.40E | 99939 | Unusable Spaces | 99939 | Unusable Spaces | 0.12 | VSR | 8 | Non Useable Floor Area Space Group | 840 | Non-usable - Service riser |  | Unknown | 0.00 | NO
North Terrace_NT20-The Braggs_Fourth Floor_4.40F _ VSR | NT-NT20-04-4.40F | NT20-04-4.40F-VSR | North Terrace | NT | NT20 | The Braggs | 04 | Fourth Floor | 4.40F | 99939 | Unusable Spaces | 99939 | Unusable Spaces | 0.12 | VSR | 8 | Non Useable Floor Area Space Group | 840 | Non-usable - Service riser |  | Unknown | 0.00 | NO
North Terrace_NT20-The Braggs_Fourth Floor_4.50 _ Laboratory 4.1 | NT-NT20-04-4.50 | NT20-04-4.50-Laboratory 4.1 | North Terrace | NT | NT20 | The Braggs | 04 | Fourth Floor | 4.50 | 99998 | Central Common Teaching Areas (In Use) | 952 | Corporate Services Division Admin | 275.54 | Laboratory 4.1 | 3 | Specialist Teaching or Research Space Group | 300 | Laboratory - Specialist teaching and research - type not defined |  | Excellent | 91,355.30 | NO
North Terrace_NT20-The Braggs_Fourth Floor_4.50A _ VSR | NT-NT20-04-4.50A | NT20-04-4.50A-VSR | North Terrace | NT | NT20 | The Braggs | 04 | Fourth Floor | 4.50A | 99939 | Unusable Spaces | 99939 | Unusable Spaces | 0.12 | VSR | 8 | Non Useable Floor Area Space Group | 840 | Non-usable - Service riser |  | Unknown | 0.00 | NO
North Terrace_NT20-The Braggs_Fourth Floor_4.50B _ VSR | NT-NT20-04-4.50B | NT20-04-4.50B-VSR | North Terrace | NT | NT20 | The Braggs | 04 | Fourth Floor | 4.50B | 99939 | Unusable Spaces | 99939 | Unusable Spaces | 0.12 | VSR | 8 | Non Useable Floor Area Space Group | 840 | Non-usable - Service riser |  | Unknown | 0.00 | NO
North Terrace_NT20-The Braggs_Fourth Floor_4.50C _ VSR | NT-NT20-04-4.50C | NT20-04-4.50C-VSR | North Terrace | NT | NT20 | The Braggs | 04 | Fourth Floor | 4.50C | 99939 | Unusable Spaces | 99939 | Unusable Spaces | 0.12 | VSR | 8 | Non Useable Floor Area Space Group | 840 | Non-usable - Service riser |  | Unknown | 0.00 | NO
North Terrace_NT20-The Braggs_Fourth Floor_4.50D _ VSR | NT-NT20-04-4.50D | NT20-04-4.50D-VSR | North Terrace | NT | NT20 | The Braggs | 04 | Fourth Floor | 4.50D | 99939 | Unusable Spaces | 99939 | Unusable Spaces | 0.12 | VSR | 8 | Non Useable Floor Area Space Group | 840 | Non-usable - Service riser |  | Unknown | 0.00 | NO
North Terrace_NT20-The Braggs_Fourth Floor_4.50E _ VSR | NT-NT20-04-4.50E | NT20-04-4.50E-VSR | North Terrace | NT | NT20 | The Braggs | 04 | Fourth Floor | 4.50E | 99939 | Unusable Spaces | 99939 | Unusable Spaces | 0.11 | VSR | 8 | Non Useable Floor Area Space Group | 840 | Non-usable - Service riser |  | Unknown | 0.00 | NO
North Terrace_NT20-The Braggs_Fourth Floor_4.50F _ VSR | NT-NT20-04-4.50F | NT20-04-4.50F-VSR | North Terrace | NT | NT20 | The Braggs | 04 | Fourth Floor | 4.50F | 99939 | Unusable Spaces | 99939 | Unusable Spaces | 0.11 | VSR | 8 | Non Useable Floor Area Space Group | 840 | Non-usable - Service riser |  | Unknown | 0.00 | NO
North Terrace_NT20-The Braggs_Fourth Floor_4.51 _ Entrance | NT-NT20-04-4.51 | NT20-04-4.51-Entrance | North Terrace | NT | NT20 | The Braggs | 04 | Fourth Floor | 4.51 | 99939 | Unusable Spaces | 99939 | Unusable Spaces | 8.64 | Entrance | 8 | Non Useable Floor Area Space Group | 805 | Non-usable - Circulation space |  | Unknown | 0.00 | NO
North Terrace_NT20-The Braggs_Fourth Floor_4.60 _ Corr. | NT-NT20-04-4.60 | NT20-04-4.60-Corr. | North Terrace | NT | NT20 | The Braggs | 04 | Fourth Floor | 4.60 | 99939 | Unusable Spaces | 99939 | Unusable Spaces | 83.45 | Corr. | 8 | Non Useable Floor Area Space Group | 805 | Non-usable - Circulation space |  | Unknown | 0.00 | NO
North Terrace_NT20-The Braggs_Fourth Floor_4.60A _ Breakout | NT-NT20-04-4.60A | NT20-04-4.60A-Breakout | North Terrace | NT | NT20 | The Braggs | 04 | Fourth Floor | 4.60A | 99998 | Central Common Teaching Areas (In Use) | 952 | Corporate Services Division Admin | 41.82 | Breakout | 5 | Library, IT and Learning Space Group | 517 | Informal Learning | INFORMAL-PRIM-I | Excellent | 11,676.15 | NO
North Terrace_NT20-The Braggs_Fourth Floor_4.60B _ Stair 8 | NT-NT20-04-4.60B | NT20-04-4.60B-Stair 8 | North Terrace | NT | NT20 | The Braggs | 04 | Fourth Floor | 4.60B | 99939 | Unusable Spaces | 99939 | Unusable Spaces | 9.66 | Stair 8 | 8 | Non Useable Floor Area Space Group | 805 | Non-usable - Circulation space |  | Unknown | 0.00 | NO
North Terrace_NT20-The Braggs_Fourth Floor_4.75 _ Stair 1 | NT-NT20-04-4.75 | NT20-04-4.75-Stair 1 | North Terrace | NT | NT20 | The Braggs | 04 | Fourth Floor | 4.75 | 99939 | Unusable Spaces | 99939 | Unusable Spaces | 12.19 | Stair 1 | 8 | Non Useable Floor Area Space Group | 805 | Non-usable - Circulation space |  | Unknown | 0.00 | NO
North Terrace_NT20-The Braggs_Fourth Floor_4.75A _ VSR | NT-NT20-04-4.75A | NT20-04-4.75A-VSR | North Terrace | NT | NT20 | The Braggs | 04 | Fourth Floor | 4.75A | 99939 | Unusable Spaces | 99939 | Unusable Spaces | 1.31 | VSR | 8 | Non Useable Floor Area Space Group | 840 | Non-usable - Service riser |  | Unknown | 0.00 | NO
North Terrace_NT20-The Braggs_Fourth Floor_4.88 _ West Riser A | NT-NT20-04-4.88 | NT20-04-4.88-West Riser A | North Terrace | NT | NT20 | The Braggs | 04 | Fourth Floor | 4.88 | 99939 | Unusable Spaces | 99939 | Unusable Spaces | 8.03 | West Riser A | 8 | Non Useable Floor Area Space Group | 840 | Non-usable - Service riser |  | Unknown | 0.00 | NO
North Terrace_NT20-The Braggs_Fourth Floor_4.89 _ West Riser B | NT-NT20-04-4.89 | NT20-04-4.89-West Riser B | North Terrace | NT | NT20 | The Braggs | 04 | Fourth Floor | 4.89 | 99939 | Unusable Spaces | 99939 | Unusable Spaces | 7.78 | West Riser B | 8 | Non Useable Floor Area Space Group | 840 | Non-usable - Service riser |  | Unknown | 0.00 | NO
North Terrace_NT20-The Braggs_Fifth Floor_5.00A _ Atrium Roof Deck | NT-NT20-05-5.00A | NT20-05-5.00A-Atrium Roof Deck | North Terrace | NT | NT20 | The Braggs | 05 | Fifth Floor | 5.00A | 99939 | Unusable Spaces | 99939 | Unusable Spaces | 223.03 | Atrium Roof Deck | 8 | Non Useable Floor Area Space Group | 814 | Non-usable - Unusable space |  | Unknown | 0.00 | NO
North Terrace_NT20-The Braggs_Fifth Floor_5.00D _ VSR | NT-NT20-05-5.00D | NT20-05-5.00D-VSR | North Terrace | NT | NT20 | The Braggs | 05 | Fifth Floor | 5.00D | 99939 | Unusable Spaces | 99939 | Unusable Spaces | 1.31 | VSR | 8 | Non Useable Floor Area Space Group | 840 | Non-usable - Service riser |  | Unknown | 0.00 | NO
North Terrace_NT20-The Braggs_Fifth Floor_5.00E _ Elec Riser | NT-NT20-05-5.00E | NT20-05-5.00E-Elec Riser | North Terrace | NT | NT20 | The Braggs | 05 | Fifth Floor | 5.00E | 99939 | Unusable Spaces | 99939 | Unusable Spaces | 2.09 | Elec Riser | 8 | Non Useable Floor Area Space Group | 840 | Non-usable - Service riser |  | Unknown | 0.00 | NO
North Terrace_NT20-The Braggs_Fifth Floor_5.00F _ HYD | NT-NT20-05-5.00F | NT20-05-5.00F-HYD | North Terrace | NT | NT20 | The Braggs | 05 | Fifth Floor | 5.00F | 99939 | Unusable Spaces | 99939 | Unusable Spaces | 0.92 | HYD | 8 | Non Useable Floor Area Space Group | 840 | Non-usable - Service riser |  | Unknown | 0.00 | NO
North Terrace_NT20-The Braggs_Fifth Floor_5.00H _ VSR | NT-NT20-05-5.00H | NT20-05-5.00H-VSR | North Terrace | NT | NT20 | The Braggs | 05 | Fifth Floor | 5.00H | 99939 | Unusable Spaces | 99939 | Unusable Spaces | 1.84 | VSR | 8 | Non Useable Floor Area Space Group | 840 | Non-usable - Service riser |  | Unknown | 0.00 | NO
North Terrace_NT20-The Braggs_Fifth Floor_5.00I _ VSR | NT-NT20-05-5.00I | NT20-05-5.00I-VSR | North Terrace | NT | NT20 | The Braggs | 05 | Fifth Floor | 5.00I | 99939 | Unusable Spaces | 99939 | Unusable Spaces | 0.84 | VSR | 8 | Non Useable Floor Area Space Group | 840 | Non-usable - Service riser |  | Unknown | 0.00 | NO
North Terrace_NT20-The Braggs_Fifth Floor_5.00J _ Corr. - South | NT-NT20-05-5.00J | NT20-05-5.00J-Corr. - South | North Terrace | NT | NT20 | The Braggs | 05 | Fifth Floor | 5.00J | 99939 | Unusable Spaces | 99939 | Unusable Spaces | 107.5 | Corr. - South | 8 | Non Useable Floor Area Space Group | 805 | Non-usable - Circulation space |  | Unknown | 0.00 | NO
North Terrace_NT20-The Braggs_Fifth Floor_5.00L _ VSR | NT-NT20-05-5.00L | NT20-05-5.00L-VSR | North Terrace | NT | NT20 | The Braggs | 05 | Fifth Floor | 5.00L | 99939 | Unusable Spaces | 99939 | Unusable Spaces | 1.32 | VSR | 8 | Non Useable Floor Area Space Group | 840 | Non-usable - Service riser |  | Unknown | 0.00 | NO
North Terrace_NT20-The Braggs_Fifth Floor_5.00M _ Elec Riser | NT-NT20-05-5.00M | NT20-05-5.00M-Elec Riser | North Terrace | NT | NT20 | The Braggs | 05 | Fifth Floor | 5.00M | 99939 | Unusable Spaces | 99939 | Unusable Spaces | 1.87 | Elec Riser | 8 | Non Useable Floor Area Space Group | 840 | Non-usable - Service riser |  | Unknown | 0.00 | NO
North Terrace_NT20-The Braggs_Fifth Floor_5.00N _ HYD | NT-NT20-05-5.00N | NT20-05-5.00N-HYD | North Terrace | NT | NT20 | The Braggs | 05 | Fifth Floor | 5.00N | 99939 | Unusable Spaces | 99939 | Unusable Spaces | 0.84 | HYD | 8 | Non Useable Floor Area Space Group | 840 | Non-usable - Service riser |  | Unknown | 0.00 | NO
North Terrace_NT20-The Braggs_Fifth Floor_5.00O _ Stair | NT-NT20-05-5.00O | NT20-05-5.00O-Stair | North Terrace | NT | NT20 | The Braggs | 05 | Fifth Floor | 5.00O | 99939 | Unusable Spaces | 99939 | Unusable Spaces | 14.05 | Stair | 8 | Non Useable Floor Area Space Group | 805 | Non-usable - Circulation space |  | Unknown | 0.00 | NO
North Terrace_NT20-The Braggs_Fifth Floor_5.00P _ Stair | NT-NT20-05-5.00P | NT20-05-5.00P-Stair | North Terrace | NT | NT20 | The Braggs | 05 | Fifth Floor | 5.00P | 99939 | Unusable Spaces | 99939 | Unusable Spaces | 14.05 | Stair | 8 | Non Useable Floor Area Space Group | 805 | Non-usable - Circulation space |  | Unknown | 0.00 | NO
North Terrace_NT20-The Braggs_Fifth Floor_5.31 _ Plantroom - AHU - East | NT-NT20-05-5.31 | NT20-05-5.31-Plantroom - AHU - East | North Terrace | NT | NT20 | The Braggs | 05 | Fifth Floor | 5.31 | 99939 | Unusable Spaces | 99939 | Unusable Spaces | 162.51 | Plantroom - AHU - East | 8 | Non Useable Floor Area Space Group | 810 | Non-usable - Mechanical plant room |  | Unknown | 0.00 | NO
North Terrace_NT20-The Braggs_Fifth Floor_5.32 _ Goods Lift Lobby | NT-NT20-05-5.32 | NT20-05-5.32-Goods Lift Lobby | North Terrace | NT | NT20 | The Braggs | 05 | Fifth Floor | 5.32 | 99939 | Unusable Spaces | 99939 | Unusable Spaces | 18.72 | Goods Lift Lobby | 8 | Non Useable Floor Area Space Group | 805 | Non-usable - Circulation space |  | Unknown | 0.00 | NO
North Terrace_NT20-The Braggs_Fifth Floor_5.48 _ Corr. | NT-NT20-05-5.48 | NT20-05-5.48-Corr. | North Terrace | NT | NT20 | The Braggs | 05 | Fifth Floor | 5.48 | 99939 | Unusable Spaces | 99939 | Unusable Spaces | 36.93 | Corr. | 8 | Non Useable Floor Area Space Group | 805 | Non-usable - Circulation space |  | Unknown | 0.00 | NO
North Terrace_NT20-The Braggs_Fifth Floor_5.49 _ External Fans East | NT-NT20-05-5.49 | NT20-05-5.49-External Fans East | North Terrace | NT | NT20 | The Braggs | 05 | Fifth Floor | 5.49 | 99939 | Unusable Spaces | 99939 | Unusable Spaces | 151.62 | External Fans East | 8 | Non Useable Floor Area Space Group | 840 | Non-usable - Service riser |  | Unknown | 0.00 | NO
North Terrace_NT20-The Braggs_Fifth Floor_5.50 _ Chiller Plant Room | NT-NT20-05-5.50 | NT20-05-5.50-Chiller Plant Room | North Terrace | NT | NT20 | The Braggs | 05 | Fifth Floor | 5.50 | 99939 | Unusable Spaces | 99939 | Unusable Spaces | 204.05 | Chiller Plant Room | 8 | Non Useable Floor Area Space Group | 811 | Non-usable - Plant room other |  | Unknown | 0.00 | NO
North Terrace_NT20-The Braggs_Fifth Floor_5.52 _ RO Plantroom | NT-NT20-05-5.52 | NT20-05-5.52-RO Plantroom | North Terrace | NT | NT20 | The Braggs | 05 | Fifth Floor | 5.52 | 99939 | Unusable Spaces | 99939 | Unusable Spaces | 23.33 | RO Plantroom | 8 | Non Useable Floor Area Space Group | 811 | Non-usable - Plant room other |  | Unknown | 0.00 | NO
North Terrace_NT20-The Braggs_Fifth Floor_5.53 _ Boiler Plant Rm | NT-NT20-05-5.53 | NT20-05-5.53-Boiler Plant Rm | North Terrace | NT | NT20 | The Braggs | 05 | Fifth Floor | 5.53 | 99939 | Unusable Spaces | 99939 | Unusable Spaces | 50.07 | Boiler Plant Rm | 8 | Non Useable Floor Area Space Group | 811 | Non-usable - Plant room other |  | Unknown | 0.00 | NO
North Terrace_NT20-The Braggs_Fifth Floor_5.76 _ Mech Serv.Switch Board | NT-NT20-05-5.76 | NT20-05-5.76-Mech Serv.Switch Board | North Terrace | NT | NT20 | The Braggs | 05 | Fifth Floor | 5.76 | 99939 | Unusable Spaces | 99939 | Unusable Spaces | 228.14 | Mech Serv.Switch Board | 8 | Non Useable Floor Area Space Group | 811 | Non-usable - Plant room other |  | Unknown | 0.00 | NO
North Terrace_NT20-The Braggs_Fifth Floor_5.76A _ VSR | NT-NT20-05-5.76A | NT20-05-5.76A-VSR | North Terrace | NT | NT20 | The Braggs | 05 | Fifth Floor | 5.76A | 99939 | Unusable Spaces | 99939 | Unusable Spaces | 10.29 | VSR | 8 | Non Useable Floor Area Space Group | 840 | Non-usable - Service riser |  | Unknown | 0.00 | NO
North Terrace_NT20-The Braggs_Fifth Floor_5.76B _ VSR | NT-NT20-05-5.76B | NT20-05-5.76B-VSR | North Terrace | NT | NT20 | The Braggs | 05 | Fifth Floor | 5.76B | 99939 | Unusable Spaces | 99939 | Unusable Spaces | 8.11 | VSR | 8 | Non Useable Floor Area Space Group | 840 | Non-usable - Service riser |  | Unknown | 0.00 | NO
North Terrace_NT20-The Braggs_Fifth Floor_5.78 _ External Fans West | NT-NT20-05-5.78 | NT20-05-5.78-External Fans West | North Terrace | NT | NT20 | The Braggs | 05 | Fifth Floor | 5.78 | 99939 | Unusable Spaces | 99939 | Unusable Spaces | 21.33 | External Fans West | 8 | Non Useable Floor Area Space Group | 811 | Non-usable - Plant room other |  | Unknown | 0.00 | NO
North Terrace_NT20-The Braggs_Fifth Floor_5.79 _ Generator Plant Rm | NT-NT20-05-5.79 | NT20-05-5.79-Generator Plant Rm | North Terrace | NT | NT20 | The Braggs | 05 | Fifth Floor | 5.79 | 99939 | Unusable Spaces | 99939 | Unusable Spaces | 50.12 | Generator Plant Rm | 8 | Non Useable Floor Area Space Group | 811 | Non-usable - Plant room other |  | Unknown | 0.00 | NO
North Terrace_NT20-The Braggs_Roof Level_6.00B _ Roof Platform 1 | NT-NT20-06-6.00B | NT20-06-6.00B-Roof Platform 1 | North Terrace | NT | NT20 | The Braggs | 06 | Roof Level | 6.00B | 99966 | Unknown | 99939 | Unusable Spaces | 116.04 | Roof Platform 1 | 8 | Non Useable Floor Area Space Group | 811 | Non-usable - Plant room other |  | Unknown | 0.00 | NO
North Terrace_NT20-The Braggs_Roof Level_6.00C _ Roof Platform 2 | NT-NT20-06-6.00C | NT20-06-6.00C-Roof Platform 2 | North Terrace | NT | NT20 | The Braggs | 06 | Roof Level | 6.00C | 99966 | Unknown | 99939 | Unusable Spaces | 31.35 | Roof Platform 2 | 8 | Non Useable Floor Area Space Group | 811 | Non-usable - Plant room other |  | Unknown | 0.00 | NO
North Terrace_NT20-The Braggs_Roof Level_6.00D _ Roof Platform 3 | NT-NT20-06-6.00D | NT20-06-6.00D-Roof Platform 3 | North Terrace | NT | NT20 | The Braggs | 06 | Roof Level | 6.00D | 99966 | Unknown | 99939 | Unusable Spaces | 24.89 | Roof Platform 3 | 8 | Non Useable Floor Area Space Group | 811 | Non-usable - Plant room other |  | Unknown | 0.00 | NO
North Terrace_NT20-The Braggs_Roof Level_6.00E _ Roof Access 1 (NUFA) | NT-NT20-06-6.00E | NT20-06-6.00E-Roof Access 1 (NUFA) | North Terrace | NT | NT20 | The Braggs | 06 | Roof Level | 6.00E | 99939 | Unusable Spaces | 99939 | Unusable Spaces | 15.74 | Roof Access 1 (NUFA) | 8 | Non Useable Floor Area Space Group | 805 | Non-usable - Circulation space |  | Unknown | 0.00 | NO
North Terrace_NT20-The Braggs_Roof Level_6.00F _ Roof Access 2 (NUFA) | NT-NT20-06-6.00F | NT20-06-6.00F-Roof Access 2 (NUFA) | North Terrace | NT | NT20 | The Braggs | 06 | Roof Level | 6.00F | 99939 | Unusable Spaces | 99939 | Unusable Spaces | 14.76 | Roof Access 2 (NUFA) | 8 | Non Useable Floor Area Space Group | 805 | Non-usable - Circulation space |  | Unknown | 0.00 | NO
North Terrace_NT20-The Braggs_Roof Level_6.00G _ Roof Access 3 (NUFA) | NT-NT20-06-6.00G | NT20-06-6.00G-Roof Access 3 (NUFA) | North Terrace | NT | NT20 | The Braggs | 06 | Roof Level | 6.00G | 99939 | Unusable Spaces | 99939 | Unusable Spaces | 17.6 | Roof Access 3 (NUFA) | 8 | Non Useable Floor Area Space Group | 805 | Non-usable - Circulation space |  | Unknown | 0.00 | NO
North Terrace_NT20-The Braggs_Basement_B.00 _ Corr. | NT-NT20-BA-B.00 | NT20-BA-B.00-Corr. | North Terrace | NT | NT20 | The Braggs | BA | Basement | B.00 | 99939 | Unusable Spaces | 99939 | Unusable Spaces | 44.99 | Corr. | 8 | Non Useable Floor Area Space Group | 805 | Non-usable - Circulation space |  | Unknown | 0.00 | NO
North Terrace_NT20-The Braggs_Basement_B.00A _ A/L | NT-NT20-BA-B.00A | NT20-BA-B.00A-A/L | North Terrace | NT | NT20 | The Braggs | BA | Basement | B.00A | 99939 | Unusable Spaces | 99939 | Unusable Spaces | 5.17 | A/L | 8 | Non Useable Floor Area Space Group | 822 | Non-usable - Toilets/Amenities - Unisex |  | Unknown | 0.00 | NO
North Terrace_NT20-The Braggs_Basement_B.00B _ Corr. | NT-NT20-BA-B.00B | NT20-BA-B.00B-Corr. | North Terrace | NT | NT20 | The Braggs | BA | Basement | B.00B | 99939 | Unusable Spaces | 99939 | Unusable Spaces | 15.98 | Corr. | 8 | Non Useable Floor Area Space Group | 805 | Non-usable - Circulation space |  | Unknown | 0.00 | NO
North Terrace_NT20-The Braggs_Basement_B.00C _ Corr. | NT-NT20-BA-B.00C | NT20-BA-B.00C-Corr. | North Terrace | NT | NT20 | The Braggs | BA | Basement | B.00C | 99939 | Unusable Spaces | 99939 | Unusable Spaces | 29.13 | Corr. | 8 | Non Useable Floor Area Space Group | 805 | Non-usable - Circulation space |  | Unknown | 0.00 | NO
North Terrace_NT20-The Braggs_Basement_B.00D _ Corr. | NT-NT20-BA-B.00D | NT20-BA-B.00D-Corr. | North Terrace | NT | NT20 | The Braggs | BA | Basement | B.00D | 99939 | Unusable Spaces | 99939 | Unusable Spaces | 19.34 | Corr. | 8 | Non Useable Floor Area Space Group | 805 | Non-usable - Circulation space |  | Unknown | 0.00 | NO
North Terrace_NT20-The Braggs_Basement_B.00E _ Electrical Riser | NT-NT20-BA-B.00E | NT20-BA-B.00E-Electrical Riser | North Terrace | NT | NT20 | The Braggs | BA | Basement | B.00E | 99939 | Unusable Spaces | 99939 | Unusable Spaces | 2.19 | Electrical Riser | 8 | Non Useable Floor Area Space Group | 840 | Non-usable - Service riser |  | Unknown | 0.00 | NO
North Terrace_NT20-The Braggs_Basement_B.00F _ Fire Services Riser | NT-NT20-BA-B.00F | NT20-BA-B.00F-Fire Services Riser | North Terrace | NT | NT20 | The Braggs | BA | Basement | B.00F | 99939 | Unusable Spaces | 99939 | Unusable Spaces | 0.8 | Fire Services Riser | 8 | Non Useable Floor Area Space Group | 840 | Non-usable - Service riser |  | Unknown | 0.00 | NO
North Terrace_NT20-The Braggs_Basement_B.00G _ Goods Lift | NT-NT20-BA-B.00G | NT20-BA-B.00G-Goods Lift | North Terrace | NT | NT20 | The Braggs | BA | Basement | B.00G | 99939 | Unusable Spaces | 99939 | Unusable Spaces | 11.5 | Goods Lift | 8 | Non Useable Floor Area Space Group | 838 | Non-usable - Lift |  | Unknown | 0.00 | NO
North Terrace_NT20-The Braggs_Basement_B.00H _ Lift | NT-NT20-BA-B.00H | NT20-BA-B.00H-Lift | North Terrace | NT | NT20 | The Braggs | BA | Basement | B.00H | 99939 | Unusable Spaces | 99939 | Unusable Spaces | 5.84 | Lift | 8 | Non Useable Floor Area Space Group | 838 | Non-usable - Lift |  | Unknown | 0.00 | NO
North Terrace_NT20-The Braggs_Basement_B.00J _ Corr. | NT-NT20-BA-B.00J | NT20-BA-B.00J-Corr. | North Terrace | NT | NT20 | The Braggs | BA | Basement | B.00J | 99939 | Unusable Spaces | 99939 | Unusable Spaces | 78.6 | Corr. | 8 | Non Useable Floor Area Space Group | 805 | Non-usable - Circulation space |  | Unknown | 0.00 | NO
North Terrace_NT20-The Braggs_Basement_B.00K _ Corr. | NT-NT20-BA-B.00K | NT20-BA-B.00K-Corr. | North Terrace | NT | NT20 | The Braggs | BA | Basement | B.00K | 99939 | Unusable Spaces | 99939 | Unusable Spaces | 32.83 | Corr. | 8 | Non Useable Floor Area Space Group | 805 | Non-usable - Circulation space |  | Unknown | 0.00 | NO
North Terrace_NT20-The Braggs_Basement_B.00L _ Corr. | NT-NT20-BA-B.00L | NT20-BA-B.00L-Corr. | North Terrace | NT | NT20 | The Braggs | BA | Basement | B.00L | 99998 | Central Common Teaching Areas (In Use) | 952 | Corporate Services Division Admin | 5.39 | Corr. | 8 | Non Useable Floor Area Space Group | 805 | Non-usable - Circulation space |  | Excellent | 0.00 | NO
North Terrace_NT20-The Braggs_Basement_B.00M _ Corr. | NT-NT20-BA-B.00M | NT20-BA-B.00M-Corr. | North Terrace | NT | NT20 | The Braggs | BA | Basement | B.00M | 99939 | Unusable Spaces | 99939 | Unusable Spaces | 33.12 | Corr. | 8 | Non Useable Floor Area Space Group | 805 | Non-usable - Circulation space |  | Unknown | 0.00 | NO
North Terrace_NT20-The Braggs_Basement_B.00N _ Corr. | NT-NT20-BA-B.00N | NT20-BA-B.00N-Corr. | North Terrace | NT | NT20 | The Braggs | BA | Basement | B.00N | 99939 | Unusable Spaces | 99939 | Unusable Spaces | 19.26 | Corr. | 8 | Non Useable Floor Area Space Group | 805 | Non-usable - Circulation space |  | Unknown | 0.00 | NO
North Terrace_NT20-The Braggs_Basement_B.00P _ A/L | NT-NT20-BA-B.00P | NT20-BA-B.00P-A/L | North Terrace | NT | NT20 | The Braggs | BA | Basement | B.00P | 99939 | Unusable Spaces | 99939 | Unusable Spaces | 9.53 | A/L | 8 | Non Useable Floor Area Space Group | 805 | Non-usable - Circulation space |  | Unknown | 0.00 | NO
North Terrace_NT20-The Braggs_Basement_B.00Q _ Hydraulic Riser | NT-NT20-BA-B.00Q | NT20-BA-B.00Q-Hydraulic Riser | North Terrace | NT | NT20 | The Braggs | BA | Basement | B.00Q | 99939 | Unusable Spaces | 99939 | Unusable Spaces | 2.24 | Hydraulic Riser | 8 | Non Useable Floor Area Space Group | 840 | Non-usable - Service riser |  | Unknown | 0.00 | NO
North Terrace_NT20-The Braggs_Basement_B.00R _ VSR | NT-NT20-BA-B.00R | NT20-BA-B.00R-VSR | North Terrace | NT | NT20 | The Braggs | BA | Basement | B.00R | 99939 | Unusable Spaces | 99939 | Unusable Spaces | 0.28 | VSR | 8 | Non Useable Floor Area Space Group | 840 | Non-usable - Service riser |  | Unknown | 0.00 | NO
North Terrace_NT20-The Braggs_Basement_B.00S _ VSR | NT-NT20-BA-B.00S | NT20-BA-B.00S-VSR | North Terrace | NT | NT20 | The Braggs | BA | Basement | B.00S | 99939 | Unusable Spaces | 99939 | Unusable Spaces | 0.2 | VSR | 8 | Non Useable Floor Area Space Group | 840 | Non-usable - Service riser |  | Unknown | 0.00 | NO
North Terrace_NT20-The Braggs_Basement_B.00T _ VSR | NT-NT20-BA-B.00T | NT20-BA-B.00T-VSR | North Terrace | NT | NT20 | The Braggs | BA | Basement | B.00T | 99939 | Unusable Spaces | 99939 | Unusable Spaces | 1.23 | VSR | 8 | Non Useable Floor Area Space Group | 840 | Non-usable - Service riser |  | Unknown | 0.00 | NO
North Terrace_NT20-The Braggs_Basement_B.00U _ Lift | NT-NT20-BA-B.00U | NT20-BA-B.00U-Lift | North Terrace | NT | NT20 | The Braggs | BA | Basement | B.00U | 99939 | Unusable Spaces | 99939 | Unusable Spaces | 5.75 | Lift | 8 | Non Useable Floor Area Space Group | 838 | Non-usable - Lift |  | Unknown | 0.00 | NO
North Terrace_NT20-The Braggs_Basement_B.01 _ WC - F | NT-NT20-BA-B.01 | NT20-BA-B.01-WC - F | North Terrace | NT | NT20 | The Braggs | BA | Basement | B.01 | 99939 | Unusable Spaces | 99939 | Unusable Spaces | 9.25 | WC - F | 8 | Non Useable Floor Area Space Group | 820 | Non-usable - Toilets/Amenities - Female |  | Unknown | 0.00 | NO
North Terrace_NT20-The Braggs_Basement_B.01A _ A/L | NT-NT20-BA-B.01A | NT20-BA-B.01A-A/L | North Terrace | NT | NT20 | The Braggs | BA | Basement | B.01A | 99939 | Unusable Spaces | 99939 | Unusable Spaces | 5.19 | A/L | 8 | Non Useable Floor Area Space Group | 805 | Non-usable - Circulation space |  | Unknown | 0.00 | NO
North Terrace_NT20-The Braggs_Basement_B.02 _ Clearner | NT-NT20-BA-B.02 | NT20-BA-B.02-Clearner | North Terrace | NT | NT20 | The Braggs | BA | Basement | B.02 | 99939 | Unusable Spaces | 99939 | Unusable Spaces | 10.39 | Clearner | 8 | Non Useable Floor Area Space Group | 806 | Non-usable - Cleaners room |  | Unknown | 0.00 | NO
North Terrace_NT20-The Braggs_Basement_B.03 _ WC - U - Access (RH+S) | NT-NT20-BA-B.03 | NT20-BA-B.03-WC - U - Access (RH+S) | North Terrace | NT | NT20 | The Braggs | BA | Basement | B.03 | 99939 | Unusable Spaces | 99939 | Unusable Spaces | 6.31 | WC - U - Access (RH+S) | 8 | Non Useable Floor Area Space Group | 818 | Non-usable - Toilets/Amenities - Unisex Accessible |  | Unknown | 0.00 | NO
North Terrace_NT20-The Braggs_Basement_B.04 _ WC - M | NT-NT20-BA-B.04 | NT20-BA-B.04-WC - M | North Terrace | NT | NT20 | The Braggs | BA | Basement | B.04 | 99939 | Unusable Spaces | 99939 | Unusable Spaces | 11.9 | WC - M | 8 | Non Useable Floor Area Space Group | 821 | Non-usable - Toilets/Amenities - Male |  | Unknown | 0.00 | NO
North Terrace_NT20-The Braggs_Basement_B.04A _ WC - M | NT-NT20-BA-B.04A | NT20-BA-B.04A-WC - M | North Terrace | NT | NT20 | The Braggs | BA | Basement | B.04A | 99939 | Unusable Spaces | 99939 | Unusable Spaces | 2.86 | WC - M | 8 | Non Useable Floor Area Space Group | 821 | Non-usable - Toilets/Amenities - Male |  | Unknown | 0.00 | NO
North Terrace_NT20-The Braggs_Basement_B.06 _ Comms | NT-NT20-BA-B.06 | NT20-BA-B.06-Comms | North Terrace | NT | NT20 | The Braggs | BA | Basement | B.06 | 850 | ITDS Branch Central Costs | 869 | Information Technology and Digital Services | 16.21 | Comms | 8 | Non Useable Floor Area Space Group | 812 | Non-usable - Comms/network system/Telephone/PABX |  | Excellent | 0.00 | NO
North Terrace_NT20-The Braggs_Basement_B.06A _ VSR - Comms | NT-NT20-BA-B.06A | NT20-BA-B.06A-VSR - Comms | North Terrace | NT | NT20 | The Braggs | BA | Basement | B.06A | 99939 | Unusable Spaces | 99939 | Unusable Spaces | 0.5 | VSR - Comms | 8 | Non Useable Floor Area Space Group | 840 | Non-usable - Service riser |  | Unknown | 0.00 | NO
North Terrace_NT20-The Braggs_Basement_B.09 _ Stair - East | NT-NT20-BA-B.09 | NT20-BA-B.09-Stair - East | North Terrace | NT | NT20 | The Braggs | BA | Basement | B.09 | 99939 | Unusable Spaces | 99939 | Unusable Spaces | 14.93 | Stair - East | 8 | Non Useable Floor Area Space Group | 805 | Non-usable - Circulation space |  | Unknown | 0.00 | NO
North Terrace_NT20-The Braggs_Basement_B.10 _ Lockers - M | NT-NT20-BA-B.10 | NT20-BA-B.10-Lockers - M | North Terrace | NT | NT20 | The Braggs | BA | Basement | B.10 | 99939 | Unusable Spaces | 99939 | Unusable Spaces | 10.29 | Lockers - M | 8 | Non Useable Floor Area Space Group | 821 | Non-usable - Toilets/Amenities - Male |  | Unknown | 0.00 | NO
North Terrace_NT20-The Braggs_Basement_B.100 _ Planter Bed | NT-NT20-BA-B.100 | NT20-BA-B.100-Planter Bed | North Terrace | NT | NT20 | The Braggs | BA | Basement | B.100 | 99939 | Unusable Spaces | 99939 | Unusable Spaces | 39.26 | Planter Bed | 8 | Non Useable Floor Area Space Group | 800 | Non-usable - Specific type not defined |  | Unknown | 0.00 | NO
North Terrace_NT20-The Braggs_Basement_B.10A _ VSR | NT-NT20-BA-B.10A | NT20-BA-B.10A-VSR | North Terrace | NT | NT20 | The Braggs | BA | Basement | B.10A | 99939 | Unusable Spaces | 99939 | Unusable Spaces | 0.13 | VSR | 8 | Non Useable Floor Area Space Group | 840 | Non-usable - Service riser |  | Unknown | 0.00 | NO
North Terrace_NT20-The Braggs_Basement_B.11 _ Lockers - F | NT-NT20-BA-B.11 | NT20-BA-B.11-Lockers - F | North Terrace | NT | NT20 | The Braggs | BA | Basement | B.11 | 99939 | Unusable Spaces | 99939 | Unusable Spaces | 12.36 | Lockers - F | 8 | Non Useable Floor Area Space Group | 820 | Non-usable - Toilets/Amenities - Female |  | Unknown | 0.00 | NO
North Terrace_NT20-The Braggs_Basement_B.11A _ Hydraulic Riser | NT-NT20-BA-B.11A | NT20-BA-B.11A-Hydraulic Riser | North Terrace | NT | NT20 | The Braggs | BA | Basement | B.11A | 99939 | Unusable Spaces | 99939 | Unusable Spaces | 0.06 | Hydraulic Riser | 8 | Non Useable Floor Area Space Group | 840 | Non-usable - Service riser |  | Unknown | 0.00 | NO
North Terrace_NT20-The Braggs_Basement_B.12 _ Store | NT-NT20-BA-B.12 | NT20-BA-B.12-Store | North Terrace | NT | NT20 | The Braggs | BA | Basement | B.12 | 859 | Infrastructure Office | 859 | Infrastructure | 35.25 | Store | 4 | Ancillary Area Space Group | 419 | Ancillary Area - Store Room - Generic |  | Excellent | 7,732.84 | NO
North Terrace_NT20-The Braggs_Basement_B.25 _ Stair - South | NT-NT20-BA-B.25 | NT20-BA-B.25-Stair - South | North Terrace | NT | NT20 | The Braggs | BA | Basement | B.25 | 99939 | Unusable Spaces | 99939 | Unusable Spaces | 22.57 | Stair - South | 8 | Non Useable Floor Area Space Group | 805 | Non-usable - Circulation space |  | Unknown | 0.00 | NO
North Terrace_NT20-The Braggs_Basement_B.26 _ Chemical Waste | NT-NT20-BA-B.26 | NT20-BA-B.26-Chemical Waste | North Terrace | NT | NT20 | The Braggs | BA | Basement | B.26 | 284 | School of Physical Sciences | 284 | School of Physical Sciences | 14.22 | Chemical Waste | 4 | Ancillary Area Space Group | 418 | Ancillary Area - Dangerous goods storage |  | Excellent | 3,119.46 | NO
North Terrace_NT20-The Braggs_Basement_B.27 _ Hydraulic Plant | NT-NT20-BA-B.27 | NT20-BA-B.27-Hydraulic Plant | North Terrace | NT | NT20 | The Braggs | BA | Basement | B.27 | 99939 | Unusable Spaces | 99939 | Unusable Spaces | 27.34 | Hydraulic Plant | 8 | Non Useable Floor Area Space Group | 811 | Non-usable - Plant room other |  | Excellent | 0.00 | NO
North Terrace_NT20-The Braggs_Basement_B.28 _ A/L | NT-NT20-BA-B.28 | NT20-BA-B.28-A/L | North Terrace | NT | NT20 | The Braggs | BA | Basement | B.28 | 284 | School of Physical Sciences | 284 | School of Physical Sciences | 16.34 | A/L | 4 | Ancillary Area Space Group | 401 | Ancillary Area - Laboratory Service and Preparation |  | Excellent | 3,584.53 | NO
North Terrace_NT20-The Braggs_Basement_B.29 _ Optics 4 Laboratory | NT-NT20-BA-B.29 | NT20-BA-B.29-Optics 4 Laboratory | North Terrace | NT | NT20 | The Braggs | BA | Basement | B.29 | 284 | School of Physical Sciences | 284 | School of Physical Sciences | 60.06 | Optics 4 Laboratory | 3 | Specialist Teaching or Research Space Group | 307 | Laboratory - Scientific/Medical/Engineering - DRY - Postgraduate/Research |  | Excellent | 19,912.90 | NO
North Terrace_NT20-The Braggs_Basement_B.30 _ Optics 3 Laboratory | NT-NT20-BA-B.30 | NT20-BA-B.30-Optics 3 Laboratory | North Terrace | NT | NT20 | The Braggs | BA | Basement | B.30 | 284 | School of Physical Sciences | 284 | School of Physical Sciences | 53.33 | Optics 3 Laboratory | 3 | Specialist Teaching or Research Space Group | 307 | Laboratory - Scientific/Medical/Engineering - DRY - Postgraduate/Research |  | Excellent | 17,681.56 | NO
North Terrace_NT20-The Braggs_Basement_B.31 _ Fibre Drum Store | NT-NT20-BA-B.31 | NT20-BA-B.31-Fibre Drum Store | North Terrace | NT | NT20 | The Braggs | BA | Basement | B.31 | 284 | School of Physical Sciences | 284 | School of Physical Sciences | 14.45 | Fibre Drum Store | 4 | Ancillary Area Space Group | 419 | Ancillary Area - Store Room - Generic |  | Excellent | 3,169.92 | NO
North Terrace_NT20-The Braggs_Basement_B.32 _ Optics 1 Laboratory | NT-NT20-BA-B.32 | NT20-BA-B.32-Optics 1 Laboratory | North Terrace | NT | NT20 | The Braggs | BA | Basement | B.32 | 284 | School of Physical Sciences | 284 | School of Physical Sciences | 50.11 | Optics 1 Laboratory | 3 | Specialist Teaching or Research Space Group | 307 | Laboratory - Scientific/Medical/Engineering - DRY - Postgraduate/Research |  | Excellent | 16,613.97 | NO
North Terrace_NT20-The Braggs_Basement_B.33 _ Optics 2 Laboratory | NT-NT20-BA-B.33 | NT20-BA-B.33-Optics 2 Laboratory | North Terrace | NT | NT20 | The Braggs | BA | Basement | B.33 | 284 | School of Physical Sciences | 284 | School of Physical Sciences | 50.23 | Optics 2 Laboratory | 3 | Specialist Teaching or Research Space Group | 307 | Laboratory - Scientific/Medical/Engineering - DRY - Postgraduate/Research |  | Excellent | 16,653.76 | NO
North Terrace_NT20-The Braggs_Basement_B.34 _ Chemical Store | NT-NT20-BA-B.34 | NT20-BA-B.34-Chemical Store | North Terrace | NT | NT20 | The Braggs | BA | Basement | B.34 | 284 | School of Physical Sciences | 284 | School of Physical Sciences | 30.21 | Chemical Store | 4 | Ancillary Area Space Group | 418 | Ancillary Area - Dangerous goods storage |  | Excellent | 6,627.21 | NO
North Terrace_NT20-The Braggs_Basement_B.50 _ Store | NT-NT20-BA-B.50 | NT20-BA-B.50-Store | North Terrace | NT | NT20 | The Braggs | BA | Basement | B.50 | 284 | School of Physical Sciences | 284 | School of Physical Sciences | 11.9 | Store | 4 | Ancillary Area Space Group | 419 | Ancillary Area - Store Room - Generic |  | Excellent | 2,610.52 | NO
North Terrace_NT20-The Braggs_Basement_B.51 _ Comms & Power | NT-NT20-BA-B.51 | NT20-BA-B.51-Comms & Power | North Terrace | NT | NT20 | The Braggs | BA | Basement | B.51 | 99998 | Central Common Teaching Areas (In Use) | 952 | Corporate Services Division Admin | 3.25 | Comms & Power | 8 | Non Useable Floor Area Space Group | 812 | Non-usable - Comms/network system/Telephone/PABX |  | Excellent | 0.00 | NO
North Terrace_NT20-The Braggs_Basement_B.52A _ space - below seating | NT-NT20-BA-B.52A | NT20-BA-B.52A-space - below seating | North Terrace | NT | NT20 | The Braggs | BA | Basement | B.52A | 99939 | Unusable Spaces | 99939 | Unusable Spaces | 55.61 | space - below seating | 8 | Non Useable Floor Area Space Group | 800 | Non-usable - Specific type not defined |  | Unknown | 0.00 | NO
North Terrace_NT20-The Braggs_Basement_B.52B _ space - below seating | NT-NT20-BA-B.52B | NT20-BA-B.52B-space - below seating | North Terrace | NT | NT20 | The Braggs | BA | Basement | B.52B | 99939 | Unusable Spaces | 99939 | Unusable Spaces | 57.71 | space - below seating | 8 | Non Useable Floor Area Space Group | 800 | Non-usable - Specific type not defined |  | Unknown | 0.00 | NO
North Terrace_NT20-The Braggs_Basement_B.53 _ Lecture Theatre Store | NT-NT20-BA-B.53 | NT20-BA-B.53-Lecture Theatre Store | North Terrace | NT | NT20 | The Braggs | BA | Basement | B.53 | 99998 | Central Common Teaching Areas (In Use) | 952 | Corporate Services Division Admin | 23.26 | Lecture Theatre Store | 4 | Ancillary Area Space Group | 419 | Ancillary Area - Store Room - Generic |  | Excellent | 5,102.58 | NO
North Terrace_NT20-The Braggs_Basement_B.55 _ Return air plenum | NT-NT20-BA-B.55 | NT20-BA-B.55-Return air plenum | North Terrace | NT | NT20 | The Braggs | BA | Basement | B.55 | 99939 | Unusable Spaces | 99939 | Unusable Spaces | 58.22 | Return air plenum | 8 | Non Useable Floor Area Space Group | 840 | Non-usable - Service riser |  | Unknown | 0.00 | NO
North Terrace_NT20-The Braggs_Basement_B.75 _ Stair - West | NT-NT20-BA-B.75 | NT20-BA-B.75-Stair - West | North Terrace | NT | NT20 | The Braggs | BA | Basement | B.75 | 99939 | Unusable Spaces | 99939 | Unusable Spaces | 14.77 | Stair - West | 8 | Non Useable Floor Area Space Group | 805 | Non-usable - Circulation space |  | Unknown | 0.00 | NO
North Terrace_NT20-The Braggs_Basement_B.76 _ Electrical Plantroom | NT-NT20-BA-B.76 | NT20-BA-B.76-Electrical Plantroom | North Terrace | NT | NT20 | The Braggs | BA | Basement | B.76 | 99939 | Unusable Spaces | 99939 | Unusable Spaces | 8.31 | Electrical Plantroom | 8 | Non Useable Floor Area Space Group | 815 | Non-usable - Switch room |  | Unknown | 0.00 | NO
North Terrace_NT20-The Braggs_Basement_B.77 _ Optics 5 Laboratory - High Power | NT-NT20-BA-B.77 | NT20-BA-B.77-Optics 5 Laboratory - High Power | North Terrace | NT | NT20 | The Braggs | BA | Basement | B.77 | 284 | School of Physical Sciences | 284 | School of Physical Sciences | 41.31 | Optics 5 Laboratory - High Power | 3 | Specialist Teaching or Research Space Group | 307 | Laboratory - Scientific/Medical/Engineering - DRY - Postgraduate/Research |  | Excellent | 13,696.33 | NO
North Terrace_NT20-The Braggs_Basement_B.77A _ VSR | NT-NT20-BA-B.77A | NT20-BA-B.77A-VSR | North Terrace | NT | NT20 | The Braggs | BA | Basement | B.77A | 99939 | Unusable Spaces | 99939 | Unusable Spaces | 0.37 | VSR | 8 | Non Useable Floor Area Space Group | 840 | Non-usable - Service riser |  | Unknown | 0.00 | NO
North Terrace_NT20-The Braggs_Basement_B.77B _ Electrical Riser | NT-NT20-BA-B.77B | NT20-BA-B.77B-Electrical Riser | North Terrace | NT | NT20 | The Braggs | BA | Basement | B.77B | 99939 | Unusable Spaces | 99939 | Unusable Spaces | 0.15 | Electrical Riser | 8 | Non Useable Floor Area Space Group | 840 | Non-usable - Service riser |  | Unknown | 0.00 | NO
North Terrace_NT20-The Braggs_Basement_B.78 _ White Light Laboratory | NT-NT20-BA-B.78 | NT20-BA-B.78-White Light Laboratory | North Terrace | NT | NT20 | The Braggs | BA | Basement | B.78 | 284 | School of Physical Sciences | 284 | School of Physical Sciences | 38.64 | White Light Laboratory | 3 | Specialist Teaching or Research Space Group | 307 | Laboratory - Scientific/Medical/Engineering - DRY - Postgraduate/Research |  | Excellent | 12,811.09 | NO
North Terrace_NT20-The Braggs_Basement_B.79 _ Etching Laboratory - Dark | NT-NT20-BA-B.79 | NT20-BA-B.79-Etching Laboratory - Dark | North Terrace | NT | NT20 | The Braggs | BA | Basement | B.79 | 284 | School of Physical Sciences | 284 | School of Physical Sciences | 25.56 | Etching Laboratory - Dark | 3 | Specialist Teaching or Research Space Group | 306 | Laboratory - Scientific/Medical/Engineering - WET - Postgraduate/Research |  | Excellent | 8,474.42 | NO
North Terrace_NT20-The Braggs_Basement_B.80 _ Sample Prep | NT-NT20-BA-B.80 | NT20-BA-B.80-Sample Prep | North Terrace | NT | NT20 | The Braggs | BA | Basement | B.80 | 284 | School of Physical Sciences | 284 | School of Physical Sciences | 14.21 | Sample Prep | 4 | Ancillary Area Space Group | 401 | Ancillary Area - Laboratory Service and Preparation |  | Excellent | 3,117.27 | NO
North Terrace_NT20-The Braggs_Basement_B.81 _ Luminescence Dark Laboratory | NT-NT20-BA-B.81 | NT20-BA-B.81-Luminescence Dark Laboratory | North Terrace | NT | NT20 | The Braggs | BA | Basement | B.81 | 284 | School of Physical Sciences | 284 | School of Physical Sciences | 16.2 | Luminescence Dark Laboratory | 3 | Specialist Teaching or Research Space Group | 307 | Laboratory - Scientific/Medical/Engineering - DRY - Postgraduate/Research |  | Excellent | 5,371.11 | NO
North Terrace_NT20-The Braggs_Basement_B.81A _ Beta Laboratory | NT-NT20-BA-B.81A | NT20-BA-B.81A-Beta Laboratory | North Terrace | NT | NT20 | The Braggs | BA | Basement | B.81A | 284 | School of Physical Sciences | 284 | School of Physical Sciences | 14.14 | Beta Laboratory | 3 | Specialist Teaching or Research Space Group | 307 | Laboratory - Scientific/Medical/Engineering - DRY - Postgraduate/Research |  | Excellent | 4,688.12 | NO
North Terrace_NT20-The Braggs_Basement_B.81B _ VSR | NT-NT20-BA-B.81B | NT20-BA-B.81B-VSR | North Terrace | NT | NT20 | The Braggs | BA | Basement | B.81B | 99939 | Unusable Spaces | 99939 | Unusable Spaces | 1.46 | VSR | 8 | Non Useable Floor Area Space Group | 840 | Non-usable - Service riser |  | Unknown | 0.00 | NO
North Terrace_NT20-The Braggs_Basement_B.82 _ 3D Spec Room | NT-NT20-BA-B.82 | NT20-BA-B.82-3D Spec Room | North Terrace | NT | NT20 | The Braggs | BA | Basement | B.82 | 284 | School of Physical Sciences | 284 | School of Physical Sciences | 11.98 | 3D Spec Room | 3 | Specialist Teaching or Research Space Group | 307 | Laboratory - Scientific/Medical/Engineering - DRY - Postgraduate/Research |  | Excellent | 3,971.97 | NO
North Terrace_NT20-The Braggs_Basement_B.83 _ SPC Flurometer | NT-NT20-BA-B.83 | NT20-BA-B.83-SPC Flurometer | North Terrace | NT | NT20 | The Braggs | BA | Basement | B.83 | 284 | School of Physical Sciences | 284 | School of Physical Sciences | 6.5 | SPC Flurometer | 3 | Specialist Teaching or Research Space Group | 307 | Laboratory - Scientific/Medical/Engineering - DRY - Postgraduate/Research |  | Excellent | 2,155.08 | NO
North Terrace_NT20-The Braggs_Basement_B.84 _ RIS0/Scan | NT-NT20-BA-B.84 | NT20-BA-B.84-RIS0/Scan | North Terrace | NT | NT20 | The Braggs | BA | Basement | B.84 | 284 | School of Physical Sciences | 284 | School of Physical Sciences | 6.28 | RIS0/Scan | 3 | Specialist Teaching or Research Space Group | 307 | Laboratory - Scientific/Medical/Engineering - DRY - Postgraduate/Research |  | Excellent | 2,082.13 | NO
North Terrace_NT20-The Braggs_Basement_B.84A _ RIS0/Scan | NT-NT20-BA-B.84A | NT20-BA-B.84A-RIS0/Scan | North Terrace | NT | NT20 | The Braggs | BA | Basement | B.84A | 284 | School of Physical Sciences | 284 | School of Physical Sciences | 11.78 | RIS0/Scan | 3 | Specialist Teaching or Research Space Group | 307 | Laboratory - Scientific/Medical/Engineering - DRY - Postgraduate/Research |  | Excellent | 3,905.66 | NO
North Terrace_NT20-The Braggs_Basement_B.85 _ RIS0/RD | NT-NT20-BA-B.85 | NT20-BA-B.85-RIS0/RD | North Terrace | NT | NT20 | The Braggs | BA | Basement | B.85 | 284 | School of Physical Sciences | 284 | School of Physical Sciences | 5.84 | RIS0/RD | 3 | Specialist Teaching or Research Space Group | 307 | Laboratory - Scientific/Medical/Engineering - DRY - Postgraduate/Research |  | Excellent | 1,936.25 | NO
North Terrace_NT20-The Braggs_Basement_B.86 _ PCS | NT-NT20-BA-B.86 | NT20-BA-B.86-PCS | North Terrace | NT | NT20 | The Braggs | BA | Basement | B.86 | 284 | School of Physical Sciences | 284 | School of Physical Sciences | 7.41 | PCS | 3 | Specialist Teaching or Research Space Group | 307 | Laboratory - Scientific/Medical/Engineering - DRY - Postgraduate/Research |  | Excellent | 2,456.79 | NO
North Terrace_NT20-The Braggs_Basement_B.87 _ Solar Sim Laboratory | NT-NT20-BA-B.87 | NT20-BA-B.87-Solar Sim Laboratory | North Terrace | NT | NT20 | The Braggs | BA | Basement | B.87 | 284 | School of Physical Sciences | 284 | School of Physical Sciences | 7.66 | Solar Sim Laboratory | 3 | Specialist Teaching or Research Space Group | 307 | Laboratory - Scientific/Medical/Engineering - DRY - Postgraduate/Research |  | Excellent | 2,539.67 | NO
North Terrace_NT20-The Braggs_Basement_B.88 _ Beta Laboratory | NT-NT20-BA-B.88 | NT20-BA-B.88-Beta Laboratory | North Terrace | NT | NT20 | The Braggs | BA | Basement | B.88 | 284 | School of Physical Sciences | 284 | School of Physical Sciences | 9.54 | Beta Laboratory | 3 | Specialist Teaching or Research Space Group | 307 | Laboratory - Scientific/Medical/Engineering - DRY - Postgraduate/Research |  | Excellent | 3,162.99 | NO
North Terrace_NT20-The Braggs_Basement_B.89 _ Light Laboratory | NT-NT20-BA-B.89 | NT20-BA-B.89-Light Laboratory | North Terrace | NT | NT20 | The Braggs | BA | Basement | B.89 | 284 | School of Physical Sciences | 284 | School of Physical Sciences | 8.71 | Light Laboratory | 3 | Specialist Teaching or Research Space Group | 307 | Laboratory - Scientific/Medical/Engineering - DRY - Postgraduate/Research |  | Excellent | 2,887.80 | NO
North Terrace_NT20-The Braggs_Basement_B.90 _ Plantroom | NT-NT20-BA-B.90 | NT20-BA-B.90-Plantroom | North Terrace | NT | NT20 | The Braggs | BA | Basement | B.90 | 99939 | Unusable Spaces | 99939 | Unusable Spaces | 55.65 | Plantroom | 8 | Non Useable Floor Area Space Group | 811 | Non-usable - Plant room other |  | Unknown | 0.00 | NO
North Terrace_NT20-The Braggs_Ground Floor_G.00 _ Lift Lobby | NT-NT20-GN-G.00 | NT20-GN-G.00-Lift Lobby | North Terrace | NT | NT20 | The Braggs | GN | Ground Floor | G.00 | 99939 | Unusable Spaces | 99939 | Unusable Spaces | 16.32 | Lift Lobby | 8 | Non Useable Floor Area Space Group | 805 | Non-usable - Circulation space |  | Unknown | 0.00 | NO
North Terrace_NT20-The Braggs_Ground Floor_G.00A _ Lobby | NT-NT20-GN-G.00A | NT20-GN-G.00A-Lobby | North Terrace | NT | NT20 | The Braggs | GN | Ground Floor | G.00A | 99939 | Unusable Spaces | 99939 | Unusable Spaces | 3.38 | Lobby | 8 | Non Useable Floor Area Space Group | 805 | Non-usable - Circulation space |  | Unknown | 0.00 | NO
North Terrace_NT20-The Braggs_Ground Floor_G.00B _ Goods Lobby | NT-NT20-GN-G.00B | NT20-GN-G.00B-Goods Lobby | North Terrace | NT | NT20 | The Braggs | GN | Ground Floor | G.00B | 99939 | Unusable Spaces | 99939 | Unusable Spaces | 3.23 | Goods Lobby | 4 | Ancillary Area Space Group | 408 | Ancillary Area - Mail Room/ Goods Receipt/Despatch |  | Unknown | 0.00 | NO
North Terrace_NT20-The Braggs_Ground Floor_G.00C _ Fip and Mecp | NT-NT20-GN-G.00C | NT20-GN-G.00C-Fip and Mecp | North Terrace | NT | NT20 | The Braggs | GN | Ground Floor | G.00C | 99939 | Unusable Spaces | 99939 | Unusable Spaces | 0.98 | Fip and Mecp | 8 | Non Useable Floor Area Space Group | 840 | Non-usable - Service riser |  | Unknown | 0.00 | NO
North Terrace_NT20-The Braggs_Ground Floor_G.00D _ Services Corridor | NT-NT20-GN-G.00D | NT20-GN-G.00D-Services Corridor | North Terrace | NT | NT20 | The Braggs | GN | Ground Floor | G.00D | 99939 | Unusable Spaces | 99939 | Unusable Spaces | 9.54 | Services Corridor | 8 | Non Useable Floor Area Space Group | 805 | Non-usable - Circulation space |  | Unknown | 0.00 | NO
North Terrace_NT20-The Braggs_Ground Floor_G.00E _ Elec Riser | NT-NT20-GN-G.00E | NT20-GN-G.00E-Elec Riser | North Terrace | NT | NT20 | The Braggs | GN | Ground Floor | G.00E | 99939 | Unusable Spaces | 99939 | Unusable Spaces | 2.19 | Elec Riser | 8 | Non Useable Floor Area Space Group | 840 | Non-usable - Service riser |  | Unknown | 0.00 | NO
North Terrace_NT20-The Braggs_Ground Floor_G.00F _ Goods Lift | NT-NT20-GN-G.00F | NT20-GN-G.00F-Goods Lift | North Terrace | NT | NT20 | The Braggs | GN | Ground Floor | G.00F | 99939 | Unusable Spaces | 99939 | Unusable Spaces | 11.51 | Goods Lift | 8 | Non Useable Floor Area Space Group | 838 | Non-usable - Lift |  | Unknown | 0.00 | NO
North Terrace_NT20-The Braggs_Ground Floor_G.00G _ A/L | NT-NT20-GN-G.00G | NT20-GN-G.00G-A/L | North Terrace | NT | NT20 | The Braggs | GN | Ground Floor | G.00G | 99939 | Unusable Spaces | 99939 | Unusable Spaces | 1.93 | A/L | 8 | Non Useable Floor Area Space Group | 822 | Non-usable - Toilets/Amenities - Unisex |  | Unknown | 0.00 | NO
North Terrace_NT20-The Braggs_Ground Floor_G.00H _ Lift | NT-NT20-GN-G.00H | NT20-GN-G.00H-Lift | North Terrace | NT | NT20 | The Braggs | GN | Ground Floor | G.00H | 99939 | Unusable Spaces | 99939 | Unusable Spaces | 6.09 | Lift | 8 | Non Useable Floor Area Space Group | 838 | Non-usable - Lift |  | Unknown | 0.00 | NO
North Terrace_NT20-The Braggs_Ground Floor_G.00J _ Corr. | NT-NT20-GN-G.00J | NT20-GN-G.00J-Corr. | North Terrace | NT | NT20 | The Braggs | GN | Ground Floor | G.00J | 99939 | Unusable Spaces | 99939 | Unusable Spaces | 21.08 | Corr. | 8 | Non Useable Floor Area Space Group | 805 | Non-usable - Circulation space |  | Unknown | 0.00 | NO
North Terrace_NT20-The Braggs_Ground Floor_G.00K _ Corr. | NT-NT20-GN-G.00K | NT20-GN-G.00K-Corr. | North Terrace | NT | NT20 | The Braggs | GN | Ground Floor | G.00K | 99939 | Unusable Spaces | 99939 | Unusable Spaces | 28.36 | Corr. | 8 | Non Useable Floor Area Space Group | 805 | Non-usable - Circulation space |  | Unknown | 0.00 | NO
North Terrace_NT20-The Braggs_Ground Floor_G.00M _ Elec Riser | NT-NT20-GN-G.00M | NT20-GN-G.00M-Elec Riser | North Terrace | NT | NT20 | The Braggs | GN | Ground Floor | G.00M | 99939 | Unusable Spaces | 99939 | Unusable Spaces | 2.85 | Elec Riser | 8 | Non Useable Floor Area Space Group | 840 | Non-usable - Service riser |  | Unknown | 0.00 | NO
North Terrace_NT20-The Braggs_Ground Floor_G.00N _ BK:04 Over | NT-NT20-GN-G.00N | NT20-GN-G.00N-BK:04 Over | North Terrace | NT | NT20 | The Braggs | GN | Ground Floor | G.00N | 99939 | Unusable Spaces | 99939 | Unusable Spaces | 2.81 | BK:04 Over | 8 | Non Useable Floor Area Space Group | 800 | Non-usable - Specific type not defined |  | Unknown | 0.00 | NO
North Terrace_NT20-The Braggs_Ground Floor_G.00P _ Entry - North | NT-NT20-GN-G.00P | NT20-GN-G.00P-Entry - North | North Terrace | NT | NT20 | The Braggs | GN | Ground Floor | G.00P | 99939 | Unusable Spaces | 99939 | Unusable Spaces | 112.84 | Entry - North | 8 | Non Useable Floor Area Space Group | 805 | Non-usable - Circulation space |  | Unknown | 0.00 | NO
North Terrace_NT20-The Braggs_Ground Floor_G.00Q _ Atrium | NT-NT20-GN-G.00Q | NT20-GN-G.00Q-Atrium | North Terrace | NT | NT20 | The Braggs | GN | Ground Floor | G.00Q | 99939 | Unusable Spaces | 99939 | Unusable Spaces | 34.95 | Atrium | 8 | Non Useable Floor Area Space Group | 800 | Non-usable - Specific type not defined |  | Unknown | 0.00 | NO
North Terrace_NT20-The Braggs_Ground Floor_G.00S _ Entry - South | NT-NT20-GN-G.00S | NT20-GN-G.00S-Entry - South | North Terrace | NT | NT20 | The Braggs | GN | Ground Floor | G.00S | 99939 | Unusable Spaces | 99939 | Unusable Spaces | 45.62 | Entry - South | 8 | Non Useable Floor Area Space Group | 805 | Non-usable - Circulation space |  | Unknown | 0.00 | NO
North Terrace_NT20-The Braggs_Ground Floor_G.00T _ VSR | NT-NT20-GN-G.00T | NT20-GN-G.00T-VSR | North Terrace | NT | NT20 | The Braggs | GN | Ground Floor | G.00T | 99939 | Unusable Spaces | 99939 | Unusable Spaces | 0.4 | VSR | 8 | Non Useable Floor Area Space Group | 840 | Non-usable - Service riser |  | Unknown | 0.00 | NO
North Terrace_NT20-The Braggs_Ground Floor_G.00U _ Lift | NT-NT20-GN-G.00U | NT20-GN-G.00U-Lift | North Terrace | NT | NT20 | The Braggs | GN | Ground Floor | G.00U | 99939 | Unusable Spaces | 99939 | Unusable Spaces | 6.09 | Lift | 8 | Non Useable Floor Area Space Group | 838 | Non-usable - Lift |  | Unknown | 0.00 | NO
North Terrace_NT20-The Braggs_Ground Floor_G.00V _ Stair | NT-NT20-GN-G.00V | NT20-GN-G.00V-Stair | North Terrace | NT | NT20 | The Braggs | GN | Ground Floor | G.00V | 99939 | Unusable Spaces | 99939 | Unusable Spaces | 3.22 | Stair | 8 | Non Useable Floor Area Space Group | 805 | Non-usable - Circulation space |  | Unknown | 0.00 | NO
North Terrace_NT20-The Braggs_Ground Floor_G.01 _ WC - F | NT-NT20-GN-G.01 | NT20-GN-G.01-WC - F | North Terrace | NT | NT20 | The Braggs | GN | Ground Floor | G.01 | 99939 | Unusable Spaces | 99939 | Unusable Spaces | 7.32 | WC - F | 8 | Non Useable Floor Area Space Group | 820 | Non-usable - Toilets/Amenities - Female |  | Unknown | 0.00 | NO
North Terrace_NT20-The Braggs_Ground Floor_G.02 _ WC - U - Access (LH) | NT-NT20-GN-G.02 | NT20-GN-G.02-WC - U - Access (LH) | North Terrace | NT | NT20 | The Braggs | GN | Ground Floor | G.02 | 99939 | Unusable Spaces | 99939 | Unusable Spaces | 5.3 | WC - U - Access (LH) | 8 | Non Useable Floor Area Space Group | 818 | Non-usable - Toilets/Amenities - Unisex Accessible |  | Unknown | 0.00 | NO
North Terrace_NT20-The Braggs_Ground Floor_G.03 _ A/L | NT-NT20-GN-G.03 | NT20-GN-G.03-A/L | North Terrace | NT | NT20 | The Braggs | GN | Ground Floor | G.03 | 99939 | Unusable Spaces | 99939 | Unusable Spaces | 2.96 | A/L | 8 | Non Useable Floor Area Space Group | 822 | Non-usable - Toilets/Amenities - Unisex |  | Unknown | 0.00 | NO
North Terrace_NT20-The Braggs_Ground Floor_G.04 _ WC - M | NT-NT20-GN-G.04 | NT20-GN-G.04-WC - M | North Terrace | NT | NT20 | The Braggs | GN | Ground Floor | G.04 | 99939 | Unusable Spaces | 99939 | Unusable Spaces | 9.17 | WC - M | 8 | Non Useable Floor Area Space Group | 821 | Non-usable - Toilets/Amenities - Male |  | Unknown | 0.00 | NO
North Terrace_NT20-The Braggs_Ground Floor_G.04A _ VSR | NT-NT20-GN-G.04A | NT20-GN-G.04A-VSR | North Terrace | NT | NT20 | The Braggs | GN | Ground Floor | G.04A | 99939 | Unusable Spaces | 99939 | Unusable Spaces | 0.32 | VSR | 8 | Non Useable Floor Area Space Group | 840 | Non-usable - Service riser |  | Unknown | 0.00 | NO
North Terrace_NT20-The Braggs_Ground Floor_G.05 _ Cleaner Rm | NT-NT20-GN-G.05 | NT20-GN-G.05-Cleaner Rm | North Terrace | NT | NT20 | The Braggs | GN | Ground Floor | G.05 | 99939 | Unusable Spaces | 99939 | Unusable Spaces | 2.46 | Cleaner Rm | 8 | Non Useable Floor Area Space Group | 806 | Non-usable - Cleaners room |  | Unknown | 0.00 | NO
North Terrace_NT20-The Braggs_Ground Floor_G.06 _ Comms | NT-NT20-GN-G.06 | NT20-GN-G.06-Comms | North Terrace | NT | NT20 | The Braggs | GN | Ground Floor | G.06 | 850 | ITDS Branch Central Costs | 869 | Information Technology and Digital Services | 17.22 | Comms | 8 | Non Useable Floor Area Space Group | 812 | Non-usable - Comms/network system/Telephone/PABX |  | Excellent | 0.00 | NO
North Terrace_NT20-The Braggs_Ground Floor_G.06A _ VSR | NT-NT20-GN-G.06A | NT20-GN-G.06A-VSR | North Terrace | NT | NT20 | The Braggs | GN | Ground Floor | G.06A | 99939 | Unusable Spaces | 99939 | Unusable Spaces | 0.5 | VSR | 8 | Non Useable Floor Area Space Group | 840 | Non-usable - Service riser |  | Unknown | 0.00 | NO
North Terrace_NT20-The Braggs_Ground Floor_G.07 _ VSR | NT-NT20-GN-G.07 | NT20-GN-G.07-VSR | North Terrace | NT | NT20 | The Braggs | GN | Ground Floor | G.07 | 99939 | Unusable Spaces | 99939 | Unusable Spaces | 21.4 | VSR | 8 | Non Useable Floor Area Space Group | 840 | Non-usable - Service riser |  | Unknown | 0.00 | NO
North Terrace_NT20-The Braggs_Ground Floor_G.09 _ Hyd Riser | NT-NT20-GN-G.09 | NT20-GN-G.09-Hyd Riser | North Terrace | NT | NT20 | The Braggs | GN | Ground Floor | G.09 | 99939 | Unusable Spaces | 99939 | Unusable Spaces | 1.57 | Hyd Riser | 8 | Non Useable Floor Area Space Group | 840 | Non-usable - Service riser |  | Unknown | 0.00 | NO
North Terrace_NT20-The Braggs_Ground Floor_G.10 _ Cafe | NT-NT20-GN-G.10 | NT20-GN-G.10-Cafe | North Terrace | NT | NT20 | The Braggs | GN | Ground Floor | G.10 | 99202 | Commercial - Aroma Café | 859 | Infrastructure | 17.03 | Cafe | 6 | General Facility Space Group | 608 | General Facility - Kitchen/Servery/Food Storage |  | Excellent | 4,754.78 | NO
North Terrace_NT20-The Braggs_Ground Floor_G.25 _ Stair | NT-NT20-GN-G.25 | NT20-GN-G.25-Stair | North Terrace | NT | NT20 | The Braggs | GN | Ground Floor | G.25 | 99939 | Unusable Spaces | 99939 | Unusable Spaces | 4.76 | Stair | 8 | Non Useable Floor Area Space Group | 805 | Non-usable - Circulation space |  | Unknown | 0.00 | NO
North Terrace_NT20-The Braggs_Ground Floor_G.26 _ A/L | NT-NT20-GN-G.26 | NT20-GN-G.26-A/L | North Terrace | NT | NT20 | The Braggs | GN | Ground Floor | G.26 | 99939 | Unusable Spaces | 99939 | Unusable Spaces | 4.08 | A/L | 8 | Non Useable Floor Area Space Group | 822 | Non-usable - Toilets/Amenities - Unisex |  | Unknown | 0.00 | NO
North Terrace_NT20-The Braggs_Ground Floor_G.27 _ Workstation - Tech Office | NT-NT20-GN-G.27 | NT20-GN-G.27-Workstation - Tech Office | North Terrace | NT | NT20 | The Braggs | GN | Ground Floor | G.27 | 284 | School of Physical Sciences | 284 | School of Physical Sciences | 3.19 | Workstation - Tech Office | 1 | Office Space Group | 115 | Open Plan - Technical/Laboratory/Store Staff |  | Excellent | 795.22 | NO
North Terrace_NT20-The Braggs_Ground Floor_G.27A _ Workstation | NT-NT20-GN-G.27A | NT20-GN-G.27A-Workstation | North Terrace | NT | NT20 | The Braggs | GN | Ground Floor | G.27A | 284 | School of Physical Sciences | 284 | School of Physical Sciences | 2.78 | Workstation | 1 | Office Space Group | 115 | Open Plan - Technical/Laboratory/Store Staff |  | Excellent | 693.01 | NO
North Terrace_NT20-The Braggs_Ground Floor_G.27B _ Workstation | NT-NT20-GN-G.27B | NT20-GN-G.27B-Workstation | North Terrace | NT | NT20 | The Braggs | GN | Ground Floor | G.27B | 284 | School of Physical Sciences | 284 | School of Physical Sciences | 2.56 | Workstation | 1 | Office Space Group | 115 | Open Plan - Technical/Laboratory/Store Staff |  | Excellent | 638.17 | NO
North Terrace_NT20-The Braggs_Ground Floor_G.27C _ Workstation | NT-NT20-GN-G.27C | NT20-GN-G.27C-Workstation | North Terrace | NT | NT20 | The Braggs | GN | Ground Floor | G.27C | 284 | School of Physical Sciences | 284 | School of Physical Sciences | 2.56 | Workstation | 1 | Office Space Group | 115 | Open Plan - Technical/Laboratory/Store Staff |  | Excellent | 638.17 | NO
North Terrace_NT20-The Braggs_Ground Floor_G.27D _ Workstation | NT-NT20-GN-G.27D | NT20-GN-G.27D-Workstation | North Terrace | NT | NT20 | The Braggs | GN | Ground Floor | G.27D | 117 | Institute for Photonics & Advanced Sensing | 117 | Institute for Photonics & Advanced Sensing | 2.97 | Workstation | 1 | Office Space Group | 115 | Open Plan - Technical/Laboratory/Store Staff |  | Excellent | 740.38 | NO
North Terrace_NT20-The Braggs_Ground Floor_G.27E _ Workstation | NT-NT20-GN-G.27E | NT20-GN-G.27E-Workstation | North Terrace | NT | NT20 | The Braggs | GN | Ground Floor | G.27E | 117 | Institute for Photonics & Advanced Sensing | 117 | Institute for Photonics & Advanced Sensing | 2.97 | Workstation | 1 | Office Space Group | 115 | Open Plan - Technical/Laboratory/Store Staff |  | Excellent | 740.38 | NO
North Terrace_NT20-The Braggs_Ground Floor_G.27F _ Workstation | NT-NT20-GN-G.27F | NT20-GN-G.27F-Workstation | North Terrace | NT | NT20 | The Braggs | GN | Ground Floor | G.27F | 284 | School of Physical Sciences | 284 | School of Physical Sciences | 3.16 | Workstation | 1 | Office Space Group | 115 | Open Plan - Technical/Laboratory/Store Staff |  | Excellent | 787.74 | NO
North Terrace_NT20-The Braggs_Ground Floor_G.27G _ Workstation | NT-NT20-GN-G.27G | NT20-GN-G.27G-Workstation | North Terrace | NT | NT20 | The Braggs | GN | Ground Floor | G.27G | 284 | School of Physical Sciences | 284 | School of Physical Sciences | 2.71 | Workstation | 1 | Office Space Group | 115 | Open Plan - Technical/Laboratory/Store Staff |  | Excellent | 675.56 | NO
North Terrace_NT20-The Braggs_Ground Floor_G.27H _ Workstation - Tech Office | NT-NT20-GN-G.27H | NT20-GN-G.27H-Workstation - Tech Office | North Terrace | NT | NT20 | The Braggs | GN | Ground Floor | G.27H | 117 | Institute for Photonics & Advanced Sensing | 117 | Institute for Photonics & Advanced Sensing | 2.5 | Workstation - Tech Office | 1 | Office Space Group | 115 | Open Plan - Technical/Laboratory/Store Staff |  | Excellent | 623.21 | NO
North Terrace_NT20-The Braggs_Ground Floor_G.28 _ Extrusion Laboratory | NT-NT20-GN-G.28 | NT20-GN-G.28-Extrusion Laboratory | North Terrace | NT | NT20 | The Braggs | GN | Ground Floor | G.28 | 284 | School of Physical Sciences | 284 | School of Physical Sciences | 42.25 | Extrusion Laboratory | 3 | Specialist Teaching or Research Space Group | 307 | Laboratory - Scientific/Medical/Engineering - DRY - Postgraduate/Research |  | Excellent | 14,007.99 | NO
North Terrace_NT20-The Braggs_Ground Floor_G.29 _ Cutting Laboratory | NT-NT20-GN-G.29 | NT20-GN-G.29-Cutting Laboratory | North Terrace | NT | NT20 | The Braggs | GN | Ground Floor | G.29 | 284 | School of Physical Sciences | 284 | School of Physical Sciences | 14.6 | Cutting Laboratory | 3 | Specialist Teaching or Research Space Group | 307 | Laboratory - Scientific/Medical/Engineering - DRY - Postgraduate/Research |  | Excellent | 4,840.63 | NO
North Terrace_NT20-The Braggs_Ground Floor_G.30 _ Glass fabrication | NT-NT20-GN-G.30 | NT20-GN-G.30-Glass fabrication | North Terrace | NT | NT20 | The Braggs | GN | Ground Floor | G.30 | 284 | School of Physical Sciences | 284 | School of Physical Sciences | 56.71 | Glass fabrication | 3 | Specialist Teaching or Research Space Group | 307 | Laboratory - Scientific/Medical/Engineering - DRY - Postgraduate/Research |  | Excellent | 18,802.20 | NO
North Terrace_NT20-The Braggs_Ground Floor_G.30A _ VSR | NT-NT20-GN-G.30A | NT20-GN-G.30A-VSR | North Terrace | NT | NT20 | The Braggs | GN | Ground Floor | G.30A | 99939 | Unusable Spaces | 99939 | Unusable Spaces | 0.11 | VSR | 8 | Non Useable Floor Area Space Group | 840 | Non-usable - Service riser |  | Unknown | 0.00 | NO
North Terrace_NT20-The Braggs_Ground Floor_G.30B _ VSR | NT-NT20-GN-G.30B | NT20-GN-G.30B-VSR | North Terrace | NT | NT20 | The Braggs | GN | Ground Floor | G.30B | 99939 | Unusable Spaces | 99939 | Unusable Spaces | 0.11 | VSR | 8 | Non Useable Floor Area Space Group | 840 | Non-usable - Service riser |  | Unknown | 0.00 | NO
North Terrace_NT20-The Braggs_Ground Floor_G.31 _ 4 M Soft Glass | NT-NT20-GN-G.31 | NT20-GN-G.31-4 M Soft Glass | North Terrace | NT | NT20 | The Braggs | GN | Ground Floor | G.31 | 284 | School of Physical Sciences | 284 | School of Physical Sciences | 28.96 | 4 M Soft Glass | 3 | Specialist Teaching or Research Space Group | 307 | Laboratory - Scientific/Medical/Engineering - DRY - Postgraduate/Research |  | Excellent | 9,601.69 | NO
North Terrace_NT20-The Braggs_Ground Floor_G.31A _ VSR | NT-NT20-GN-G.31A | NT20-GN-G.31A-VSR | North Terrace | NT | NT20 | The Braggs | GN | Ground Floor | G.31A | 99939 | Unusable Spaces | 99939 | Unusable Spaces | 0.09 | VSR | 8 | Non Useable Floor Area Space Group | 840 | Non-usable - Service riser |  | Unknown | 0.00 | NO
North Terrace_NT20-The Braggs_Ground Floor_G.31B _ VSR | NT-NT20-GN-G.31B | NT20-GN-G.31B-VSR | North Terrace | NT | NT20 | The Braggs | GN | Ground Floor | G.31B | 99939 | Unusable Spaces | 99939 | Unusable Spaces | 0.06 | VSR | 8 | Non Useable Floor Area Space Group | 840 | Non-usable - Service riser |  | Unknown | 0.00 | NO
North Terrace_NT20-The Braggs_Ground Floor_G.31C _ VSR | NT-NT20-GN-G.31C | NT20-GN-G.31C-VSR | North Terrace | NT | NT20 | The Braggs | GN | Ground Floor | G.31C | 99939 | Unusable Spaces | 99939 | Unusable Spaces | 0.07 | VSR | 8 | Non Useable Floor Area Space Group | 840 | Non-usable - Service riser |  | Unknown | 0.00 | NO
North Terrace_NT20-The Braggs_Ground Floor_G.31D _ VSR | NT-NT20-GN-G.31D | NT20-GN-G.31D-VSR | North Terrace | NT | NT20 | The Braggs | GN | Ground Floor | G.31D | 99939 | Unusable Spaces | 99939 | Unusable Spaces | 0.07 | VSR | 8 | Non Useable Floor Area Space Group | 840 | Non-usable - Service riser |  | Unknown | 0.00 | NO
North Terrace_NT20-The Braggs_Ground Floor_G.32 _ Delivery Dock | NT-NT20-GN-G.32 | NT20-GN-G.32-Delivery Dock | North Terrace | NT | NT20 | The Braggs | GN | Ground Floor | G.32 | 859 | Infrastructure Office | 859 | Infrastructure | 32.09 | Delivery Dock | 8 | Non Useable Floor Area Space Group | 807 | Non-usable - Garage/Loading bay |  | Excellent | 0.00 | NO
North Terrace_NT20-The Braggs_Ground Floor_G.33 _ Etch Laboratory | NT-NT20-GN-G.33 | NT20-GN-G.33-Etch Laboratory | North Terrace | NT | NT20 | The Braggs | GN | Ground Floor | G.33 | 284 | School of Physical Sciences | 284 | School of Physical Sciences | 29.49 | Etch Laboratory | 3 | Specialist Teaching or Research Space Group | 306 | Laboratory - Scientific/Medical/Engineering - WET - Postgraduate/Research |  | Excellent | 9,777.41 | NO
North Terrace_NT20-The Braggs_Ground Floor_G.33A _ VSR | NT-NT20-GN-G.33A | NT20-GN-G.33A-VSR | North Terrace | NT | NT20 | The Braggs | GN | Ground Floor | G.33A | 99939 | Unusable Spaces | 99939 | Unusable Spaces | 0.5 | VSR | 8 | Non Useable Floor Area Space Group | 840 | Non-usable - Service riser |  | Unknown | 0.00 | NO
North Terrace_NT20-The Braggs_Ground Floor_G.33B _ VSR | NT-NT20-GN-G.33B | NT20-GN-G.33B-VSR | North Terrace | NT | NT20 | The Braggs | GN | Ground Floor | G.33B | 99939 | Unusable Spaces | 99939 | Unusable Spaces | 0.83 | VSR | 8 | Non Useable Floor Area Space Group | 840 | Non-usable - Service riser |  | Unknown | 0.00 | NO
North Terrace_NT20-The Braggs_Ground Floor_G.34 _ Switch Room | NT-NT20-GN-G.34 | NT20-GN-G.34-Switch Room | North Terrace | NT | NT20 | The Braggs | GN | Ground Floor | G.34 | 99939 | Unusable Spaces | 99939 | Unusable Spaces | 15.67 | Switch Room | 8 | Non Useable Floor Area Space Group | 815 | Non-usable - Switch room |  | Excellent | 0.00 | NO
North Terrace_NT20-The Braggs_Ground Floor_G.35 _ Dosing Plant | NT-NT20-GN-G.35 | NT20-GN-G.35-Dosing Plant | North Terrace | NT | NT20 | The Braggs | GN | Ground Floor | G.35 | 859 | Infrastructure Office | 859 | Infrastructure | 4.68 | Dosing Plant | 4 | Ancillary Area Space Group | 401 | Ancillary Area - Laboratory Service and Preparation |  | Excellent | 1,026.66 | NO
North Terrace_NT20-The Braggs_Ground Floor_G.36 _ Fork Lift | NT-NT20-GN-G.36 | NT20-GN-G.36-Fork Lift | North Terrace | NT | NT20 | The Braggs | GN | Ground Floor | G.36 | 99939 | Unusable Spaces | 99939 | Unusable Spaces | 7.24 | Fork Lift | 8 | Non Useable Floor Area Space Group | 807 | Non-usable - Garage/Loading bay |  | Unknown | 0.00 | NO
North Terrace_NT20-The Braggs_Ground Floor_G.37 _ Dock Store | NT-NT20-GN-G.37 | NT20-GN-G.37-Dock Store | North Terrace | NT | NT20 | The Braggs | GN | Ground Floor | G.37 | 859 | Infrastructure Office | 859 | Infrastructure | 8.21 | Dock Store | 4 | Ancillary Area Space Group | 419 | Ancillary Area - Store Room - Generic |  | Excellent | 1,801.04 | NO
North Terrace_NT20-The Braggs_Ground Floor_G.37A _ VSR | NT-NT20-GN-G.37A | NT20-GN-G.37A-VSR | North Terrace | NT | NT20 | The Braggs | GN | Ground Floor | G.37A | 99939 | Unusable Spaces | 99939 | Unusable Spaces | 0.57 | VSR | 8 | Non Useable Floor Area Space Group | 840 | Non-usable - Service riser |  | Unknown | 0.00 | NO
North Terrace_NT20-The Braggs_Ground Floor_G.38 _ Sonic Mill | NT-NT20-GN-G.38 | NT20-GN-G.38-Sonic Mill | North Terrace | NT | NT20 | The Braggs | GN | Ground Floor | G.38 | 284 | School of Physical Sciences | 284 | School of Physical Sciences | 20.98 | Sonic Mill | 3 | Specialist Teaching or Research Space Group | 307 | Laboratory - Scientific/Medical/Engineering - DRY - Postgraduate/Research |  | Excellent | 6,955.92 | NO
North Terrace_NT20-The Braggs_Ground Floor_G.38A _ VSR | NT-NT20-GN-G.38A | NT20-GN-G.38A-VSR | North Terrace | NT | NT20 | The Braggs | GN | Ground Floor | G.38A | 99939 | Unusable Spaces | 99939 | Unusable Spaces | 0.39 | VSR | 8 | Non Useable Floor Area Space Group | 840 | Non-usable - Service riser |  | Unknown | 0.00 | NO
North Terrace_NT20-The Braggs_Ground Floor_G.39 _ Environ Genomics | NT-NT20-GN-G.39 | NT20-GN-G.39-Environ Genomics | North Terrace | NT | NT20 | The Braggs | GN | Ground Floor | G.39 | 285 | School of Biological Sciences | 285 | School of Biological Sciences | 28 | Environ Genomics | 3 | Specialist Teaching or Research Space Group | 303 | Laboratory - Scientific PC2/PC3/PC4 |  | Excellent | 9,283.40 | NO
North Terrace_NT20-The Braggs_Ground Floor_G.50 _ Store | NT-NT20-GN-G.50 | NT20-GN-G.50-Store | North Terrace | NT | NT20 | The Braggs | GN | Ground Floor | G.50 | 284 | School of Physical Sciences | 284 | School of Physical Sciences | 8.33 | Store | 4 | Ancillary Area Space Group | 419 | Ancillary Area - Store Room - Generic |  | Excellent | 1,827.36 | NO
North Terrace_NT20-The Braggs_Ground Floor_G.51 _ Stacking | NT-NT20-GN-G.51 | NT20-GN-G.51-Stacking | North Terrace | NT | NT20 | The Braggs | GN | Ground Floor | G.51 | 284 | School of Physical Sciences | 284 | School of Physical Sciences | 8.59 | Stacking | 4 | Ancillary Area Space Group | 419 | Ancillary Area - Store Room - Generic |  | Excellent | 1,884.40 | NO
North Terrace_NT20-The Braggs_Ground Floor_G.52 _ VSR | NT-NT20-GN-G.52 | NT20-GN-G.52-VSR | North Terrace | NT | NT20 | The Braggs | GN | Ground Floor | G.52 | 99939 | Unusable Spaces | 99939 | Unusable Spaces | 3.23 | VSR | 8 | Non Useable Floor Area Space Group | 840 | Non-usable - Service riser |  | Excellent | 0.00 | NO
North Terrace_NT20-The Braggs_Ground Floor_G.53 _ Laboratory Gas Store | NT-NT20-GN-G.53 | NT20-GN-G.53-Laboratory Gas Store | North Terrace | NT | NT20 | The Braggs | GN | Ground Floor | G.53 | 284 | School of Physical Sciences | 284 | School of Physical Sciences | 13.58 | Laboratory Gas Store | 4 | Ancillary Area Space Group | 418 | Ancillary Area - Dangerous goods storage |  | Excellent | 2,979.06 | NO
North Terrace_NT20-The Braggs_Ground Floor_G.54 _ VSR | NT-NT20-GN-G.54 | NT20-GN-G.54-VSR | North Terrace | NT | NT20 | The Braggs | GN | Ground Floor | G.54 | 99939 | Unusable Spaces | 99939 | Unusable Spaces | 1.81 | VSR | 8 | Non Useable Floor Area Space Group | 840 | Non-usable - Service riser |  | Unknown | 0.00 | NO
North Terrace_NT20-The Braggs_Ground Floor_G.54A _ VSR | NT-NT20-GN-G.54A | NT20-GN-G.54A-VSR | North Terrace | NT | NT20 | The Braggs | GN | Ground Floor | G.54A | 99939 | Unusable Spaces | 99939 | Unusable Spaces | 1.03 | VSR | 8 | Non Useable Floor Area Space Group | 840 | Non-usable - Service riser |  | Unknown | 0.00 | NO
North Terrace_NT20-The Braggs_Ground Floor_G.55 _ EXH | NT-NT20-GN-G.55 | NT20-GN-G.55-EXH | North Terrace | NT | NT20 | The Braggs | GN | Ground Floor | G.55 | 99939 | Unusable Spaces | 99939 | Unusable Spaces | 1.6 | EXH | 8 | Non Useable Floor Area Space Group | 840 | Non-usable - Service riser |  | Unknown | 0.00 | NO
North Terrace_NT20-The Braggs_Ground Floor_G.60 _ "The Braggs Lecture Theatre" | NT-NT20-GN-G.60 | NT20-GN-G.60-"The Braggs Lecture Theatre" | North Terrace | NT | NT20 | The Braggs | GN | Ground Floor | G.60 | 99998 | Central Common Teaching Areas (In Use) | 952 | Corporate Services Division Admin | 508.32 | "The Braggs Lecture Theatre" | 2 | Teaching Space Group | 202 | Lecture Theatre (> 100 seats) |  | Good | 131,458.04 | NO
North Terrace_NT20-The Braggs_Ground Floor_G.75 _ Stair | NT-NT20-GN-G.75 | NT20-GN-G.75-Stair | North Terrace | NT | NT20 | The Braggs | GN | Ground Floor | G.75 | 99939 | Unusable Spaces | 99939 | Unusable Spaces | 13.27 | Stair | 8 | Non Useable Floor Area Space Group | 805 | Non-usable - Circulation space |  | Unknown | 0.00 | NO
North Terrace_NT20-The Braggs_Ground Floor_G.75A _ VSR | NT-NT20-GN-G.75A | NT20-GN-G.75A-VSR | North Terrace | NT | NT20 | The Braggs | GN | Ground Floor | G.75A | 99939 | Unusable Spaces | 99939 | Unusable Spaces | 1.38 | VSR | 8 | Non Useable Floor Area Space Group | 840 | Non-usable - Service riser |  | Unknown | 0.00 | NO
North Terrace_NT20-The Braggs_Ground Floor_G.76 _ Theatre Foyer | NT-NT20-GN-G.76 | NT20-GN-G.76-Theatre Foyer | North Terrace | NT | NT20 | The Braggs | GN | Ground Floor | G.76 | 99939 | Unusable Spaces | 99939 | Unusable Spaces | 109.91 | Theatre Foyer | 6 | General Facility Space Group | 623 | General Facility - Waiting Area/Foyer/Reception Area |  | Unknown | 0.00 | NO
North Terrace_NT20-The Braggs_Ground Floor_G.76A _ VSR | NT-NT20-GN-G.76A | NT20-GN-G.76A-VSR | North Terrace | NT | NT20 | The Braggs | GN | Ground Floor | G.76A | 99939 | Unusable Spaces | 99939 | Unusable Spaces | 1.84 | VSR | 8 | Non Useable Floor Area Space Group | 840 | Non-usable - Service riser |  | Unknown | 0.00 | NO
North Terrace_NT20-The Braggs_Ground Floor_G.76B _ Vending Machine | NT-NT20-GN-G.76B | NT20-GN-G.76B-Vending Machine | North Terrace | NT | NT20 | The Braggs | GN | Ground Floor | G.76B | 99994 | Uni of Adelaide Student Union Association | 859 | Infrastructure | 1.16 | Vending Machine | 6 | General Facility Space Group | 611 | General Facility - Commercial/Business/Retail Facilities |  | Unknown | 0.00 | NO
North Terrace_NT20-The Braggs_Ground Floor_G.77 _ Theatre Entry - North | NT-NT20-GN-G.77 | NT20-GN-G.77-Theatre Entry - North | North Terrace | NT | NT20 | The Braggs | GN | Ground Floor | G.77 | 99939 | Unusable Spaces | 99939 | Unusable Spaces | 15.57 | Theatre Entry - North | 8 | Non Useable Floor Area Space Group | 805 | Non-usable - Circulation space |  | Unknown | 0.00 | NO
North Terrace_NT20-The Braggs_Ground Floor_G.78 _ Theatre Entry - South | NT-NT20-GN-G.78 | NT20-GN-G.78-Theatre Entry - South | North Terrace | NT | NT20 | The Braggs | GN | Ground Floor | G.78 | 99939 | Unusable Spaces | 99939 | Unusable Spaces | 15.79 | Theatre Entry - South | 8 | Non Useable Floor Area Space Group | 805 | Non-usable - Circulation space |  | Unknown | 0.00 | NO
North Terrace_NT20-The Braggs_Ground Floor_G.79 _ Store | NT-NT20-GN-G.79 | NT20-GN-G.79-Store | North Terrace | NT | NT20 | The Braggs | GN | Ground Floor | G.79 | 99998 | Central Common Teaching Areas (In Use) | 952 | Corporate Services Division Admin | 6.91 | Store | 4 | Ancillary Area Space Group | 419 | Ancillary Area - Store Room - Generic |  | Excellent | 1,515.86 | NO
North Terrace_NT20-The Braggs_Ground Floor_G.80 _ VSR | NT-NT20-GN-G.80 | NT20-GN-G.80-VSR | North Terrace | NT | NT20 | The Braggs | GN | Ground Floor | G.80 | 99939 | Unusable Spaces | 99939 | Unusable Spaces | 1.62 | VSR | 8 | Non Useable Floor Area Space Group | 840 | Non-usable - Service riser |  | Excellent | 0.00 | NO
North Terrace_NT20-The Braggs_Ground Floor_G.88 _ VSR | NT-NT20-GN-G.88 | NT20-GN-G.88-VSR | North Terrace | NT | NT20 | The Braggs | GN | Ground Floor | G.88 | 99939 | Unusable Spaces | 99939 | Unusable Spaces | 1.4 | VSR | 8 | Non Useable Floor Area Space Group | 840 | Non-usable - Service riser |  | Unknown | 0.00 | NO
North Terrace_NT20-The Braggs_Ground Floor_G.89 _ West Riser B | NT-NT20-GN-G.89 | NT20-GN-G.89-West Riser B | North Terrace | NT | NT20 | The Braggs | GN | Ground Floor | G.89 | 99939 | Unusable Spaces | 99939 | Unusable Spaces | 3.04 | West Riser B | 8 | Non Useable Floor Area Space Group | 840 | Non-usable - Service riser |  | Unknown | 0.00 | NO
North Terrace_NT20-The Braggs_Ground Floor_G.90 _ West Riser A | NT-NT20-GN-G.90 | NT20-GN-G.90-West Riser A | North Terrace | NT | NT20 | The Braggs | GN | Ground Floor | G.90 | 99939 | Unusable Spaces | 99939 | Unusable Spaces | 8.31 | West Riser A | 8 | Non Useable Floor Area Space Group | 840 | Non-usable - Service riser |  | Unknown | 0.00 | NO
North Terrace_NT20-The Braggs_Ground Floor_G.90A _ VSR | NT-NT20-GN-G.90A | NT20-GN-G.90A-VSR | North Terrace | NT | NT20 | The Braggs | GN | Ground Floor | G.90A | 99939 | Unusable Spaces | 99939 | Unusable Spaces | 1.38 | VSR | 8 | Non Useable Floor Area Space Group | 840 | Non-usable - Service riser |  | Unknown | 0.00 | NO
North Terrace_NT20-The Braggs_Ground Floor_G.91 _ Stair | NT-NT20-GN-G.91 | NT20-GN-G.91-Stair | North Terrace | NT | NT20 | The Braggs | GN | Ground Floor | G.91 | 99939 | Unusable Spaces | 99939 | Unusable Spaces | 12.77 | Stair | 8 | Non Useable Floor Area Space Group | 805 | Non-usable - Circulation space |  | Unknown | 0.00 | NO
North Terrace_NT21-Ingkarni Wardli_Level One_1.00 _ Lift Lobby | NT-NT21-01-1.00 | NT21-01-1.00-Lift Lobby | North Terrace | NT | NT21 | Ingkarni Wardli | 01 | Level One | 1.00 | 99939 | Unusable Spaces | 99939 | Unusable Spaces | 46.94 | Lift Lobby | 8 | Non Useable Floor Area Space Group | 805 | Non-usable - Circulation space |  | Unknown | 0.00 | NO
North Terrace_NT21-Ingkarni Wardli_Level One_1.00A _ Corr. | NT-NT21-01-1.00A | NT21-01-1.00A-Corr. | North Terrace | NT | NT21 | Ingkarni Wardli | 01 | Level One | 1.00A | 99939 | Unusable Spaces | 99939 | Unusable Spaces | 15.03 | Corr. | 8 | Non Useable Floor Area Space Group | 805 | Non-usable - Circulation space |  | Unknown | 0.00 | NO
North Terrace_NT21-Ingkarni Wardli_Level One_1.00B _ Corr. | NT-NT21-01-1.00B | NT21-01-1.00B-Corr. | North Terrace | NT | NT21 | Ingkarni Wardli | 01 | Level One | 1.00B | 99939 | Unusable Spaces | 99939 | Unusable Spaces | 32.1 | Corr. | 8 | Non Useable Floor Area Space Group | 805 | Non-usable - Circulation space |  | Unknown | 0.00 | NO
North Terrace_NT21-Ingkarni Wardli_Level One_1.00C _ Corr. | NT-NT21-01-1.00C | NT21-01-1.00C-Corr. | North Terrace | NT | NT21 | Ingkarni Wardli | 01 | Level One | 1.00C | 99939 | Unusable Spaces | 99939 | Unusable Spaces | 40.67 | Corr. | 8 | Non Useable Floor Area Space Group | 805 | Non-usable - Circulation space |  | Unknown | 0.00 | NO
North Terrace_NT21-Ingkarni Wardli_Level One_1.00E _ Riser | NT-NT21-01-1.00E | NT21-01-1.00E-Riser | North Terrace | NT | NT21 | Ingkarni Wardli | 01 | Level One | 1.00E | 99939 | Unusable Spaces | 99939 | Unusable Spaces | 1.95 | Riser | 8 | Non Useable Floor Area Space Group | 840 | Non-usable - Service riser |  | Unknown | 0.00 | NO
North Terrace_NT21-Ingkarni Wardli_Level One_1.00F _ Riser | NT-NT21-01-1.00F | NT21-01-1.00F-Riser | North Terrace | NT | NT21 | Ingkarni Wardli | 01 | Level One | 1.00F | 99939 | Unusable Spaces | 99939 | Unusable Spaces | 2.07 | Riser | 8 | Non Useable Floor Area Space Group | 840 | Non-usable - Service riser |  | Unknown | 0.00 | NO
North Terrace_NT21-Ingkarni Wardli_Level One_1.00G _ Stair | NT-NT21-01-1.00G | NT21-01-1.00G-Stair | North Terrace | NT | NT21 | Ingkarni Wardli | 01 | Level One | 1.00G | 99939 | Unusable Spaces | 99939 | Unusable Spaces | 9.42 | Stair | 8 | Non Useable Floor Area Space Group | 805 | Non-usable - Circulation space |  | Unknown | 0.00 | NO
North Terrace_NT21-Ingkarni Wardli_Level One_1.01 _ Fire Stair 1 | NT-NT21-01-1.01 | NT21-01-1.01-Fire Stair 1 | North Terrace | NT | NT21 | Ingkarni Wardli | 01 | Level One | 1.01 | 99939 | Unusable Spaces | 99939 | Unusable Spaces | 12.23 | Fire Stair 1 | 8 | Non Useable Floor Area Space Group | 805 | Non-usable - Circulation space |  | Unknown | 0.00 | NO
North Terrace_NT21-Ingkarni Wardli_Level One_1.01A _ FHR | NT-NT21-01-1.01A | NT21-01-1.01A-FHR | North Terrace | NT | NT21 | Ingkarni Wardli | 01 | Level One | 1.01A | 99939 | Unusable Spaces | 99939 | Unusable Spaces | 0.36 | FHR | 8 | Non Useable Floor Area Space Group | 840 | Non-usable - Service riser |  | Unknown | 0.00 | NO
North Terrace_NT21-Ingkarni Wardli_Level One_1.02 _ Plantroom | NT-NT21-01-1.02 | NT21-01-1.02-Plantroom | North Terrace | NT | NT21 | Ingkarni Wardli | 01 | Level One | 1.02 | 99939 | Unusable Spaces | 99939 | Unusable Spaces | 23.04 | Plantroom | 8 | Non Useable Floor Area Space Group | 811 | Non-usable - Plant room other |  | Unknown | 0.00 | NO
North Terrace_NT21-Ingkarni Wardli_Level One_1.03 _ WC - U - Access (LH+S) | NT-NT21-01-1.03 | NT21-01-1.03-WC - U - Access (LH+S) | North Terrace | NT | NT21 | Ingkarni Wardli | 01 | Level One | 1.03 | 99939 | Unusable Spaces | 99939 | Unusable Spaces | 6.72 | WC - U - Access (LH+S) | 8 | Non Useable Floor Area Space Group | 818 | Non-usable - Toilets/Amenities - Unisex Accessible |  | Unknown | 0.00 | NO
North Terrace_NT21-Ingkarni Wardli_Level One_1.03A _ Riser | NT-NT21-01-1.03A | NT21-01-1.03A-Riser | North Terrace | NT | NT21 | Ingkarni Wardli | 01 | Level One | 1.03A | 99939 | Unusable Spaces | 99939 | Unusable Spaces | 0.9 | Riser | 8 | Non Useable Floor Area Space Group | 840 | Non-usable - Service riser |  | Unknown | 0.00 | NO
North Terrace_NT21-Ingkarni Wardli_Level One_1.03B _ Riser | NT-NT21-01-1.03B | NT21-01-1.03B-Riser | North Terrace | NT | NT21 | Ingkarni Wardli | 01 | Level One | 1.03B | 99939 | Unusable Spaces | 99939 | Unusable Spaces | 0.75 | Riser | 8 | Non Useable Floor Area Space Group | 840 | Non-usable - Service riser |  | Unknown | 0.00 | NO
North Terrace_NT21-Ingkarni Wardli_Level One_1.04 _ WC - F | NT-NT21-01-1.04 | NT21-01-1.04-WC - F | North Terrace | NT | NT21 | Ingkarni Wardli | 01 | Level One | 1.04 | 99939 | Unusable Spaces | 99939 | Unusable Spaces | 15.97 | WC - F | 8 | Non Useable Floor Area Space Group | 820 | Non-usable - Toilets/Amenities - Female |  | Unknown | 0.00 | NO
North Terrace_NT21-Ingkarni Wardli_Level One_1.05 _ WC - F | NT-NT21-01-1.05 | NT21-01-1.05-WC - F | North Terrace | NT | NT21 | Ingkarni Wardli | 01 | Level One | 1.05 | 99939 | Unusable Spaces | 99939 | Unusable Spaces | 8.26 | WC - F | 8 | Non Useable Floor Area Space Group | 820 | Non-usable - Toilets/Amenities - Female |  | Unknown | 0.00 | NO
North Terrace_NT21-Ingkarni Wardli_Level One_1.06 _ WC - M | NT-NT21-01-1.06 | NT21-01-1.06-WC - M | North Terrace | NT | NT21 | Ingkarni Wardli | 01 | Level One | 1.06 | 99939 | Unusable Spaces | 99939 | Unusable Spaces | 14.4 | WC - M | 8 | Non Useable Floor Area Space Group | 821 | Non-usable - Toilets/Amenities - Male |  | Unknown | 0.00 | NO
North Terrace_NT21-Ingkarni Wardli_Level One_1.07 _ WC - M (wash) | NT-NT21-01-1.07 | NT21-01-1.07-WC - M (wash) | North Terrace | NT | NT21 | Ingkarni Wardli | 01 | Level One | 1.07 | 99939 | Unusable Spaces | 99939 | Unusable Spaces | 8.26 | WC - M (wash) | 8 | Non Useable Floor Area Space Group | 821 | Non-usable - Toilets/Amenities - Male |  | Unknown | 0.00 | NO
North Terrace_NT21-Ingkarni Wardli_Level One_1.08 _ Comms | NT-NT21-01-1.08 | NT21-01-1.08-Comms | North Terrace | NT | NT21 | Ingkarni Wardli | 01 | Level One | 1.08 | 850 | ITDS Branch Central Costs | 869 | Information Technology and Digital Services | 9.78 | Comms | 8 | Non Useable Floor Area Space Group | 812 | Non-usable - Comms/network system/Telephone/PABX |  | Excellent | 0.00 | NO
North Terrace_NT21-Ingkarni Wardli_Level One_1.08A _ Riser | NT-NT21-01-1.08A | NT21-01-1.08A-Riser | North Terrace | NT | NT21 | Ingkarni Wardli | 01 | Level One | 1.08A | 99939 | Unusable Spaces | 99939 | Unusable Spaces | 0.15 | Riser | 8 | Non Useable Floor Area Space Group | 840 | Non-usable - Service riser |  | Unknown | 0.00 | NO
North Terrace_NT21-Ingkarni Wardli_Level One_1.09 _ Store | NT-NT21-01-1.09 | NT21-01-1.09-Store | North Terrace | NT | NT21 | Ingkarni Wardli | 01 | Level One | 1.09 | 214 | ECMS Infrastructure | 214 | ECMS Faculty Services | 4.08 | Store | 4 | Ancillary Area Space Group | 419 | Ancillary Area - Store Room - Generic |  | Excellent | 895.04 | NO
North Terrace_NT21-Ingkarni Wardli_Level One_1.10 _ Plantroom | NT-NT21-01-1.10 | NT21-01-1.10-Plantroom | North Terrace | NT | NT21 | Ingkarni Wardli | 01 | Level One | 1.10 | 99939 | Unusable Spaces | 99939 | Unusable Spaces | 23.05 | Plantroom | 8 | Non Useable Floor Area Space Group | 811 | Non-usable - Plant room other |  | Unknown | 0.00 | NO
North Terrace_NT21-Ingkarni Wardli_Level One_1.11 _ Fire Stair 2 | NT-NT21-01-1.11 | NT21-01-1.11-Fire Stair 2 | North Terrace | NT | NT21 | Ingkarni Wardli | 01 | Level One | 1.11 | 99939 | Unusable Spaces | 99939 | Unusable Spaces | 13.72 | Fire Stair 2 | 8 | Non Useable Floor Area Space Group | 805 | Non-usable - Circulation space |  | Unknown | 0.00 | NO
North Terrace_NT21-Ingkarni Wardli_Level One_1.11A _ Riser | NT-NT21-01-1.11A | NT21-01-1.11A-Riser | North Terrace | NT | NT21 | Ingkarni Wardli | 01 | Level One | 1.11A | 99939 | Unusable Spaces | 99939 | Unusable Spaces | 2.46 | Riser | 8 | Non Useable Floor Area Space Group | 840 | Non-usable - Service riser |  | Unknown | 0.00 | NO
North Terrace_NT21-Ingkarni Wardli_Level One_1.11B _ Riser | NT-NT21-01-1.11B | NT21-01-1.11B-Riser | North Terrace | NT | NT21 | Ingkarni Wardli | 01 | Level One | 1.11B | 99939 | Unusable Spaces | 99939 | Unusable Spaces | 6.05 | Riser | 8 | Non Useable Floor Area Space Group | 840 | Non-usable - Service riser |  | Unknown | 0.00 | NO
North Terrace_NT21-Ingkarni Wardli_Level One_1.11C _ Riser | NT-NT21-01-1.11C | NT21-01-1.11C-Riser | North Terrace | NT | NT21 | Ingkarni Wardli | 01 | Level One | 1.11C | 99939 | Unusable Spaces | 99939 | Unusable Spaces | 2.46 | Riser | 8 | Non Useable Floor Area Space Group | 840 | Non-usable - Service riser |  | Unknown | 0.00 | NO
North Terrace_NT21-Ingkarni Wardli_Level One_1.12 _ Stair 9 | NT-NT21-01-1.12 | NT21-01-1.12-Stair 9 | North Terrace | NT | NT21 | Ingkarni Wardli | 01 | Level One | 1.12 | 99939 | Unusable Spaces | 99939 | Unusable Spaces | 6.21 | Stair 9 | 8 | Non Useable Floor Area Space Group | 805 | Non-usable - Circulation space |  | Unknown | 0.00 | NO
North Terrace_NT21-Ingkarni Wardli_Level One_1.13 _ A/L | NT-NT21-01-1.13 | NT21-01-1.13-A/L | North Terrace | NT | NT21 | Ingkarni Wardli | 01 | Level One | 1.13 | 99939 | Unusable Spaces | 99939 | Unusable Spaces | 7.99 | A/L | 8 | Non Useable Floor Area Space Group | 805 | Non-usable - Circulation space |  | Unknown | 0.00 | NO
North Terrace_NT21-Ingkarni Wardli_Level One_1.14A _ Student Group Work Area | NT-NT21-01-1.14A | NT21-01-1.14A-Student Group Work Area | North Terrace | NT | NT21 | Ingkarni Wardli | 01 | Level One | 1.14A | 214 | ECMS Infrastructure | 214 | ECMS Faculty Services | 60.77 | Student Group Work Area | 5 | Library, IT and Learning Space Group | 517 | Informal Learning | INFORMAL-PRIM-C | Good | 14,427.71 | NO
North Terrace_NT21-Ingkarni Wardli_Level One_1.14B _ Student Group Work Area | NT-NT21-01-1.14B | NT21-01-1.14B-Student Group Work Area | North Terrace | NT | NT21 | Ingkarni Wardli | 01 | Level One | 1.14B | 214 | ECMS Infrastructure | 214 | ECMS Faculty Services | 43.13 | Student Group Work Area | 5 | Library, IT and Learning Space Group | 517 | Informal Learning | INFORMAL-PRIM-C | Good | 10,239.71 | NO
North Terrace_NT21-Ingkarni Wardli_Level One_1.15 _ Student Group Work Area | NT-NT21-01-1.15 | NT21-01-1.15-Student Group Work Area | North Terrace | NT | NT21 | Ingkarni Wardli | 01 | Level One | 1.15 | 214 | ECMS Infrastructure | 214 | ECMS Faculty Services | 37.03 | Student Group Work Area | 5 | Library, IT and Learning Space Group | 517 | Informal Learning | INFORMAL-PRIM-C | Good | 8,791.48 | NO
North Terrace_NT21-Ingkarni Wardli_Level One_1.16 _ Quiet Room | NT-NT21-01-1.16 | NT21-01-1.16-Quiet Room | North Terrace | NT | NT21 | Ingkarni Wardli | 01 | Level One | 1.16 | 214 | ECMS Infrastructure | 214 | ECMS Faculty Services | 5.76 | Quiet Room | 1 | Office Space Group | 119 | Informal Work Space |  | Excellent | 1,435.89 | NO
North Terrace_NT21-Ingkarni Wardli_Level One_1.17 _ Student Group Work Area | NT-NT21-01-1.17 | NT21-01-1.17-Student Group Work Area | North Terrace | NT | NT21 | Ingkarni Wardli | 01 | Level One | 1.17 | 214 | ECMS Infrastructure | 214 | ECMS Faculty Services | 67.79 | Student Group Work Area | 5 | Library, IT and Learning Space Group | 517 | Informal Learning |  | Good | 16,094.36 | NO
North Terrace_NT21-Ingkarni Wardli_Level One_1.18 _ Office | NT-NT21-01-1.18 | NT21-01-1.18-Office | North Terrace | NT | NT21 | Ingkarni Wardli | 01 | Level One | 1.18 | 214 | ECMS Infrastructure | 214 | ECMS Faculty Services | 8.05 | Office | 1 | Office Space Group | 101 | Office - Academic Staff |  | Excellent | 2,006.75 | NO
North Terrace_NT21-Ingkarni Wardli_Level One_1.19 _ Office | NT-NT21-01-1.19 | NT21-01-1.19-Office | North Terrace | NT | NT21 | Ingkarni Wardli | 01 | Level One | 1.19 | 214 | ECMS Infrastructure | 214 | ECMS Faculty Services | 10.85 | Office | 1 | Office Space Group | 101 | Office - Academic Staff |  | Excellent | 2,704.75 | NO
North Terrace_NT21-Ingkarni Wardli_Level One_1.20 _ Office | NT-NT21-01-1.20 | NT21-01-1.20-Office | North Terrace | NT | NT21 | Ingkarni Wardli | 01 | Level One | 1.20 | 214 | ECMS Infrastructure | 214 | ECMS Faculty Services | 11.27 | Office | 1 | Office Space Group | 101 | Office - Academic Staff |  | Excellent | 2,809.45 | NO
North Terrace_NT21-Ingkarni Wardli_Level One_1.21 _ Office | NT-NT21-01-1.21 | NT21-01-1.21-Office | North Terrace | NT | NT21 | Ingkarni Wardli | 01 | Level One | 1.21 | 214 | ECMS Infrastructure | 214 | ECMS Faculty Services | 11.28 | Office | 1 | Office Space Group | 101 | Office - Academic Staff |  | Excellent | 2,811.94 | NO
North Terrace_NT21-Ingkarni Wardli_Level One_1.22 _ Office | NT-NT21-01-1.22 | NT21-01-1.22-Office | North Terrace | NT | NT21 | Ingkarni Wardli | 01 | Level One | 1.22 | 214 | ECMS Infrastructure | 214 | ECMS Faculty Services | 10.54 | Office | 1 | Office Space Group | 101 | Office - Academic Staff |  | Excellent | 2,627.47 | NO
North Terrace_NT21-Ingkarni Wardli_Level One_1.23 _ Office | NT-NT21-01-1.23 | NT21-01-1.23-Office | North Terrace | NT | NT21 | Ingkarni Wardli | 01 | Level One | 1.23 | 214 | ECMS Infrastructure | 214 | ECMS Faculty Services | 10.45 | Office | 1 | Office Space Group | 114 | Open Plan - Research Students |  | Excellent | 2,605.04 | NO
North Terrace_NT21-Ingkarni Wardli_Level One_1.23A _ Riser | NT-NT21-01-1.23A | NT21-01-1.23A-Riser | North Terrace | NT | NT21 | Ingkarni Wardli | 01 | Level One | 1.23A | 99939 | Unusable Spaces | 99939 | Unusable Spaces | 0.52 | Riser | 8 | Non Useable Floor Area Space Group | 840 | Non-usable - Service riser |  | Unknown | 0.00 | NO
North Terrace_NT21-Ingkarni Wardli_Level One_1.23B _ Riser | NT-NT21-01-1.23B | NT21-01-1.23B-Riser | North Terrace | NT | NT21 | Ingkarni Wardli | 01 | Level One | 1.23B | 99939 | Unusable Spaces | 99939 | Unusable Spaces | 0.12 | Riser | 8 | Non Useable Floor Area Space Group | 840 | Non-usable - Service riser |  | Unknown | 0.00 | NO
North Terrace_NT21-Ingkarni Wardli_Level One_1.24 _ Open Plan - circ | NT-NT21-01-1.24 | NT21-01-1.24-Open Plan - circ | North Terrace | NT | NT21 | Ingkarni Wardli | 01 | Level One | 1.24 | 214 | ECMS Infrastructure | 214 | ECMS Faculty Services | 32.05 | Open Plan - circ | 1 | Office Space Group | 111 | Open Plan - Specific type not defined |  | Excellent | 7,989.61 | NO
North Terrace_NT21-Ingkarni Wardli_Level One_1.24.01 _ Workstation | NT-NT21-01-1.24.01 | NT21-01-1.24.01-Workstation | North Terrace | NT | NT21 | Ingkarni Wardli | 01 | Level One | 1.24.01 | 214 | ECMS Infrastructure | 214 | ECMS Faculty Services | 4.49 | Workstation | 1 | Office Space Group | 111 | Open Plan - Specific type not defined |  | Excellent | 1,119.29 | NO
North Terrace_NT21-Ingkarni Wardli_Level One_1.24.02 _ Workstation | NT-NT21-01-1.24.02 | NT21-01-1.24.02-Workstation | North Terrace | NT | NT21 | Ingkarni Wardli | 01 | Level One | 1.24.02 | 214 | ECMS Infrastructure | 214 | ECMS Faculty Services | 4.25 | Workstation | 1 | Office Space Group | 111 | Open Plan - Specific type not defined |  | Excellent | 1,059.46 | NO
North Terrace_NT21-Ingkarni Wardli_Level One_1.24.03 _ Workstation | NT-NT21-01-1.24.03 | NT21-01-1.24.03-Workstation | North Terrace | NT | NT21 | Ingkarni Wardli | 01 | Level One | 1.24.03 | 214 | ECMS Infrastructure | 214 | ECMS Faculty Services | 3.19 | Workstation | 1 | Office Space Group | 111 | Open Plan - Specific type not defined |  | Excellent | 795.22 | NO
North Terrace_NT21-Ingkarni Wardli_Level One_1.24.04 _ Workstation | NT-NT21-01-1.24.04 | NT21-01-1.24.04-Workstation | North Terrace | NT | NT21 | Ingkarni Wardli | 01 | Level One | 1.24.04 | 214 | ECMS Infrastructure | 214 | ECMS Faculty Services | 3.19 | Workstation | 1 | Office Space Group | 111 | Open Plan - Specific type not defined |  | Excellent | 795.22 | NO
North Terrace_NT21-Ingkarni Wardli_Level One_1.24.05 _ Workstation | NT-NT21-01-1.24.05 | NT21-01-1.24.05-Workstation | North Terrace | NT | NT21 | Ingkarni Wardli | 01 | Level One | 1.24.05 | 214 | ECMS Infrastructure | 214 | ECMS Faculty Services | 3.19 | Workstation | 1 | Office Space Group | 111 | Open Plan - Specific type not defined |  | Excellent | 795.22 | NO
North Terrace_NT21-Ingkarni Wardli_Level One_1.24.06 _ Workstation | NT-NT21-01-1.24.06 | NT21-01-1.24.06-Workstation | North Terrace | NT | NT21 | Ingkarni Wardli | 01 | Level One | 1.24.06 | 214 | ECMS Infrastructure | 214 | ECMS Faculty Services | 3.19 | Workstation | 1 | Office Space Group | 111 | Open Plan - Specific type not defined |  | Excellent | 795.22 | NO
North Terrace_NT21-Ingkarni Wardli_Level One_1.24.07 _ Workstation | NT-NT21-01-1.24.07 | NT21-01-1.24.07-Workstation | North Terrace | NT | NT21 | Ingkarni Wardli | 01 | Level One | 1.24.07 | 214 | ECMS Infrastructure | 214 | ECMS Faculty Services | 3.19 | Workstation | 1 | Office Space Group | 111 | Open Plan - Specific type not defined |  | Excellent | 795.22 | NO
North Terrace_NT21-Ingkarni Wardli_Level One_1.24.08 _ Workstation | NT-NT21-01-1.24.08 | NT21-01-1.24.08-Workstation | North Terrace | NT | NT21 | Ingkarni Wardli | 01 | Level One | 1.24.08 | 214 | ECMS Infrastructure | 214 | ECMS Faculty Services | 2.92 | Workstation | 1 | Office Space Group | 111 | Open Plan - Specific type not defined |  | Excellent | 727.91 | NO
North Terrace_NT21-Ingkarni Wardli_Level One_1.24.09 _ Workstation | NT-NT21-01-1.24.09 | NT21-01-1.24.09-Workstation | North Terrace | NT | NT21 | Ingkarni Wardli | 01 | Level One | 1.24.09 | 214 | ECMS Infrastructure | 214 | ECMS Faculty Services | 3.09 | Workstation | 1 | Office Space Group | 111 | Open Plan - Specific type not defined |  | Excellent | 770.29 | NO
North Terrace_NT21-Ingkarni Wardli_Level One_1.24.10 _ Workstation | NT-NT21-01-1.24.10 | NT21-01-1.24.10-Workstation | North Terrace | NT | NT21 | Ingkarni Wardli | 01 | Level One | 1.24.10 | 214 | ECMS Infrastructure | 214 | ECMS Faculty Services | 3.19 | Workstation | 1 | Office Space Group | 111 | Open Plan - Specific type not defined |  | Excellent | 795.22 | NO
North Terrace_NT21-Ingkarni Wardli_Level One_1.24.11 _ Workstation | NT-NT21-01-1.24.11 | NT21-01-1.24.11-Workstation | North Terrace | NT | NT21 | Ingkarni Wardli | 01 | Level One | 1.24.11 | 214 | ECMS Infrastructure | 214 | ECMS Faculty Services | 3.19 | Workstation | 1 | Office Space Group | 111 | Open Plan - Specific type not defined |  | Excellent | 795.22 | NO
North Terrace_NT21-Ingkarni Wardli_Level One_1.24.12 _ Workstation | NT-NT21-01-1.24.12 | NT21-01-1.24.12-Workstation | North Terrace | NT | NT21 | Ingkarni Wardli | 01 | Level One | 1.24.12 | 214 | ECMS Infrastructure | 214 | ECMS Faculty Services | 3.19 | Workstation | 1 | Office Space Group | 111 | Open Plan - Specific type not defined |  | Excellent | 795.22 | NO
North Terrace_NT21-Ingkarni Wardli_Level One_1.24.13 _ Workstation | NT-NT21-01-1.24.13 | NT21-01-1.24.13-Workstation | North Terrace | NT | NT21 | Ingkarni Wardli | 01 | Level One | 1.24.13 | 214 | ECMS Infrastructure | 214 | ECMS Faculty Services | 3.19 | Workstation | 1 | Office Space Group | 111 | Open Plan - Specific type not defined |  | Excellent | 795.22 | NO
North Terrace_NT21-Ingkarni Wardli_Level One_1.24.14 _ Workstation | NT-NT21-01-1.24.14 | NT21-01-1.24.14-Workstation | North Terrace | NT | NT21 | Ingkarni Wardli | 01 | Level One | 1.24.14 | 214 | ECMS Infrastructure | 214 | ECMS Faculty Services | 3.19 | Workstation | 1 | Office Space Group | 111 | Open Plan - Specific type not defined |  | Excellent | 795.22 | NO
North Terrace_NT21-Ingkarni Wardli_Level One_1.24.15 _ Workstation | NT-NT21-01-1.24.15 | NT21-01-1.24.15-Workstation | North Terrace | NT | NT21 | Ingkarni Wardli | 01 | Level One | 1.24.15 | 214 | ECMS Infrastructure | 214 | ECMS Faculty Services | 3.19 | Workstation | 1 | Office Space Group | 111 | Open Plan - Specific type not defined |  | Excellent | 795.22 | NO
North Terrace_NT21-Ingkarni Wardli_Level One_1.24.16 _ Workstation | NT-NT21-01-1.24.16 | NT21-01-1.24.16-Workstation | North Terrace | NT | NT21 | Ingkarni Wardli | 01 | Level One | 1.24.16 | 214 | ECMS Infrastructure | 214 | ECMS Faculty Services | 3.12 | Workstation | 1 | Office Space Group | 111 | Open Plan - Specific type not defined |  | Excellent | 777.77 | NO
North Terrace_NT21-Ingkarni Wardli_Level One_1.24.17 _ Workstation | NT-NT21-01-1.24.17 | NT21-01-1.24.17-Workstation | North Terrace | NT | NT21 | Ingkarni Wardli | 01 | Level One | 1.24.17 | 214 | ECMS Infrastructure | 214 | ECMS Faculty Services | 2.89 | Workstation | 1 | Office Space Group | 111 | Open Plan - Specific type not defined |  | Excellent | 720.44 | NO
North Terrace_NT21-Ingkarni Wardli_Level One_1.24.18 _ Workstation | NT-NT21-01-1.24.18 | NT21-01-1.24.18-Workstation | North Terrace | NT | NT21 | Ingkarni Wardli | 01 | Level One | 1.24.18 | 214 | ECMS Infrastructure | 214 | ECMS Faculty Services | 3.19 | Workstation | 1 | Office Space Group | 111 | Open Plan - Specific type not defined |  | Excellent | 795.22 | NO
North Terrace_NT21-Ingkarni Wardli_Level One_1.24.19 _ Workstation | NT-NT21-01-1.24.19 | NT21-01-1.24.19-Workstation | North Terrace | NT | NT21 | Ingkarni Wardli | 01 | Level One | 1.24.19 | 214 | ECMS Infrastructure | 214 | ECMS Faculty Services | 3.19 | Workstation | 1 | Office Space Group | 111 | Open Plan - Specific type not defined |  | Excellent | 795.22 | NO
North Terrace_NT21-Ingkarni Wardli_Level One_1.24.20 _ Workstation | NT-NT21-01-1.24.20 | NT21-01-1.24.20-Workstation | North Terrace | NT | NT21 | Ingkarni Wardli | 01 | Level One | 1.24.20 | 214 | ECMS Infrastructure | 214 | ECMS Faculty Services | 3.19 | Workstation | 1 | Office Space Group | 111 | Open Plan - Specific type not defined |  | Excellent | 795.22 | NO
North Terrace_NT21-Ingkarni Wardli_Level One_1.24.21 _ Workstation | NT-NT21-01-1.24.21 | NT21-01-1.24.21-Workstation | North Terrace | NT | NT21 | Ingkarni Wardli | 01 | Level One | 1.24.21 | 214 | ECMS Infrastructure | 214 | ECMS Faculty Services | 3.19 | Workstation | 1 | Office Space Group | 111 | Open Plan - Specific type not defined |  | Excellent | 795.22 | NO
North Terrace_NT21-Ingkarni Wardli_Level One_1.24.22 _ Workstation | NT-NT21-01-1.24.22 | NT21-01-1.24.22-Workstation | North Terrace | NT | NT21 | Ingkarni Wardli | 01 | Level One | 1.24.22 | 214 | ECMS Infrastructure | 214 | ECMS Faculty Services | 3.19 | Workstation | 1 | Office Space Group | 111 | Open Plan - Specific type not defined |  | Excellent | 795.22 | NO
North Terrace_NT21-Ingkarni Wardli_Level One_1.24.23 _ Workstation | NT-NT21-01-1.24.23 | NT21-01-1.24.23-Workstation | North Terrace | NT | NT21 | Ingkarni Wardli | 01 | Level One | 1.24.23 | 214 | ECMS Infrastructure | 214 | ECMS Faculty Services | 3.72 | Workstation | 1 | Office Space Group | 111 | Open Plan - Specific type not defined |  | Excellent | 927.34 | NO
North Terrace_NT21-Ingkarni Wardli_Level One_1.24.24 _ Workstation | NT-NT21-01-1.24.24 | NT21-01-1.24.24-Workstation | North Terrace | NT | NT21 | Ingkarni Wardli | 01 | Level One | 1.24.24 | 214 | ECMS Infrastructure | 214 | ECMS Faculty Services | 3.71 | Workstation | 1 | Office Space Group | 111 | Open Plan - Specific type not defined |  | Excellent | 924.85 | NO
North Terrace_NT21-Ingkarni Wardli_Level One_1.24A _ Utility | NT-NT21-01-1.24A | NT21-01-1.24A-Utility | North Terrace | NT | NT21 | Ingkarni Wardli | 01 | Level One | 1.24A | 214 | ECMS Infrastructure | 214 | ECMS Faculty Services | 4.56 | Utility | 6 | General Facility Space Group | 603 | General Facility - Resource room |  | Excellent | 1,273.15 | NO
North Terrace_NT21-Ingkarni Wardli_Level One_1.25 _ Open Plan - circ | NT-NT21-01-1.25 | NT21-01-1.25-Open Plan - circ | North Terrace | NT | NT21 | Ingkarni Wardli | 01 | Level One | 1.25 | 214 | ECMS Infrastructure | 214 | ECMS Faculty Services | 12.38 | Open Plan - circ | 1 | Office Space Group | 111 | Open Plan - Specific type not defined |  | Excellent | 3,086.16 | NO
North Terrace_NT21-Ingkarni Wardli_Level One_1.25.01 _ Workstation | NT-NT21-01-1.25.01 | NT21-01-1.25.01-Workstation | North Terrace | NT | NT21 | Ingkarni Wardli | 01 | Level One | 1.25.01 | 214 | ECMS Infrastructure | 214 | ECMS Faculty Services | 3.15 | Workstation | 1 | Office Space Group | 111 | Open Plan - Specific type not defined |  | Excellent | 785.25 | NO
North Terrace_NT21-Ingkarni Wardli_Level One_1.25.02 _ Workstation | NT-NT21-01-1.25.02 | NT21-01-1.25.02-Workstation | North Terrace | NT | NT21 | Ingkarni Wardli | 01 | Level One | 1.25.02 | 214 | ECMS Infrastructure | 214 | ECMS Faculty Services | 3.15 | Workstation | 1 | Office Space Group | 111 | Open Plan - Specific type not defined |  | Excellent | 785.25 | NO
North Terrace_NT21-Ingkarni Wardli_Level One_1.25.03 _ Workstation | NT-NT21-01-1.25.03 | NT21-01-1.25.03-Workstation | North Terrace | NT | NT21 | Ingkarni Wardli | 01 | Level One | 1.25.03 | 214 | ECMS Infrastructure | 214 | ECMS Faculty Services | 3.15 | Workstation | 1 | Office Space Group | 111 | Open Plan - Specific type not defined |  | Excellent | 785.25 | NO
North Terrace_NT21-Ingkarni Wardli_Level One_1.25.04 _ Workstation | NT-NT21-01-1.25.04 | NT21-01-1.25.04-Workstation | North Terrace | NT | NT21 | Ingkarni Wardli | 01 | Level One | 1.25.04 | 214 | ECMS Infrastructure | 214 | ECMS Faculty Services | 4.08 | Workstation | 1 | Office Space Group | 111 | Open Plan - Specific type not defined |  | Excellent | 1,017.09 | NO
North Terrace_NT21-Ingkarni Wardli_Level One_1.25.05 _ Workstation | NT-NT21-01-1.25.05 | NT21-01-1.25.05-Workstation | North Terrace | NT | NT21 | Ingkarni Wardli | 01 | Level One | 1.25.05 | 214 | ECMS Infrastructure | 214 | ECMS Faculty Services | 4.31 | Workstation | 1 | Office Space Group | 111 | Open Plan - Specific type not defined |  | Excellent | 1,074.42 | NO
North Terrace_NT21-Ingkarni Wardli_Level One_1.25.06 _ Workstation | NT-NT21-01-1.25.06 | NT21-01-1.25.06-Workstation | North Terrace | NT | NT21 | Ingkarni Wardli | 01 | Level One | 1.25.06 | 214 | ECMS Infrastructure | 214 | ECMS Faculty Services | 3.15 | Workstation | 1 | Office Space Group | 111 | Open Plan - Specific type not defined |  | Excellent | 785.25 | NO
North Terrace_NT21-Ingkarni Wardli_Level One_1.25.07 _ Workstation | NT-NT21-01-1.25.07 | NT21-01-1.25.07-Workstation | North Terrace | NT | NT21 | Ingkarni Wardli | 01 | Level One | 1.25.07 | 214 | ECMS Infrastructure | 214 | ECMS Faculty Services | 3.15 | Workstation | 1 | Office Space Group | 111 | Open Plan - Specific type not defined |  | Excellent | 785.25 | NO
North Terrace_NT21-Ingkarni Wardli_Level One_1.25.08 _ Workstation | NT-NT21-01-1.25.08 | NT21-01-1.25.08-Workstation | North Terrace | NT | NT21 | Ingkarni Wardli | 01 | Level One | 1.25.08 | 214 | ECMS Infrastructure | 214 | ECMS Faculty Services | 3.15 | Workstation | 1 | Office Space Group | 111 | Open Plan - Specific type not defined |  | Excellent | 785.25 | NO
North Terrace_NT21-Ingkarni Wardli_Level One_1.26 _ Staff Breakout | NT-NT21-01-1.26 | NT21-01-1.26-Staff Breakout | North Terrace | NT | NT21 | Ingkarni Wardli | 01 | Level One | 1.26 | 214 | ECMS Infrastructure | 214 | ECMS Faculty Services | 19.24 | Staff Breakout | 6 | General Facility Space Group | 605 | General Facility - Common Room Staff access |  | Excellent | 5,371.81 | NO
North Terrace_NT21-Ingkarni Wardli_Level One_1.26A _ FHR | NT-NT21-01-1.26A | NT21-01-1.26A-FHR | North Terrace | NT | NT21 | Ingkarni Wardli | 01 | Level One | 1.26A | 99939 | Unusable Spaces | 99939 | Unusable Spaces | 0.28 | FHR | 8 | Non Useable Floor Area Space Group | 840 | Non-usable - Service riser |  | Unknown | 0.00 | NO
North Terrace_NT21-Ingkarni Wardli_Level One_1.26B _ Riser | NT-NT21-01-1.26B | NT21-01-1.26B-Riser | North Terrace | NT | NT21 | Ingkarni Wardli | 01 | Level One | 1.26B | 99939 | Unusable Spaces | 99939 | Unusable Spaces | 0.05 | Riser | 8 | Non Useable Floor Area Space Group | 840 | Non-usable - Service riser |  | Unknown | 0.00 | NO
North Terrace_NT21-Ingkarni Wardli_Level One_1.26C _ Riser | NT-NT21-01-1.26C | NT21-01-1.26C-Riser | North Terrace | NT | NT21 | Ingkarni Wardli | 01 | Level One | 1.26C | 99939 | Unusable Spaces | 99939 | Unusable Spaces | 0.03 | Riser | 8 | Non Useable Floor Area Space Group | 840 | Non-usable - Service riser |  | Unknown | 0.00 | NO
North Terrace_NT21-Ingkarni Wardli_Level One_1.27 _ Resource | NT-NT21-01-1.27 | NT21-01-1.27-Resource | North Terrace | NT | NT21 | Ingkarni Wardli | 01 | Level One | 1.27 | 214 | ECMS Infrastructure | 214 | ECMS Faculty Services | 28.55 | Resource | 6 | General Facility Space Group | 603 | General Facility - Resource room |  | Excellent | 7,971.16 | NO
North Terrace_NT21-Ingkarni Wardli_Level One_1.27A _ Utility | NT-NT21-01-1.27A | NT21-01-1.27A-Utility | North Terrace | NT | NT21 | Ingkarni Wardli | 01 | Level One | 1.27A | 214 | ECMS Infrastructure | 214 | ECMS Faculty Services | 1.98 | Utility | 6 | General Facility Space Group | 603 | General Facility - Resource room |  | Excellent | 552.82 | NO
North Terrace_NT21-Ingkarni Wardli_Level One_1.28 _ Kitchen | NT-NT21-01-1.28 | NT21-01-1.28-Kitchen | North Terrace | NT | NT21 | Ingkarni Wardli | 01 | Level One | 1.28 | 214 | ECMS Infrastructure | 214 | ECMS Faculty Services | 26.51 | Kitchen | 6 | General Facility Space Group | 608 | General Facility - Kitchen/Servery/Food Storage |  | Excellent | 7,401.59 | NO
North Terrace_NT21-Ingkarni Wardli_Level One_1.29 _ Meeting | NT-NT21-01-1.29 | NT21-01-1.29-Meeting | North Terrace | NT | NT21 | Ingkarni Wardli | 01 | Level One | 1.29 | 214 | ECMS Infrastructure | 214 | ECMS Faculty Services | 35.96 | Meeting | 6 | General Facility Space Group | 601 | General Facility - Committee/Conference/Meeting room |  | Excellent | 10,040.03 | NO
North Terrace_NT21-Ingkarni Wardli_Level One_1.29A _ Riser | NT-NT21-01-1.29A | NT21-01-1.29A-Riser | North Terrace | NT | NT21 | Ingkarni Wardli | 01 | Level One | 1.29A | 99939 | Unusable Spaces | 99939 | Unusable Spaces | 0.25 | Riser | 8 | Non Useable Floor Area Space Group | 840 | Non-usable - Service riser |  | Unknown | 0.00 | NO
North Terrace_NT21-Ingkarni Wardli_Level One_1.30 _ Office | NT-NT21-01-1.30 | NT21-01-1.30-Office | North Terrace | NT | NT21 | Ingkarni Wardli | 01 | Level One | 1.30 | 214 | ECMS Infrastructure | 214 | ECMS Faculty Services | 11.15 | Office | 1 | Office Space Group | 101 | Office - Academic Staff |  | Excellent | 2,779.54 | NO
North Terrace_NT21-Ingkarni Wardli_Level One_1.31 _ Office | NT-NT21-01-1.31 | NT21-01-1.31-Office | North Terrace | NT | NT21 | Ingkarni Wardli | 01 | Level One | 1.31 | 214 | ECMS Infrastructure | 214 | ECMS Faculty Services | 11.15 | Office | 1 | Office Space Group | 101 | Office - Academic Staff |  | Excellent | 2,779.54 | NO
North Terrace_NT21-Ingkarni Wardli_Level One_1.32 _ Office | NT-NT21-01-1.32 | NT21-01-1.32-Office | North Terrace | NT | NT21 | Ingkarni Wardli | 01 | Level One | 1.32 | 214 | ECMS Infrastructure | 214 | ECMS Faculty Services | 11.31 | Office | 1 | Office Space Group | 101 | Office - Academic Staff |  | Excellent | 2,819.42 | NO
North Terrace_NT21-Ingkarni Wardli_Level One_1.33 _ Open Plan - circ | NT-NT21-01-1.33 | NT21-01-1.33-Open Plan - circ | North Terrace | NT | NT21 | Ingkarni Wardli | 01 | Level One | 1.33 | 214 | ECMS Infrastructure | 214 | ECMS Faculty Services | 18.39 | Open Plan - circ | 1 | Office Space Group | 101 | Office - Academic Staff |  | Excellent | 4,584.36 | NO
North Terrace_NT21-Ingkarni Wardli_Level One_1.33.01 _ Workstation | NT-NT21-01-1.33.01 | NT21-01-1.33.01-Workstation | North Terrace | NT | NT21 | Ingkarni Wardli | 01 | Level One | 1.33.01 | 214 | ECMS Infrastructure | 214 | ECMS Faculty Services | 3.83 | Workstation | 1 | Office Space Group | 101 | Office - Academic Staff |  | Excellent | 954.76 | NO
North Terrace_NT21-Ingkarni Wardli_Level One_1.33.02 _ Workstation | NT-NT21-01-1.33.02 | NT21-01-1.33.02-Workstation | North Terrace | NT | NT21 | Ingkarni Wardli | 01 | Level One | 1.33.02 | 214 | ECMS Infrastructure | 214 | ECMS Faculty Services | 3.29 | Workstation | 1 | Office Space Group | 101 | Office - Academic Staff |  | Excellent | 820.15 | NO
North Terrace_NT21-Ingkarni Wardli_Level One_1.33.03 _ Workstation | NT-NT21-01-1.33.03 | NT21-01-1.33.03-Workstation | North Terrace | NT | NT21 | Ingkarni Wardli | 01 | Level One | 1.33.03 | 214 | ECMS Infrastructure | 214 | ECMS Faculty Services | 3.13 | Workstation | 1 | Office Space Group | 101 | Office - Academic Staff |  | Excellent | 780.26 | NO
North Terrace_NT21-Ingkarni Wardli_Level One_1.33.04 _ Workstation | NT-NT21-01-1.33.04 | NT21-01-1.33.04-Workstation | North Terrace | NT | NT21 | Ingkarni Wardli | 01 | Level One | 1.33.04 | 214 | ECMS Infrastructure | 214 | ECMS Faculty Services | 4.53 | Workstation | 1 | Office Space Group | 101 | Office - Academic Staff |  | Excellent | 1,129.26 | NO
North Terrace_NT21-Ingkarni Wardli_Level One_1.33.05 _ Workstation | NT-NT21-01-1.33.05 | NT21-01-1.33.05-Workstation | North Terrace | NT | NT21 | Ingkarni Wardli | 01 | Level One | 1.33.05 | 214 | ECMS Infrastructure | 214 | ECMS Faculty Services | 3.13 | Workstation | 1 | Office Space Group | 101 | Office - Academic Staff |  | Excellent | 780.26 | NO
North Terrace_NT21-Ingkarni Wardli_Level One_1.34 _ Open Plan - circ | NT-NT21-01-1.34 | NT21-01-1.34-Open Plan - circ | North Terrace | NT | NT21 | Ingkarni Wardli | 01 | Level One | 1.34 | 214 | ECMS Infrastructure | 214 | ECMS Faculty Services | 11.89 | Open Plan - circ | 1 | Office Space Group | 101 | Office - Academic Staff |  | Excellent | 2,964.01 | NO
North Terrace_NT21-Ingkarni Wardli_Level One_1.34.01 _ Workstation | NT-NT21-01-1.34.01 | NT21-01-1.34.01-Workstation | North Terrace | NT | NT21 | Ingkarni Wardli | 01 | Level One | 1.34.01 | 214 | ECMS Infrastructure | 214 | ECMS Faculty Services | 4.37 | Workstation | 1 | Office Space Group | 101 | Office - Academic Staff |  | Excellent | 1,089.38 | NO
North Terrace_NT21-Ingkarni Wardli_Level One_1.34.02 _ Workstation | NT-NT21-01-1.34.02 | NT21-01-1.34.02-Workstation | North Terrace | NT | NT21 | Ingkarni Wardli | 01 | Level One | 1.34.02 | 214 | ECMS Infrastructure | 214 | ECMS Faculty Services | 3.83 | Workstation | 1 | Office Space Group | 101 | Office - Academic Staff |  | Excellent | 954.76 | NO
North Terrace_NT21-Ingkarni Wardli_Level One_1.34.03 _ Workstation | NT-NT21-01-1.34.03 | NT21-01-1.34.03-Workstation | North Terrace | NT | NT21 | Ingkarni Wardli | 01 | Level One | 1.34.03 | 214 | ECMS Infrastructure | 214 | ECMS Faculty Services | 3.13 | Workstation | 1 | Office Space Group | 101 | Office - Academic Staff |  | Excellent | 780.26 | NO
North Terrace_NT21-Ingkarni Wardli_Level One_1.34.04 _ Workstation | NT-NT21-01-1.34.04 | NT21-01-1.34.04-Workstation | North Terrace | NT | NT21 | Ingkarni Wardli | 01 | Level One | 1.34.04 | 214 | ECMS Infrastructure | 214 | ECMS Faculty Services | 3.13 | Workstation | 1 | Office Space Group | 101 | Office - Academic Staff |  | Excellent | 780.26 | NO
North Terrace_NT21-Ingkarni Wardli_Level One_1.35 _ Office | NT-NT21-01-1.35 | NT21-01-1.35-Office | North Terrace | NT | NT21 | Ingkarni Wardli | 01 | Level One | 1.35 | 214 | ECMS Infrastructure | 214 | ECMS Faculty Services | 18.34 | Office | 1 | Office Space Group | 101 | Office - Academic Staff |  | Excellent | 4,571.90 | NO
North Terrace_NT21-Ingkarni Wardli_Level One_1.36 _ Meeting | NT-NT21-01-1.36 | NT21-01-1.36-Meeting | North Terrace | NT | NT21 | Ingkarni Wardli | 01 | Level One | 1.36 | 214 | ECMS Infrastructure | 214 | ECMS Faculty Services | 12 | Meeting | 6 | General Facility Space Group | 601 | General Facility - Committee/Conference/Meeting room |  | Excellent | 3,350.40 | NO
North Terrace_NT21-Ingkarni Wardli_Level One_1.37 _ Student Quiet Area | NT-NT21-01-1.37 | NT21-01-1.37-Student Quiet Area | North Terrace | NT | NT21 | Ingkarni Wardli | 01 | Level One | 1.37 | 214 | ECMS Infrastructure | 214 | ECMS Faculty Services | 19.05 | Student Quiet Area | 5 | Library, IT and Learning Space Group | 517 | Informal Learning | INFORMAL-PRIM-C | Good | 4,522.76 | NO
North Terrace_NT21-Ingkarni Wardli_Level One_1.38 _ Student Quiet Area | NT-NT21-01-1.38 | NT21-01-1.38-Student Quiet Area | North Terrace | NT | NT21 | Ingkarni Wardli | 01 | Level One | 1.38 | 214 | ECMS Infrastructure | 214 | ECMS Faculty Services | 34.54 | Student Quiet Area | 5 | Library, IT and Learning Space Group | 517 | Informal Learning | INFORMAL-PRIM-I | Good | 8,200.31 | NO
North Terrace_NT21-Ingkarni Wardli_Level One_1.40 _ Balcony - external | NT-NT21-01-1.40 | NT21-01-1.40-Balcony - external | North Terrace | NT | NT21 | Ingkarni Wardli | 01 | Level One | 1.40 | 99939 | Unusable Spaces | 99939 | Unusable Spaces | 53.27 | Balcony - external | 8 | Non Useable Floor Area Space Group | 805 | Non-usable - Circulation space |  | Unknown | 0.00 | NO
North Terrace_NT21-Ingkarni Wardli_Level One_1.41 _ Stair - external | NT-NT21-01-1.41 | NT21-01-1.41-Stair - external | North Terrace | NT | NT21 | Ingkarni Wardli | 01 | Level One | 1.41 | 99939 | Unusable Spaces | 99939 | Unusable Spaces | 42.61 | Stair - external | 8 | Non Useable Floor Area Space Group | 805 | Non-usable - Circulation space |  | Unknown | 0.00 | NO
North Terrace_NT21-Ingkarni Wardli_Level Two_2.00 _ Lift Lobby | NT-NT21-02-2.00 | NT21-02-2.00-Lift Lobby | North Terrace | NT | NT21 | Ingkarni Wardli | 02 | Level Two | 2.00 | 99939 | Unusable Spaces | 99939 | Unusable Spaces | 48.94 | Lift Lobby | 8 | Non Useable Floor Area Space Group | 805 | Non-usable - Circulation space |  | Unknown | 0.00 | NO
North Terrace_NT21-Ingkarni Wardli_Level Two_2.00A _ Corr. | NT-NT21-02-2.00A | NT21-02-2.00A-Corr. | North Terrace | NT | NT21 | Ingkarni Wardli | 02 | Level Two | 2.00A | 99939 | Unusable Spaces | 99939 | Unusable Spaces | 45.21 | Corr. | 8 | Non Useable Floor Area Space Group | 805 | Non-usable - Circulation space |  | Unknown | 0.00 | NO
North Terrace_NT21-Ingkarni Wardli_Level Two_2.00B _ Corr. | NT-NT21-02-2.00B | NT21-02-2.00B-Corr. | North Terrace | NT | NT21 | Ingkarni Wardli | 02 | Level Two | 2.00B | 99939 | Unusable Spaces | 99939 | Unusable Spaces | 57.74 | Corr. | 8 | Non Useable Floor Area Space Group | 805 | Non-usable - Circulation space |  | Unknown | 0.00 | NO
North Terrace_NT21-Ingkarni Wardli_Level Two_2.00D _ Corr. | NT-NT21-02-2.00D | NT21-02-2.00D-Corr. | North Terrace | NT | NT21 | Ingkarni Wardli | 02 | Level Two | 2.00D | 99939 | Unusable Spaces | 99939 | Unusable Spaces | 104.96 | Corr. | 8 | Non Useable Floor Area Space Group | 805 | Non-usable - Circulation space |  | Unknown | 0.00 | NO
North Terrace_NT21-Ingkarni Wardli_Level Two_2.00E _ Switchboard | NT-NT21-02-2.00E | NT21-02-2.00E-Switchboard | North Terrace | NT | NT21 | Ingkarni Wardli | 02 | Level Two | 2.00E | 99939 | Unusable Spaces | 99939 | Unusable Spaces | 1.95 | Switchboard | 8 | Non Useable Floor Area Space Group | 815 | Non-usable - Switch room |  | Unknown | 0.00 | NO
North Terrace_NT21-Ingkarni Wardli_Level Two_2.00F _ FHR | NT-NT21-02-2.00F | NT21-02-2.00F-FHR | North Terrace | NT | NT21 | Ingkarni Wardli | 02 | Level Two | 2.00F | 99939 | Unusable Spaces | 99939 | Unusable Spaces | 0.28 | FHR | 8 | Non Useable Floor Area Space Group | 840 | Non-usable - Service riser |  | Unknown | 0.00 | NO
North Terrace_NT21-Ingkarni Wardli_Level Two_2.00G _ Stair 9 | NT-NT21-02-2.00G | NT21-02-2.00G-Stair 9 | North Terrace | NT | NT21 | Ingkarni Wardli | 02 | Level Two | 2.00G | 99939 | Unusable Spaces | 99939 | Unusable Spaces | 3.87 | Stair 9 | 8 | Non Useable Floor Area Space Group | 805 | Non-usable - Circulation space |  | Unknown | 0.00 | NO
North Terrace_NT21-Ingkarni Wardli_Level Two_2.00H _ Entry | NT-NT21-02-2.00H | NT21-02-2.00H-Entry | North Terrace | NT | NT21 | Ingkarni Wardli | 02 | Level Two | 2.00H | 99939 | Unusable Spaces | 99939 | Unusable Spaces | 14.22 | Entry | 8 | Non Useable Floor Area Space Group | 805 | Non-usable - Circulation space |  | Unknown | 0.00 | NO
North Terrace_NT21-Ingkarni Wardli_Level Two_2.00I _ Stair 10 | NT-NT21-02-2.00I | NT21-02-2.00I-Stair 10 | North Terrace | NT | NT21 | Ingkarni Wardli | 02 | Level Two | 2.00I | 99939 | Unusable Spaces | 99939 | Unusable Spaces | 4.35 | Stair 10 | 8 | Non Useable Floor Area Space Group | 805 | Non-usable - Circulation space |  | Unknown | 0.00 | NO
North Terrace_NT21-Ingkarni Wardli_Level Two_2.01 _ Fire Stair 1 | NT-NT21-02-2.01 | NT21-02-2.01-Fire Stair 1 | North Terrace | NT | NT21 | Ingkarni Wardli | 02 | Level Two | 2.01 | 99939 | Unusable Spaces | 99939 | Unusable Spaces | 12.22 | Fire Stair 1 | 8 | Non Useable Floor Area Space Group | 805 | Non-usable - Circulation space |  | Unknown | 0.00 | NO
North Terrace_NT21-Ingkarni Wardli_Level Two_2.02 _ Plantroom | NT-NT21-02-2.02 | NT21-02-2.02-Plantroom | North Terrace | NT | NT21 | Ingkarni Wardli | 02 | Level Two | 2.02 | 99939 | Unusable Spaces | 99939 | Unusable Spaces | 22.99 | Plantroom | 8 | Non Useable Floor Area Space Group | 811 | Non-usable - Plant room other |  | Unknown | 0.00 | NO
North Terrace_NT21-Ingkarni Wardli_Level Two_2.03 _ WC - U - Access (RH+S) | NT-NT21-02-2.03 | NT21-02-2.03-WC - U - Access (RH+S) | North Terrace | NT | NT21 | Ingkarni Wardli | 02 | Level Two | 2.03 | 99939 | Unusable Spaces | 99939 | Unusable Spaces | 6.54 | WC - U - Access (RH+S) | 8 | Non Useable Floor Area Space Group | 818 | Non-usable - Toilets/Amenities - Unisex Accessible |  | Unknown | 0.00 | NO
North Terrace_NT21-Ingkarni Wardli_Level Two_2.03A _ Riser | NT-NT21-02-2.03A | NT21-02-2.03A-Riser | North Terrace | NT | NT21 | Ingkarni Wardli | 02 | Level Two | 2.03A | 99939 | Unusable Spaces | 99939 | Unusable Spaces | 0.9 | Riser | 8 | Non Useable Floor Area Space Group | 840 | Non-usable - Service riser |  | Unknown | 0.00 | NO
North Terrace_NT21-Ingkarni Wardli_Level Two_2.03B _ Riser | NT-NT21-02-2.03B | NT21-02-2.03B-Riser | North Terrace | NT | NT21 | Ingkarni Wardli | 02 | Level Two | 2.03B | 99939 | Unusable Spaces | 99939 | Unusable Spaces | 0.75 | Riser | 8 | Non Useable Floor Area Space Group | 840 | Non-usable - Service riser |  | Unknown | 0.00 | NO
North Terrace_NT21-Ingkarni Wardli_Level Two_2.04 _ WC - F | NT-NT21-02-2.04 | NT21-02-2.04-WC - F | North Terrace | NT | NT21 | Ingkarni Wardli | 02 | Level Two | 2.04 | 99939 | Unusable Spaces | 99939 | Unusable Spaces | 15.97 | WC - F | 8 | Non Useable Floor Area Space Group | 820 | Non-usable - Toilets/Amenities - Female |  | Unknown | 0.00 | NO
North Terrace_NT21-Ingkarni Wardli_Level Two_2.05 _ WC - F | NT-NT21-02-2.05 | NT21-02-2.05-WC - F | North Terrace | NT | NT21 | Ingkarni Wardli | 02 | Level Two | 2.05 | 99939 | Unusable Spaces | 99939 | Unusable Spaces | 8.26 | WC - F | 8 | Non Useable Floor Area Space Group | 820 | Non-usable - Toilets/Amenities - Female |  | Unknown | 0.00 | NO
North Terrace_NT21-Ingkarni Wardli_Level Two_2.06 _ WC - M | NT-NT21-02-2.06 | NT21-02-2.06-WC - M | North Terrace | NT | NT21 | Ingkarni Wardli | 02 | Level Two | 2.06 | 99939 | Unusable Spaces | 99939 | Unusable Spaces | 14.4 | WC - M | 8 | Non Useable Floor Area Space Group | 821 | Non-usable - Toilets/Amenities - Male |  | Unknown | 0.00 | NO
North Terrace_NT21-Ingkarni Wardli_Level Two_2.07 _ A/L / vanity - M | NT-NT21-02-2.07 | NT21-02-2.07-A/L / vanity - M | North Terrace | NT | NT21 | Ingkarni Wardli | 02 | Level Two | 2.07 | 99939 | Unusable Spaces | 99939 | Unusable Spaces | 8.26 | A/L / vanity - M | 8 | Non Useable Floor Area Space Group | 821 | Non-usable - Toilets/Amenities - Male |  | Unknown | 0.00 | NO
North Terrace_NT21-Ingkarni Wardli_Level Two_2.08 _ Comms | NT-NT21-02-2.08 | NT21-02-2.08-Comms | North Terrace | NT | NT21 | Ingkarni Wardli | 02 | Level Two | 2.08 | 850 | ITDS Branch Central Costs | 869 | Information Technology and Digital Services | 9.76 | Comms | 8 | Non Useable Floor Area Space Group | 812 | Non-usable - Comms/network system/Telephone/PABX |  | Excellent | 0.00 | NO
North Terrace_NT21-Ingkarni Wardli_Level Two_2.08A _ VSR | NT-NT21-02-2.08A | NT21-02-2.08A-VSR | North Terrace | NT | NT21 | Ingkarni Wardli | 02 | Level Two | 2.08A | 99939 | Unusable Spaces | 99939 | Unusable Spaces | 0.15 | VSR | 8 | Non Useable Floor Area Space Group | 840 | Non-usable - Service riser |  | Unknown | 0.00 | NO
North Terrace_NT21-Ingkarni Wardli_Level Two_2.09 _ Cleaner | NT-NT21-02-2.09 | NT21-02-2.09-Cleaner | North Terrace | NT | NT21 | Ingkarni Wardli | 02 | Level Two | 2.09 | 99939 | Unusable Spaces | 99939 | Unusable Spaces | 4.08 | Cleaner | 8 | Non Useable Floor Area Space Group | 806 | Non-usable - Cleaners room |  | Unknown | 0.00 | NO
North Terrace_NT21-Ingkarni Wardli_Level Two_2.10 _ Plantroom | NT-NT21-02-2.10 | NT21-02-2.10-Plantroom | North Terrace | NT | NT21 | Ingkarni Wardli | 02 | Level Two | 2.10 | 99939 | Unusable Spaces | 99939 | Unusable Spaces | 23.22 | Plantroom | 8 | Non Useable Floor Area Space Group | 811 | Non-usable - Plant room other |  | Unknown | 0.00 | NO
North Terrace_NT21-Ingkarni Wardli_Level Two_2.11 _ Fire Stair 2 | NT-NT21-02-2.11 | NT21-02-2.11-Fire Stair 2 | North Terrace | NT | NT21 | Ingkarni Wardli | 02 | Level Two | 2.11 | 99939 | Unusable Spaces | 99939 | Unusable Spaces | 13.72 | Fire Stair 2 | 8 | Non Useable Floor Area Space Group | 805 | Non-usable - Circulation space |  | Unknown | 0.00 | NO
North Terrace_NT21-Ingkarni Wardli_Level Two_2.12 _ Ramp | NT-NT21-02-2.12 | NT21-02-2.12-Ramp | North Terrace | NT | NT21 | Ingkarni Wardli | 02 | Level Two | 2.12 | 99939 | Unusable Spaces | 99939 | Unusable Spaces | 18.97 | Ramp | 8 | Non Useable Floor Area Space Group | 805 | Non-usable - Circulation space |  | Unknown | 0.00 | NO
North Terrace_NT21-Ingkarni Wardli_Level Two_2.13 _ Stair 8 | NT-NT21-02-2.13 | NT21-02-2.13-Stair 8 | North Terrace | NT | NT21 | Ingkarni Wardli | 02 | Level Two | 2.13 | 99939 | Unusable Spaces | 99939 | Unusable Spaces | 39.07 | Stair 8 | 8 | Non Useable Floor Area Space Group | 805 | Non-usable - Circulation space |  | Unknown | 0.00 | NO
North Terrace_NT21-Ingkarni Wardli_Level Two_2.14 _ Winter Garden | NT-NT21-02-2.14 | NT21-02-2.14-Winter Garden | North Terrace | NT | NT21 | Ingkarni Wardli | 02 | Level Two | 2.14 | 214 | ECMS Infrastructure | 214 | ECMS Faculty Services | 12.38 | Winter Garden | 1 | Office Space Group | 119 | Informal Work Space |  | Good | 2,624.28 | NO
North Terrace_NT21-Ingkarni Wardli_Level Two_2.15 _ Winter Garden | NT-NT21-02-2.15 | NT21-02-2.15-Winter Garden | North Terrace | NT | NT21 | Ingkarni Wardli | 02 | Level Two | 2.15 | 214 | ECMS Infrastructure | 214 | ECMS Faculty Services | 12.38 | Winter Garden | 1 | Office Space Group | 119 | Informal Work Space |  | Good | 2,624.28 | NO
North Terrace_NT21-Ingkarni Wardli_Level Two_2.16 _ Collaborative Teaching Suite | NT-NT21-02-2.16 | NT21-02-2.16-Collaborative Teaching Suite | North Terrace | NT | NT21 | Ingkarni Wardli | 02 | Level Two | 2.16 | 99936 | Central Common Teaching Areas (Not Used) | 952 | Corporate Services Division Admin | 90.59 | Collaborative Teaching Suite | 2 | Teaching Space Group | 217 | Collaborative Teaching Space |  | Good | 23,427.73 | NO
North Terrace_NT21-Ingkarni Wardli_Level Two_2.17 _ Presentation Room | NT-NT21-02-2.17 | NT21-02-2.17-Presentation Room | North Terrace | NT | NT21 | Ingkarni Wardli | 02 | Level Two | 2.17 | 214 | ECMS Infrastructure | 214 | ECMS Faculty Services | 10.75 | Presentation Room | 6 | General Facility Space Group | 601 | General Facility - Committee/Conference/Meeting room |  | Excellent | 3,001.40 | NO
North Terrace_NT21-Ingkarni Wardli_Level Two_2.18 _ Collaborative Teaching | NT-NT21-02-2.18 | NT21-02-2.18-Collaborative Teaching | North Terrace | NT | NT21 | Ingkarni Wardli | 02 | Level Two | 2.18 | 99998 | Central Common Teaching Areas (In Use) | 952 | Corporate Services Division Admin | 222.47 | Collaborative Teaching | 2 | Teaching Space Group | 217 | Collaborative Teaching Space |  | Good | 57,533.58 | NO
North Terrace_NT21-Ingkarni Wardli_Level Two_2.18A _ AV Store | NT-NT21-02-2.18A | NT21-02-2.18A-AV Store | North Terrace | NT | NT21 | Ingkarni Wardli | 02 | Level Two | 2.18A | 214 | ECMS Infrastructure | 214 | ECMS Faculty Services | 1.33 | AV Store | 4 | Ancillary Area Space Group | 419 | Ancillary Area - Store Room - Generic |  | Excellent | 291.76 | NO
North Terrace_NT21-Ingkarni Wardli_Level Two_2.18B _ Riser | NT-NT21-02-2.18B | NT21-02-2.18B-Riser | North Terrace | NT | NT21 | Ingkarni Wardli | 02 | Level Two | 2.18B | 99939 | Unusable Spaces | 99939 | Unusable Spaces | 1.93 | Riser | 8 | Non Useable Floor Area Space Group | 840 | Non-usable - Service riser |  | Unknown | 0.00 | NO
North Terrace_NT21-Ingkarni Wardli_Level Two_2.19 _ Office - Open Plan - HDR | NT-NT21-02-2.19 | NT21-02-2.19-Office - Open Plan - HDR | North Terrace | NT | NT21 | Ingkarni Wardli | 02 | Level Two | 2.19 | 214 | ECMS Infrastructure | 214 | ECMS Faculty Services | 128.96 | Office - Open Plan - HDR | 1 | Office Space Group | 114 | Open Plan - Research Students |  | Excellent | 32,147.89 | NO
North Terrace_NT21-Ingkarni Wardli_Level Two_2.20 _ Meeting | NT-NT21-02-2.20 | NT21-02-2.20-Meeting | North Terrace | NT | NT21 | Ingkarni Wardli | 02 | Level Two | 2.20 | 222 | School of Electrical and Electronic Engineering | 222 | School of Electrical and Electronic Engineering | 14.82 | Meeting | 6 | General Facility Space Group | 601 | General Facility - Committee/Conference/Meeting room |  | Excellent | 4,137.74 | NO
North Terrace_NT21-Ingkarni Wardli_Level Two_2.21 _ Office | NT-NT21-02-2.21 | NT21-02-2.21-Office | North Terrace | NT | NT21 | Ingkarni Wardli | 02 | Level Two | 2.21 | 222 | School of Electrical and Electronic Engineering | 222 | School of Electrical and Electronic Engineering | 14.18 | Office | 1 | Office Space Group | 101 | Office - Academic Staff |  | Excellent | 3,534.87 | NO
North Terrace_NT21-Ingkarni Wardli_Level Two_2.22 _ Office | NT-NT21-02-2.22 | NT21-02-2.22-Office | North Terrace | NT | NT21 | Ingkarni Wardli | 02 | Level Two | 2.22 | 222 | School of Electrical and Electronic Engineering | 222 | School of Electrical and Electronic Engineering | 11.26 | Office | 1 | Office Space Group | 101 | Office - Academic Staff |  | Excellent | 2,806.96 | NO
North Terrace_NT21-Ingkarni Wardli_Level Two_2.23 _ Office | NT-NT21-02-2.23 | NT21-02-2.23-Office | North Terrace | NT | NT21 | Ingkarni Wardli | 02 | Level Two | 2.23 | 222 | School of Electrical and Electronic Engineering | 222 | School of Electrical and Electronic Engineering | 11.26 | Office | 1 | Office Space Group | 101 | Office - Academic Staff |  | Excellent | 2,806.96 | NO
North Terrace_NT21-Ingkarni Wardli_Level Two_2.24 _ Office | NT-NT21-02-2.24 | NT21-02-2.24-Office | North Terrace | NT | NT21 | Ingkarni Wardli | 02 | Level Two | 2.24 | 222 | School of Electrical and Electronic Engineering | 222 | School of Electrical and Electronic Engineering | 11.26 | Office | 1 | Office Space Group | 101 | Office - Academic Staff |  | Excellent | 2,806.96 | NO
North Terrace_NT21-Ingkarni Wardli_Level Two_2.24A _ Riser | NT-NT21-02-2.24A | NT21-02-2.24A-Riser | North Terrace | NT | NT21 | Ingkarni Wardli | 02 | Level Two | 2.24A | 99939 | Unusable Spaces | 99939 | Unusable Spaces | 0.52 | Riser | 8 | Non Useable Floor Area Space Group | 840 | Non-usable - Service riser |  | Unknown | 0.00 | NO
North Terrace_NT21-Ingkarni Wardli_Level Two_2.24B _ Riser | NT-NT21-02-2.24B | NT21-02-2.24B-Riser | North Terrace | NT | NT21 | Ingkarni Wardli | 02 | Level Two | 2.24B | 99939 | Unusable Spaces | 99939 | Unusable Spaces | 0.12 | Riser | 8 | Non Useable Floor Area Space Group | 840 | Non-usable - Service riser |  | Unknown | 0.00 | NO
North Terrace_NT21-Ingkarni Wardli_Level Two_2.25 _ Office | NT-NT21-02-2.25 | NT21-02-2.25-Office | North Terrace | NT | NT21 | Ingkarni Wardli | 02 | Level Two | 2.25 | 222 | School of Electrical and Electronic Engineering | 222 | School of Electrical and Electronic Engineering | 11.26 | Office | 1 | Office Space Group | 101 | Office - Academic Staff |  | Excellent | 2,806.96 | NO
North Terrace_NT21-Ingkarni Wardli_Level Two_2.26 _ Resource Area | NT-NT21-02-2.26 | NT21-02-2.26-Resource Area | North Terrace | NT | NT21 | Ingkarni Wardli | 02 | Level Two | 2.26 | 222 | School of Electrical and Electronic Engineering | 222 | School of Electrical and Electronic Engineering | 40.35 | Resource Area | 6 | General Facility Space Group | 607 | General Facility - Cafeteria/Refectory/Canteen/Dining Room |  | Excellent | 11,265.72 | NO
North Terrace_NT21-Ingkarni Wardli_Level Two_2.27 _ Kitchen | NT-NT21-02-2.27 | NT21-02-2.27-Kitchen | North Terrace | NT | NT21 | Ingkarni Wardli | 02 | Level Two | 2.27 | 222 | School of Electrical and Electronic Engineering | 222 | School of Electrical and Electronic Engineering | 12.44 | Kitchen | 6 | General Facility Space Group | 608 | General Facility - Kitchen/Servery/Food Storage |  | Excellent | 3,473.25 | NO
North Terrace_NT21-Ingkarni Wardli_Level Two_2.28 _ Staff Breakout | NT-NT21-02-2.28 | NT21-02-2.28-Staff Breakout | North Terrace | NT | NT21 | Ingkarni Wardli | 02 | Level Two | 2.28 | 222 | School of Electrical and Electronic Engineering | 222 | School of Electrical and Electronic Engineering | 51.52 | Staff Breakout | 6 | General Facility Space Group | 607 | General Facility - Cafeteria/Refectory/Canteen/Dining Room |  | Excellent | 14,384.39 | NO
North Terrace_NT21-Ingkarni Wardli_Level Two_2.28A _ FHR | NT-NT21-02-2.28A | NT21-02-2.28A-FHR | North Terrace | NT | NT21 | Ingkarni Wardli | 02 | Level Two | 2.28A | 99939 | Unusable Spaces | 99939 | Unusable Spaces | 0.21 | FHR | 8 | Non Useable Floor Area Space Group | 840 | Non-usable - Service riser |  | Unknown | 0.00 | NO
North Terrace_NT21-Ingkarni Wardli_Level Two_2.28B _ Riser | NT-NT21-02-2.28B | NT21-02-2.28B-Riser | North Terrace | NT | NT21 | Ingkarni Wardli | 02 | Level Two | 2.28B | 99939 | Unusable Spaces | 99939 | Unusable Spaces | 0.1 | Riser | 8 | Non Useable Floor Area Space Group | 840 | Non-usable - Service riser |  | Unknown | 0.00 | NO
North Terrace_NT21-Ingkarni Wardli_Level Two_2.29 _ Meeting - Informal | NT-NT21-02-2.29 | NT21-02-2.29-Meeting - Informal | North Terrace | NT | NT21 | Ingkarni Wardli | 02 | Level Two | 2.29 | 214 | ECMS Infrastructure | 214 | ECMS Faculty Services | 16.48 | Meeting - Informal | 1 | Office Space Group | 119 | Informal Work Space |  | Excellent | 4,108.23 | NO
North Terrace_NT21-Ingkarni Wardli_Level Two_2.30 _ Office - HDR Workspace | NT-NT21-02-2.30 | NT21-02-2.30-Office - HDR Workspace | North Terrace | NT | NT21 | Ingkarni Wardli | 02 | Level Two | 2.30 | 214 | ECMS Infrastructure | 214 | ECMS Faculty Services | 63.56 | Office - HDR Workspace | 1 | Office Space Group | 103 | Office - Research Students |  | Excellent | 15,844.60 | NO
North Terrace_NT21-Ingkarni Wardli_Level Two_2.31 _ Advance HDC | NT-NT21-02-2.31 | NT21-02-2.31-Advance HDC | North Terrace | NT | NT21 | Ingkarni Wardli | 02 | Level Two | 2.31 | 222 | School of Electrical and Electronic Engineering | 222 | School of Electrical and Electronic Engineering | 63.91 | Advance HDC | 1 | Office Space Group | 101 | Office - Academic Staff |  | Excellent | 15,931.85 | NO
North Terrace_NT21-Ingkarni Wardli_Level Two_2.32 _ Advance HDC | NT-NT21-02-2.32 | NT21-02-2.32-Advance HDC | North Terrace | NT | NT21 | Ingkarni Wardli | 02 | Level Two | 2.32 | 222 | School of Electrical and Electronic Engineering | 222 | School of Electrical and Electronic Engineering | 49.41 | Advance HDC | 1 | Office Space Group | 101 | Office - Academic Staff |  | Excellent | 12,317.21 | NO
North Terrace_NT21-Ingkarni Wardli_Level Two_2.33 _ System and Control Laboratory | NT-NT21-02-2.33 | NT21-02-2.33-System and Control Laboratory | North Terrace | NT | NT21 | Ingkarni Wardli | 02 | Level Two | 2.33 | 222 | School of Electrical and Electronic Engineering | 222 | School of Electrical and Electronic Engineering | 53.39 | System and Control Laboratory | 3 | Specialist Teaching or Research Space Group | 300 | Laboratory - Specialist teaching and research - type not defined |  | Excellent | 17,701.46 | NO
North Terrace_NT21-Ingkarni Wardli_Level Two_2.34 _ CAT Suite 6 | NT-NT21-02-2.34 | NT21-02-2.34-CAT Suite 6 | North Terrace | NT | NT21 | Ingkarni Wardli | 02 | Level Two | 2.34 | 214 | ECMS Infrastructure | 214 | ECMS Faculty Services | 178.22 | CAT Suite 6 | 3 | Specialist Teaching or Research Space Group | 310 | Laboratory - Computing - Open Access |  | Excellent | 59,088.85 | NO
North Terrace_NT21-Ingkarni Wardli_Level Two_2.36 _ CAT Suite 8 | NT-NT21-02-2.36 | NT21-02-2.36-CAT Suite 8 | North Terrace | NT | NT21 | Ingkarni Wardli | 02 | Level Two | 2.36 | 214 | ECMS Infrastructure | 214 | ECMS Faculty Services | 96.4 | CAT Suite 8 | 3 | Specialist Teaching or Research Space Group | 310 | Laboratory - Computing - Open Access |  | Good | 27,178.08 | NO
North Terrace_NT21-Ingkarni Wardli_Level Two_2.36A _ wall cavity | NT-NT21-02-2.36A | NT21-02-2.36A-wall cavity | North Terrace | NT | NT21 | Ingkarni Wardli | 02 | Level Two | 2.36A | 99939 | Unusable Spaces | 99939 | Unusable Spaces | 2.38 | wall cavity | 8 | Non Useable Floor Area Space Group | 800 | Non-usable - Specific type not defined |  | Unknown | 0.00 | NO
North Terrace_NT21-Ingkarni Wardli_Level Two_2.37 _ Office - CATS Manager | NT-NT21-02-2.37 | NT21-02-2.37-Office - CATS Manager | North Terrace | NT | NT21 | Ingkarni Wardli | 02 | Level Two | 2.37 | 214 | ECMS Infrastructure | 214 | ECMS Faculty Services | 12.95 | Office - CATS Manager | 1 | Office Space Group | 101 | Office - Academic Staff |  | Excellent | 3,228.25 | NO
North Terrace_NT21-Ingkarni Wardli_Level Two_2.38 _ Print Centre | NT-NT21-02-2.38 | NT21-02-2.38-Print Centre | North Terrace | NT | NT21 | Ingkarni Wardli | 02 | Level Two | 2.38 | 214 | ECMS Infrastructure | 214 | ECMS Faculty Services | 15.43 | Print Centre | 6 | General Facility Space Group | 603 | General Facility - Resource room |  | Excellent | 4,308.06 | NO
North Terrace_NT21-Ingkarni Wardli_Level Two_2.39 _ Building Link 1 | NT-NT21-02-2.39 | NT21-02-2.39-Building Link 1 | North Terrace | NT | NT21 | Ingkarni Wardli | 02 | Level Two | 2.39 | 99939 | Unusable Spaces | 99939 | Unusable Spaces | 72.44 | Building Link 1 | 8 | Non Useable Floor Area Space Group | 805 | Non-usable - Circulation space |  | Unknown | 0.00 | NO
North Terrace_NT21-Ingkarni Wardli_Level Three_3.00 _ Lift Lobby | NT-NT21-03-3.00 | NT21-03-3.00-Lift Lobby | North Terrace | NT | NT21 | Ingkarni Wardli | 03 | Level Three | 3.00 | 99939 | Unusable Spaces | 99939 | Unusable Spaces | 33.26 | Lift Lobby | 8 | Non Useable Floor Area Space Group | 805 | Non-usable - Circulation space |  | Unknown | 0.00 | NO
North Terrace_NT21-Ingkarni Wardli_Level Three_3.00A _ Corr. | NT-NT21-03-3.00A | NT21-03-3.00A-Corr. | North Terrace | NT | NT21 | Ingkarni Wardli | 03 | Level Three | 3.00A | 99939 | Unusable Spaces | 99939 | Unusable Spaces | 16.01 | Corr. | 8 | Non Useable Floor Area Space Group | 805 | Non-usable - Circulation space |  | Unknown | 0.00 | NO
North Terrace_NT21-Ingkarni Wardli_Level Three_3.00B _ Corr. | NT-NT21-03-3.00B | NT21-03-3.00B-Corr. | North Terrace | NT | NT21 | Ingkarni Wardli | 03 | Level Three | 3.00B | 99939 | Unusable Spaces | 99939 | Unusable Spaces | 24.6 | Corr. | 8 | Non Useable Floor Area Space Group | 805 | Non-usable - Circulation space |  | Unknown | 0.00 | NO
North Terrace_NT21-Ingkarni Wardli_Level Three_3.00C _ Corr. | NT-NT21-03-3.00C | NT21-03-3.00C-Corr. | North Terrace | NT | NT21 | Ingkarni Wardli | 03 | Level Three | 3.00C | 99939 | Unusable Spaces | 99939 | Unusable Spaces | 15.75 | Corr. | 8 | Non Useable Floor Area Space Group | 805 | Non-usable - Circulation space |  | Unknown | 0.00 | NO
North Terrace_NT21-Ingkarni Wardli_Level Three_3.00D _ Corr. | NT-NT21-03-3.00D | NT21-03-3.00D-Corr. | North Terrace | NT | NT21 | Ingkarni Wardli | 03 | Level Three | 3.00D | 99939 | Unusable Spaces | 99939 | Unusable Spaces | 76.98 | Corr. | 8 | Non Useable Floor Area Space Group | 805 | Non-usable - Circulation space |  | Unknown | 0.00 | NO
North Terrace_NT21-Ingkarni Wardli_Level Three_3.00F _ Corr. | NT-NT21-03-3.00F | NT21-03-3.00F-Corr. | North Terrace | NT | NT21 | Ingkarni Wardli | 03 | Level Three | 3.00F | 99939 | Unusable Spaces | 99939 | Unusable Spaces | 77.03 | Corr. | 8 | Non Useable Floor Area Space Group | 805 | Non-usable - Circulation space |  | Unknown | 0.00 | NO
North Terrace_NT21-Ingkarni Wardli_Level Three_3.00G _ Corr. | NT-NT21-03-3.00G | NT21-03-3.00G-Corr. | North Terrace | NT | NT21 | Ingkarni Wardli | 03 | Level Three | 3.00G | 99939 | Unusable Spaces | 99939 | Unusable Spaces | 10.55 | Corr. | 8 | Non Useable Floor Area Space Group | 805 | Non-usable - Circulation space |  | Unknown | 0.00 | NO
North Terrace_NT21-Ingkarni Wardli_Level Three_3.00H _ Switchboard | NT-NT21-03-3.00H | NT21-03-3.00H-Switchboard | North Terrace | NT | NT21 | Ingkarni Wardli | 03 | Level Three | 3.00H | 99939 | Unusable Spaces | 99939 | Unusable Spaces | 1.79 | Switchboard | 8 | Non Useable Floor Area Space Group | 840 | Non-usable - Service riser |  | Unknown | 0.00 | NO
North Terrace_NT21-Ingkarni Wardli_Level Three_3.01 _ Fire Stair 1 | NT-NT21-03-3.01 | NT21-03-3.01-Fire Stair 1 | North Terrace | NT | NT21 | Ingkarni Wardli | 03 | Level Three | 3.01 | 99939 | Unusable Spaces | 99939 | Unusable Spaces | 12.23 | Fire Stair 1 | 8 | Non Useable Floor Area Space Group | 805 | Non-usable - Circulation space |  | Unknown | 0.00 | NO
North Terrace_NT21-Ingkarni Wardli_Level Three_3.02 _ Plantroom | NT-NT21-03-3.02 | NT21-03-3.02-Plantroom | North Terrace | NT | NT21 | Ingkarni Wardli | 03 | Level Three | 3.02 | 99939 | Unusable Spaces | 99939 | Unusable Spaces | 22.69 | Plantroom | 8 | Non Useable Floor Area Space Group | 811 | Non-usable - Plant room other |  | Unknown | 0.00 | NO
North Terrace_NT21-Ingkarni Wardli_Level Three_3.03 _ WC - U - Access (LH+S) | NT-NT21-03-3.03 | NT21-03-3.03-WC - U - Access (LH+S) | North Terrace | NT | NT21 | Ingkarni Wardli | 03 | Level Three | 3.03 | 99939 | Unusable Spaces | 99939 | Unusable Spaces | 6.54 | WC - U - Access (LH+S) | 8 | Non Useable Floor Area Space Group | 818 | Non-usable - Toilets/Amenities - Unisex Accessible |  | Unknown | 0.00 | NO
North Terrace_NT21-Ingkarni Wardli_Level Three_3.03A _ Riser | NT-NT21-03-3.03A | NT21-03-3.03A-Riser | North Terrace | NT | NT21 | Ingkarni Wardli | 03 | Level Three | 3.03A | 99939 | Unusable Spaces | 99939 | Unusable Spaces | 0.9 | Riser | 8 | Non Useable Floor Area Space Group | 840 | Non-usable - Service riser |  | Unknown | 0.00 | NO
North Terrace_NT21-Ingkarni Wardli_Level Three_3.03B _ Riser | NT-NT21-03-3.03B | NT21-03-3.03B-Riser | North Terrace | NT | NT21 | Ingkarni Wardli | 03 | Level Three | 3.03B | 99939 | Unusable Spaces | 99939 | Unusable Spaces | 0.68 | Riser | 8 | Non Useable Floor Area Space Group | 840 | Non-usable - Service riser |  | Unknown | 0.00 | NO
North Terrace_NT21-Ingkarni Wardli_Level Three_3.04 _ WC - F | NT-NT21-03-3.04 | NT21-03-3.04-WC - F | North Terrace | NT | NT21 | Ingkarni Wardli | 03 | Level Three | 3.04 | 99939 | Unusable Spaces | 99939 | Unusable Spaces | 15.97 | WC - F | 8 | Non Useable Floor Area Space Group | 820 | Non-usable - Toilets/Amenities - Female |  | Unknown | 0.00 | NO
North Terrace_NT21-Ingkarni Wardli_Level Three_3.05 _ WC - F | NT-NT21-03-3.05 | NT21-03-3.05-WC - F | North Terrace | NT | NT21 | Ingkarni Wardli | 03 | Level Three | 3.05 | 99939 | Unusable Spaces | 99939 | Unusable Spaces | 8.26 | WC - F | 8 | Non Useable Floor Area Space Group | 820 | Non-usable - Toilets/Amenities - Female |  | Unknown | 0.00 | NO
North Terrace_NT21-Ingkarni Wardli_Level Three_3.06 _ WC - M | NT-NT21-03-3.06 | NT21-03-3.06-WC - M | North Terrace | NT | NT21 | Ingkarni Wardli | 03 | Level Three | 3.06 | 99939 | Unusable Spaces | 99939 | Unusable Spaces | 14.4 | WC - M | 8 | Non Useable Floor Area Space Group | 821 | Non-usable - Toilets/Amenities - Male |  | Unknown | 0.00 | NO
North Terrace_NT21-Ingkarni Wardli_Level Three_3.07 _ A/L / vanity - M | NT-NT21-03-3.07 | NT21-03-3.07-A/L / vanity - M | North Terrace | NT | NT21 | Ingkarni Wardli | 03 | Level Three | 3.07 | 99939 | Unusable Spaces | 99939 | Unusable Spaces | 8.26 | A/L / vanity - M | 8 | Non Useable Floor Area Space Group | 821 | Non-usable - Toilets/Amenities - Male |  | Unknown | 0.00 | NO
North Terrace_NT21-Ingkarni Wardli_Level Three_3.08 _ Comms | NT-NT21-03-3.08 | NT21-03-3.08-Comms | North Terrace | NT | NT21 | Ingkarni Wardli | 03 | Level Three | 3.08 | 850 | ITDS Branch Central Costs | 869 | Information Technology and Digital Services | 9.78 | Comms | 8 | Non Useable Floor Area Space Group | 812 | Non-usable - Comms/network system/Telephone/PABX |  | Excellent | 0.00 | NO
North Terrace_NT21-Ingkarni Wardli_Level Three_3.08A _ VSR | NT-NT21-03-3.08A | NT21-03-3.08A-VSR | North Terrace | NT | NT21 | Ingkarni Wardli | 03 | Level Three | 3.08A | 99939 | Unusable Spaces | 99939 | Unusable Spaces | 0.15 | VSR | 8 | Non Useable Floor Area Space Group | 840 | Non-usable - Service riser |  | Unknown | 0.00 | NO
North Terrace_NT21-Ingkarni Wardli_Level Three_3.09 _ Cleaner | NT-NT21-03-3.09 | NT21-03-3.09-Cleaner | North Terrace | NT | NT21 | Ingkarni Wardli | 03 | Level Three | 3.09 | 99939 | Unusable Spaces | 99939 | Unusable Spaces | 4.08 | Cleaner | 8 | Non Useable Floor Area Space Group | 806 | Non-usable - Cleaners room |  | Unknown | 0.00 | NO
North Terrace_NT21-Ingkarni Wardli_Level Three_3.10 _ Plantroom | NT-NT21-03-3.10 | NT21-03-3.10-Plantroom | North Terrace | NT | NT21 | Ingkarni Wardli | 03 | Level Three | 3.10 | 99939 | Unusable Spaces | 99939 | Unusable Spaces | 23.09 | Plantroom | 8 | Non Useable Floor Area Space Group | 811 | Non-usable - Plant room other |  | Unknown | 0.00 | NO
North Terrace_NT21-Ingkarni Wardli_Level Three_3.11 _ Fire Stair 2 | NT-NT21-03-3.11 | NT21-03-3.11-Fire Stair 2 | North Terrace | NT | NT21 | Ingkarni Wardli | 03 | Level Three | 3.11 | 99939 | Unusable Spaces | 99939 | Unusable Spaces | 13.72 | Fire Stair 2 | 8 | Non Useable Floor Area Space Group | 805 | Non-usable - Circulation space |  | Unknown | 0.00 | NO
North Terrace_NT21-Ingkarni Wardli_Level Three_3.12 _ Ramp | NT-NT21-03-3.12 | NT21-03-3.12-Ramp | North Terrace | NT | NT21 | Ingkarni Wardli | 03 | Level Three | 3.12 | 99939 | Unusable Spaces | 99939 | Unusable Spaces | 23.09 | Ramp | 8 | Non Useable Floor Area Space Group | 805 | Non-usable - Circulation space |  | Unknown | 0.00 | NO
North Terrace_NT21-Ingkarni Wardli_Level Three_3.15 _ Meeting | NT-NT21-03-3.15 | NT21-03-3.15-Meeting | North Terrace | NT | NT21 | Ingkarni Wardli | 03 | Level Three | 3.15 | 222 | School of Electrical and Electronic Engineering | 222 | School of Electrical and Electronic Engineering | 12.15 | Meeting | 6 | General Facility Space Group | 601 | General Facility - Committee/Conference/Meeting room |  | Excellent | 3,392.28 | NO
North Terrace_NT21-Ingkarni Wardli_Level Three_3.16 _ Office | NT-NT21-03-3.16 | NT21-03-3.16-Office | North Terrace | NT | NT21 | Ingkarni Wardli | 03 | Level Three | 3.16 | 222 | School of Electrical and Electronic Engineering | 222 | School of Electrical and Electronic Engineering | 11.3 | Office | 1 | Office Space Group | 101 | Office - Academic Staff |  | Excellent | 2,816.93 | NO
North Terrace_NT21-Ingkarni Wardli_Level Three_3.17 _ Office | NT-NT21-03-3.17 | NT21-03-3.17-Office | North Terrace | NT | NT21 | Ingkarni Wardli | 03 | Level Three | 3.17 | 222 | School of Electrical and Electronic Engineering | 222 | School of Electrical and Electronic Engineering | 14.07 | Office | 1 | Office Space Group | 101 | Office - Academic Staff |  | Excellent | 3,507.45 | NO
North Terrace_NT21-Ingkarni Wardli_Level Three_3.18 _ Office | NT-NT21-03-3.18 | NT21-03-3.18-Office | North Terrace | NT | NT21 | Ingkarni Wardli | 03 | Level Three | 3.18 | 222 | School of Electrical and Electronic Engineering | 222 | School of Electrical and Electronic Engineering | 14.07 | Office | 1 | Office Space Group | 101 | Office - Academic Staff |  | Excellent | 3,507.45 | NO
North Terrace_NT21-Ingkarni Wardli_Level Three_3.19 _ Office | NT-NT21-03-3.19 | NT21-03-3.19-Office | North Terrace | NT | NT21 | Ingkarni Wardli | 03 | Level Three | 3.19 | 222 | School of Electrical and Electronic Engineering | 222 | School of Electrical and Electronic Engineering | 11.3 | Office | 1 | Office Space Group | 101 | Office - Academic Staff |  | Excellent | 2,816.93 | NO
North Terrace_NT21-Ingkarni Wardli_Level Three_3.20 _ Reading Area | NT-NT21-03-3.20 | NT21-03-3.20-Reading Area | North Terrace | NT | NT21 | Ingkarni Wardli | 03 | Level Three | 3.20 | 222 | School of Electrical and Electronic Engineering | 222 | School of Electrical and Electronic Engineering | 10.35 | Reading Area | 5 | Library, IT and Learning Space Group | 501 | Library and Learning - Reading room |  | Good | 2,457.25 | NO
North Terrace_NT21-Ingkarni Wardli_Level Three_3.21 _ Meeting | NT-NT21-03-3.21 | NT21-03-3.21-Meeting | North Terrace | NT | NT21 | Ingkarni Wardli | 03 | Level Three | 3.21 | 222 | School of Electrical and Electronic Engineering | 222 | School of Electrical and Electronic Engineering | 14.43 | Meeting | 6 | General Facility Space Group | 601 | General Facility - Committee/Conference/Meeting room |  | Excellent | 4,028.86 | NO
North Terrace_NT21-Ingkarni Wardli_Level Three_3.22 _ Office | NT-NT21-03-3.22 | NT21-03-3.22-Office | North Terrace | NT | NT21 | Ingkarni Wardli | 03 | Level Three | 3.22 | 222 | School of Electrical and Electronic Engineering | 222 | School of Electrical and Electronic Engineering | 17 | Office | 1 | Office Space Group | 101 | Office - Academic Staff |  | Excellent | 4,237.86 | NO
North Terrace_NT21-Ingkarni Wardli_Level Three_3.23 _ Office | NT-NT21-03-3.23 | NT21-03-3.23-Office | North Terrace | NT | NT21 | Ingkarni Wardli | 03 | Level Three | 3.23 | 222 | School of Electrical and Electronic Engineering | 222 | School of Electrical and Electronic Engineering | 11.15 | Office | 1 | Office Space Group | 101 | Office - Academic Staff |  | Excellent | 2,779.54 | NO
North Terrace_NT21-Ingkarni Wardli_Level Three_3.24 _ Resource | NT-NT21-03-3.24 | NT21-03-3.24-Resource | North Terrace | NT | NT21 | Ingkarni Wardli | 03 | Level Three | 3.24 | 222 | School of Electrical and Electronic Engineering | 222 | School of Electrical and Electronic Engineering | 21.63 | Resource | 6 | General Facility Space Group | 603 | General Facility - Resource room |  | Excellent | 6,039.10 | NO
North Terrace_NT21-Ingkarni Wardli_Level Three_3.25 _ Office | NT-NT21-03-3.25 | NT21-03-3.25-Office | North Terrace | NT | NT21 | Ingkarni Wardli | 03 | Level Three | 3.25 | 222 | School of Electrical and Electronic Engineering | 222 | School of Electrical and Electronic Engineering | 11.28 | Office | 1 | Office Space Group | 101 | Office - Academic Staff |  | Excellent | 2,811.94 | NO
North Terrace_NT21-Ingkarni Wardli_Level Three_3.25A _ Riser | NT-NT21-03-3.25A | NT21-03-3.25A-Riser | North Terrace | NT | NT21 | Ingkarni Wardli | 03 | Level Three | 3.25A | 99939 | Unusable Spaces | 99939 | Unusable Spaces | 1.12 | Riser | 8 | Non Useable Floor Area Space Group | 840 | Non-usable - Service riser |  | Unknown | 0.00 | NO
North Terrace_NT21-Ingkarni Wardli_Level Three_3.25B _ Riser | NT-NT21-03-3.25B | NT21-03-3.25B-Riser | North Terrace | NT | NT21 | Ingkarni Wardli | 03 | Level Three | 3.25B | 99939 | Unusable Spaces | 99939 | Unusable Spaces | 0.22 | Riser | 8 | Non Useable Floor Area Space Group | 840 | Non-usable - Service riser |  | Unknown | 0.00 | NO
North Terrace_NT21-Ingkarni Wardli_Level Three_3.26 _ Office - Open Plan | NT-NT21-03-3.26 | NT21-03-3.26-Office - Open Plan | North Terrace | NT | NT21 | Ingkarni Wardli | 03 | Level Three | 3.26 | 222 | School of Electrical and Electronic Engineering | 222 | School of Electrical and Electronic Engineering | 57.49 | Office - Open Plan | 1 | Office Space Group | 111 | Open Plan - Specific type not defined |  | Excellent | 14,331.44 | NO
North Terrace_NT21-Ingkarni Wardli_Level Three_3.27 _ Office - Open Plan - HDR | NT-NT21-03-3.27 | NT21-03-3.27-Office - Open Plan - HDR | North Terrace | NT | NT21 | Ingkarni Wardli | 03 | Level Three | 3.27 | 214 | ECMS Infrastructure | 214 | ECMS Faculty Services | 95.49 | Office - Open Plan - HDR | 1 | Office Space Group | 114 | Open Plan - Research Students |  | Excellent | 23,804.30 | NO
North Terrace_NT21-Ingkarni Wardli_Level Three_3.28 _ Office - Open Plan - HDR | NT-NT21-03-3.28 | NT21-03-3.28-Office - Open Plan - HDR | North Terrace | NT | NT21 | Ingkarni Wardli | 03 | Level Three | 3.28 | 214 | ECMS Infrastructure | 214 | ECMS Faculty Services | 107.77 | Office - Open Plan - HDR | 1 | Office Space Group | 114 | Open Plan - Research Students |  | Excellent | 26,865.52 | NO
North Terrace_NT21-Ingkarni Wardli_Level Three_3.29 _ Meeting | NT-NT21-03-3.29 | NT21-03-3.29-Meeting | North Terrace | NT | NT21 | Ingkarni Wardli | 03 | Level Three | 3.29 | 222 | School of Electrical and Electronic Engineering | 222 | School of Electrical and Electronic Engineering | 13.92 | Meeting | 6 | General Facility Space Group | 601 | General Facility - Committee/Conference/Meeting room |  | Excellent | 3,886.46 | NO
North Terrace_NT21-Ingkarni Wardli_Level Three_3.30 _ Office | NT-NT21-03-3.30 | NT21-03-3.30-Office | North Terrace | NT | NT21 | Ingkarni Wardli | 03 | Level Three | 3.30 | 222 | School of Electrical and Electronic Engineering | 222 | School of Electrical and Electronic Engineering | 11.25 | Office | 1 | Office Space Group | 101 | Office - Academic Staff |  | Excellent | 2,804.46 | NO
North Terrace_NT21-Ingkarni Wardli_Level Three_3.31 _ Office | NT-NT21-03-3.31 | NT21-03-3.31-Office | North Terrace | NT | NT21 | Ingkarni Wardli | 03 | Level Three | 3.31 | 222 | School of Electrical and Electronic Engineering | 222 | School of Electrical and Electronic Engineering | 11.3 | Office | 1 | Office Space Group | 101 | Office - Academic Staff |  | Excellent | 2,816.93 | NO
North Terrace_NT21-Ingkarni Wardli_Level Three_3.32 _ Office | NT-NT21-03-3.32 | NT21-03-3.32-Office | North Terrace | NT | NT21 | Ingkarni Wardli | 03 | Level Three | 3.32 | 222 | School of Electrical and Electronic Engineering | 222 | School of Electrical and Electronic Engineering | 11.3 | Office | 1 | Office Space Group | 101 | Office - Academic Staff |  | Excellent | 2,816.93 | NO
North Terrace_NT21-Ingkarni Wardli_Level Three_3.33 _ Office | NT-NT21-03-3.33 | NT21-03-3.33-Office | North Terrace | NT | NT21 | Ingkarni Wardli | 03 | Level Three | 3.33 | 222 | School of Electrical and Electronic Engineering | 222 | School of Electrical and Electronic Engineering | 11.3 | Office | 1 | Office Space Group | 101 | Office - Academic Staff |  | Excellent | 2,816.93 | NO
North Terrace_NT21-Ingkarni Wardli_Level Three_3.33A _ Riser | NT-NT21-03-3.33A | NT21-03-3.33A-Riser | North Terrace | NT | NT21 | Ingkarni Wardli | 03 | Level Three | 3.33A | 99939 | Unusable Spaces | 99939 | Unusable Spaces | 0.52 | Riser | 8 | Non Useable Floor Area Space Group | 840 | Non-usable - Service riser |  | Unknown | 0.00 | NO
North Terrace_NT21-Ingkarni Wardli_Level Three_3.33B _ Riser | NT-NT21-03-3.33B | NT21-03-3.33B-Riser | North Terrace | NT | NT21 | Ingkarni Wardli | 03 | Level Three | 3.33B | 99939 | Unusable Spaces | 99939 | Unusable Spaces | 0.12 | Riser | 8 | Non Useable Floor Area Space Group | 840 | Non-usable - Service riser |  | Unknown | 0.00 | NO
North Terrace_NT21-Ingkarni Wardli_Level Three_3.34 _ Office | NT-NT21-03-3.34 | NT21-03-3.34-Office | North Terrace | NT | NT21 | Ingkarni Wardli | 03 | Level Three | 3.34 | 222 | School of Electrical and Electronic Engineering | 222 | School of Electrical and Electronic Engineering | 11.15 | Office | 1 | Office Space Group | 101 | Office - Academic Staff |  | Excellent | 2,779.54 | NO
North Terrace_NT21-Ingkarni Wardli_Level Three_3.35 _ Office | NT-NT21-03-3.35 | NT21-03-3.35-Office | North Terrace | NT | NT21 | Ingkarni Wardli | 03 | Level Three | 3.35 | 222 | School of Electrical and Electronic Engineering | 222 | School of Electrical and Electronic Engineering | 11.3 | Office | 1 | Office Space Group | 101 | Office - Academic Staff |  | Excellent | 2,816.93 | NO
North Terrace_NT21-Ingkarni Wardli_Level Three_3.36 _ Office | NT-NT21-03-3.36 | NT21-03-3.36-Office | North Terrace | NT | NT21 | Ingkarni Wardli | 03 | Level Three | 3.36 | 222 | School of Electrical and Electronic Engineering | 222 | School of Electrical and Electronic Engineering | 11.3 | Office | 1 | Office Space Group | 101 | Office - Academic Staff |  | Excellent | 2,816.93 | NO
North Terrace_NT21-Ingkarni Wardli_Level Three_3.37 _ Office | NT-NT21-03-3.37 | NT21-03-3.37-Office | North Terrace | NT | NT21 | Ingkarni Wardli | 03 | Level Three | 3.37 | 222 | School of Electrical and Electronic Engineering | 222 | School of Electrical and Electronic Engineering | 11.3 | Office | 1 | Office Space Group | 101 | Office - Academic Staff |  | Excellent | 2,816.93 | NO
North Terrace_NT21-Ingkarni Wardli_Level Three_3.38 _ Office | NT-NT21-03-3.38 | NT21-03-3.38-Office | North Terrace | NT | NT21 | Ingkarni Wardli | 03 | Level Three | 3.38 | 222 | School of Electrical and Electronic Engineering | 222 | School of Electrical and Electronic Engineering | 11.15 | Office | 1 | Office Space Group | 101 | Office - Academic Staff |  | Excellent | 2,779.54 | NO
North Terrace_NT21-Ingkarni Wardli_Level Three_3.39 _ Office | NT-NT21-03-3.39 | NT21-03-3.39-Office | North Terrace | NT | NT21 | Ingkarni Wardli | 03 | Level Three | 3.39 | 222 | School of Electrical and Electronic Engineering | 222 | School of Electrical and Electronic Engineering | 11.15 | Office | 1 | Office Space Group | 101 | Office - Academic Staff |  | Excellent | 2,779.54 | NO
North Terrace_NT21-Ingkarni Wardli_Level Three_3.40 _ Staff Breakout / Meeting | NT-NT21-03-3.40 | NT21-03-3.40-Staff Breakout / Meeting | North Terrace | NT | NT21 | Ingkarni Wardli | 03 | Level Three | 3.40 | 222 | School of Electrical and Electronic Engineering | 222 | School of Electrical and Electronic Engineering | 35.29 | Staff Breakout / Meeting | 1 | Office Space Group | 119 | Informal Work Space |  | Excellent | 8,797.29 | NO
North Terrace_NT21-Ingkarni Wardli_Level Three_3.40A _ FHR | NT-NT21-03-3.40A | NT21-03-3.40A-FHR | North Terrace | NT | NT21 | Ingkarni Wardli | 03 | Level Three | 3.40A | 99939 | Unusable Spaces | 99939 | Unusable Spaces | 0.28 | FHR | 8 | Non Useable Floor Area Space Group | 840 | Non-usable - Service riser |  | Unknown | 0.00 | NO
North Terrace_NT21-Ingkarni Wardli_Level Three_3.40B _ Riser | NT-NT21-03-3.40B | NT21-03-3.40B-Riser | North Terrace | NT | NT21 | Ingkarni Wardli | 03 | Level Three | 3.40B | 99939 | Unusable Spaces | 99939 | Unusable Spaces | 0.1 | Riser | 8 | Non Useable Floor Area Space Group | 840 | Non-usable - Service riser |  | Unknown | 0.00 | NO
North Terrace_NT21-Ingkarni Wardli_Level Three_3.41 _ Resource | NT-NT21-03-3.41 | NT21-03-3.41-Resource | North Terrace | NT | NT21 | Ingkarni Wardli | 03 | Level Three | 3.41 | 222 | School of Electrical and Electronic Engineering | 222 | School of Electrical and Electronic Engineering | 27.52 | Resource | 6 | General Facility Space Group | 603 | General Facility - Resource room |  | Excellent | 7,683.58 | NO
North Terrace_NT21-Ingkarni Wardli_Level Three_3.41A _ Compactus | NT-NT21-03-3.41A | NT21-03-3.41A-Compactus | North Terrace | NT | NT21 | Ingkarni Wardli | 03 | Level Three | 3.41A | 222 | School of Electrical and Electronic Engineering | 222 | School of Electrical and Electronic Engineering | 3.6 | Compactus | 4 | Ancillary Area Space Group | 419 | Ancillary Area - Store Room - Generic |  | Excellent | 789.74 | NO
North Terrace_NT21-Ingkarni Wardli_Level Three_3.42 _ Kitchen | NT-NT21-03-3.42 | NT21-03-3.42-Kitchen | North Terrace | NT | NT21 | Ingkarni Wardli | 03 | Level Three | 3.42 | 222 | School of Electrical and Electronic Engineering | 222 | School of Electrical and Electronic Engineering | 11.65 | Kitchen | 6 | General Facility Space Group | 608 | General Facility - Kitchen/Servery/Food Storage |  | Excellent | 3,252.68 | NO
North Terrace_NT21-Ingkarni Wardli_Level Three_3.43 _ Meeting - Informal | NT-NT21-03-3.43 | NT21-03-3.43-Meeting - Informal | North Terrace | NT | NT21 | Ingkarni Wardli | 03 | Level Three | 3.43 | 222 | School of Electrical and Electronic Engineering | 222 | School of Electrical and Electronic Engineering | 34.18 | Meeting - Informal | 1 | Office Space Group | 119 | Informal Work Space |  | Excellent | 8,520.59 | NO
North Terrace_NT21-Ingkarni Wardli_Level Three_3.44 _ Office - Open Plan | NT-NT21-03-3.44 | NT21-03-3.44-Office - Open Plan | North Terrace | NT | NT21 | Ingkarni Wardli | 03 | Level Three | 3.44 | 222 | School of Electrical and Electronic Engineering | 222 | School of Electrical and Electronic Engineering | 134.4 | Office - Open Plan | 1 | Office Space Group | 111 | Open Plan - Specific type not defined |  | Excellent | 33,504.00 | NO
North Terrace_NT21-Ingkarni Wardli_Level Three_3.44A _ Meeting - Informal | NT-NT21-03-3.44A | NT21-03-3.44A-Meeting - Informal | North Terrace | NT | NT21 | Ingkarni Wardli | 03 | Level Three | 3.44A | 222 | School of Electrical and Electronic Engineering | 222 | School of Electrical and Electronic Engineering | 8.36 | Meeting - Informal | 1 | Office Space Group | 119 | Informal Work Space |  | Excellent | 2,084.03 | NO
North Terrace_NT21-Ingkarni Wardli_Level Three_3.45 _ Office | NT-NT21-03-3.45 | NT21-03-3.45-Office | North Terrace | NT | NT21 | Ingkarni Wardli | 03 | Level Three | 3.45 | 222 | School of Electrical and Electronic Engineering | 222 | School of Electrical and Electronic Engineering | 11.29 | Office | 1 | Office Space Group | 101 | Office - Academic Staff |  | Excellent | 2,814.44 | NO
North Terrace_NT21-Ingkarni Wardli_Level Three_3.46 _ Office | NT-NT21-03-3.46 | NT21-03-3.46-Office | North Terrace | NT | NT21 | Ingkarni Wardli | 03 | Level Three | 3.46 | 222 | School of Electrical and Electronic Engineering | 222 | School of Electrical and Electronic Engineering | 13.69 | Office | 1 | Office Space Group | 101 | Office - Academic Staff |  | Excellent | 3,412.72 | NO
North Terrace_NT21-Ingkarni Wardli_Level Three_3.47 _ Office | NT-NT21-03-3.47 | NT21-03-3.47-Office | North Terrace | NT | NT21 | Ingkarni Wardli | 03 | Level Three | 3.47 | 222 | School of Electrical and Electronic Engineering | 222 | School of Electrical and Electronic Engineering | 11.19 | Office | 1 | Office Space Group | 101 | Office - Academic Staff |  | Excellent | 2,789.51 | NO
North Terrace_NT21-Ingkarni Wardli_Level Three_3.48 _ Office | NT-NT21-03-3.48 | NT21-03-3.48-Office | North Terrace | NT | NT21 | Ingkarni Wardli | 03 | Level Three | 3.48 | 222 | School of Electrical and Electronic Engineering | 222 | School of Electrical and Electronic Engineering | 14.04 | Office | 1 | Office Space Group | 101 | Office - Academic Staff |  | Excellent | 3,499.97 | NO
North Terrace_NT21-Ingkarni Wardli_Level Three_3.49 _ Office - Open Plan - Hot Desks | NT-NT21-03-3.49 | NT21-03-3.49-Office - Open Plan - Hot Desks | North Terrace | NT | NT21 | Ingkarni Wardli | 03 | Level Three | 3.49 | 222 | School of Electrical and Electronic Engineering | 222 | School of Electrical and Electronic Engineering | 57.97 | Office - Open Plan - Hot Desks | 1 | Office Space Group | 117 | Open Plan - Hot Desk |  | Excellent | 14,451.09 | NO
North Terrace_NT21-Ingkarni Wardli_Level Three_3.50 _ Office | NT-NT21-03-3.50 | NT21-03-3.50-Office | North Terrace | NT | NT21 | Ingkarni Wardli | 03 | Level Three | 3.50 | 222 | School of Electrical and Electronic Engineering | 222 | School of Electrical and Electronic Engineering | 11.29 | Office | 1 | Office Space Group | 101 | Office - Academic Staff |  | Excellent | 2,814.44 | NO
North Terrace_NT21-Ingkarni Wardli_Level Three_3.51 _ Office | NT-NT21-03-3.51 | NT21-03-3.51-Office | North Terrace | NT | NT21 | Ingkarni Wardli | 03 | Level Three | 3.51 | 222 | School of Electrical and Electronic Engineering | 222 | School of Electrical and Electronic Engineering | 11.29 | Office | 1 | Office Space Group | 101 | Office - Academic Staff |  | Excellent | 2,814.44 | NO
North Terrace_NT21-Ingkarni Wardli_Level Three_3.52 _ Office | NT-NT21-03-3.52 | NT21-03-3.52-Office | North Terrace | NT | NT21 | Ingkarni Wardli | 03 | Level Three | 3.52 | 222 | School of Electrical and Electronic Engineering | 222 | School of Electrical and Electronic Engineering | 11.29 | Office | 1 | Office Space Group | 101 | Office - Academic Staff |  | Excellent | 2,814.44 | NO
North Terrace_NT21-Ingkarni Wardli_Level Three_3.53 _ Office | NT-NT21-03-3.53 | NT21-03-3.53-Office | North Terrace | NT | NT21 | Ingkarni Wardli | 03 | Level Three | 3.53 | 222 | School of Electrical and Electronic Engineering | 222 | School of Electrical and Electronic Engineering | 11.29 | Office | 1 | Office Space Group | 101 | Office - Academic Staff |  | Excellent | 2,814.44 | NO
North Terrace_NT21-Ingkarni Wardli_Level Three_3.54 _ Office | NT-NT21-03-3.54 | NT21-03-3.54-Office | North Terrace | NT | NT21 | Ingkarni Wardli | 03 | Level Three | 3.54 | 222 | School of Electrical and Electronic Engineering | 222 | School of Electrical and Electronic Engineering | 11.3 | Office | 1 | Office Space Group | 101 | Office - Academic Staff |  | Excellent | 2,816.93 | NO
North Terrace_NT21-Ingkarni Wardli_Level Three_3.55 _ Office | NT-NT21-03-3.55 | NT21-03-3.55-Office | North Terrace | NT | NT21 | Ingkarni Wardli | 03 | Level Three | 3.55 | 222 | School of Electrical and Electronic Engineering | 222 | School of Electrical and Electronic Engineering | 11.3 | Office | 1 | Office Space Group | 101 | Office - Academic Staff |  | Excellent | 2,816.93 | NO
North Terrace_NT21-Ingkarni Wardli_Level Three_3.56 _ Office | NT-NT21-03-3.56 | NT21-03-3.56-Office | North Terrace | NT | NT21 | Ingkarni Wardli | 03 | Level Three | 3.56 | 222 | School of Electrical and Electronic Engineering | 222 | School of Electrical and Electronic Engineering | 11.3 | Office | 1 | Office Space Group | 101 | Office - Academic Staff |  | Excellent | 2,816.93 | NO
North Terrace_NT21-Ingkarni Wardli_Level Three_3.57 _ Office | NT-NT21-03-3.57 | NT21-03-3.57-Office | North Terrace | NT | NT21 | Ingkarni Wardli | 03 | Level Three | 3.57 | 222 | School of Electrical and Electronic Engineering | 222 | School of Electrical and Electronic Engineering | 11.3 | Office | 1 | Office Space Group | 101 | Office - Academic Staff |  | Excellent | 2,816.93 | NO
North Terrace_NT21-Ingkarni Wardli_Level Three_3.58 _ Office | NT-NT21-03-3.58 | NT21-03-3.58-Office | North Terrace | NT | NT21 | Ingkarni Wardli | 03 | Level Three | 3.58 | 222 | School of Electrical and Electronic Engineering | 222 | School of Electrical and Electronic Engineering | 11.3 | Office | 1 | Office Space Group | 101 | Office - Academic Staff |  | Excellent | 2,816.93 | NO
North Terrace_NT21-Ingkarni Wardli_Level Three_3.59 _ Office - Open Plan - HDR | NT-NT21-03-3.59 | NT21-03-3.59-Office - Open Plan - HDR | North Terrace | NT | NT21 | Ingkarni Wardli | 03 | Level Three | 3.59 | 214 | ECMS Infrastructure | 214 | ECMS Faculty Services | 89.75 | Office - Open Plan - HDR | 1 | Office Space Group | 114 | Open Plan - Research Students |  | Excellent | 22,373.40 | NO
North Terrace_NT21-Ingkarni Wardli_Level Three_3.60 _ Office - Open Plan - HDC Hot Des | NT-NT21-03-3.60 | NT21-03-3.60-Office - Open Plan - HDC Hot Des | North Terrace | NT | NT21 | Ingkarni Wardli | 03 | Level Three | 3.60 | 214 | ECMS Infrastructure | 214 | ECMS Faculty Services | 27.17 | Office - Open Plan - HDC Hot Des | 1 | Office Space Group | 112 | Open Plan - Academic Staff | INFORMAL-PRIM-I | Excellent | 6,773.09 | NO
North Terrace_NT21-Ingkarni Wardli_Level Three_3.60A _ Riser | NT-NT21-03-3.60A | NT21-03-3.60A-Riser | North Terrace | NT | NT21 | Ingkarni Wardli | 03 | Level Three | 3.60A | 99939 | Unusable Spaces | 99939 | Unusable Spaces | 0.13 | Riser | 8 | Non Useable Floor Area Space Group | 840 | Non-usable - Service riser |  | Unknown | 0.00 | NO
North Terrace_NT21-Ingkarni Wardli_Level Three_3.61 _ Meeting | NT-NT21-03-3.61 | NT21-03-3.61-Meeting | North Terrace | NT | NT21 | Ingkarni Wardli | 03 | Level Three | 3.61 | 222 | School of Electrical and Electronic Engineering | 222 | School of Electrical and Electronic Engineering | 10.8 | Meeting | 6 | General Facility Space Group | 601 | General Facility - Committee/Conference/Meeting room |  | Excellent | 3,015.36 | NO
North Terrace_NT21-Ingkarni Wardli_Level Three_3.62 _ Wireless Lounge | NT-NT21-03-3.62 | NT21-03-3.62-Wireless Lounge | North Terrace | NT | NT21 | Ingkarni Wardli | 03 | Level Three | 3.62 | 214 | ECMS Infrastructure | 214 | ECMS Faculty Services | 85.25 | Wireless Lounge | 5 | Library, IT and Learning Space Group | 517 | Informal Learning | INFORMAL-PRIM-C | Good | 20,239.63 | NO
North Terrace_NT21-Ingkarni Wardli_Level Three_3.62A _ Riser | NT-NT21-03-3.62A | NT21-03-3.62A-Riser | North Terrace | NT | NT21 | Ingkarni Wardli | 03 | Level Three | 3.62A | 99939 | Unusable Spaces | 99939 | Unusable Spaces | 0.05 | Riser | 8 | Non Useable Floor Area Space Group | 840 | Non-usable - Service riser |  | Unknown | 0.00 | NO
North Terrace_NT21-Ingkarni Wardli_Level Three_3.62B _ FHR | NT-NT21-03-3.62B | NT21-03-3.62B-FHR | North Terrace | NT | NT21 | Ingkarni Wardli | 03 | Level Three | 3.62B | 99939 | Unusable Spaces | 99939 | Unusable Spaces | 0.28 | FHR | 8 | Non Useable Floor Area Space Group | 840 | Non-usable - Service riser |  | Unknown | 0.00 | NO
North Terrace_NT21-Ingkarni Wardli_Level Three_3.62C _ wall cavity | NT-NT21-03-3.62C | NT21-03-3.62C-wall cavity | North Terrace | NT | NT21 | Ingkarni Wardli | 03 | Level Three | 3.62C | 99939 | Unusable Spaces | 99939 | Unusable Spaces | 0.37 | wall cavity | 8 | Non Useable Floor Area Space Group | 800 | Non-usable - Specific type not defined |  | Unknown | 0.00 | NO
North Terrace_NT21-Ingkarni Wardli_Level Three_3.62D _ wall cavity | NT-NT21-03-3.62D | NT21-03-3.62D-wall cavity | North Terrace | NT | NT21 | Ingkarni Wardli | 03 | Level Three | 3.62D | 99939 | Unusable Spaces | 99939 | Unusable Spaces | 2.46 | wall cavity | 8 | Non Useable Floor Area Space Group | 800 | Non-usable - Specific type not defined |  | Unknown | 0.00 | NO
North Terrace_NT21-Ingkarni Wardli_Level Three_3.63 _ Building Link 2 | NT-NT21-03-3.63 | NT21-03-3.63-Building Link 2 | North Terrace | NT | NT21 | Ingkarni Wardli | 03 | Level Three | 3.63 | 99939 | Unusable Spaces | 99939 | Unusable Spaces | 80.58 | Building Link 2 | 8 | Non Useable Floor Area Space Group | 805 | Non-usable - Circulation space |  | Unknown | 0.00 | NO
North Terrace_NT21-Ingkarni Wardli_Level Four_4.00 _ Lift Lobby | NT-NT21-04-4.00 | NT21-04-4.00-Lift Lobby | North Terrace | NT | NT21 | Ingkarni Wardli | 04 | Level Four | 4.00 | 99939 | Unusable Spaces | 99939 | Unusable Spaces | 44.96 | Lift Lobby | 8 | Non Useable Floor Area Space Group | 805 | Non-usable - Circulation space |  | Unknown | 0.00 | NO
North Terrace_NT21-Ingkarni Wardli_Level Four_4.00A _ Corr. | NT-NT21-04-4.00A | NT21-04-4.00A-Corr. | North Terrace | NT | NT21 | Ingkarni Wardli | 04 | Level Four | 4.00A | 99939 | Unusable Spaces | 99939 | Unusable Spaces | 20.85 | Corr. | 8 | Non Useable Floor Area Space Group | 805 | Non-usable - Circulation space |  | Unknown | 0.00 | NO
North Terrace_NT21-Ingkarni Wardli_Level Four_4.00B _ Corr. | NT-NT21-04-4.00B | NT21-04-4.00B-Corr. | North Terrace | NT | NT21 | Ingkarni Wardli | 04 | Level Four | 4.00B | 99939 | Unusable Spaces | 99939 | Unusable Spaces | 30.94 | Corr. | 8 | Non Useable Floor Area Space Group | 805 | Non-usable - Circulation space |  | Unknown | 0.00 | NO
North Terrace_NT21-Ingkarni Wardli_Level Four_4.00C _ Corr. | NT-NT21-04-4.00C | NT21-04-4.00C-Corr. | North Terrace | NT | NT21 | Ingkarni Wardli | 04 | Level Four | 4.00C | 99939 | Unusable Spaces | 99939 | Unusable Spaces | 58.16 | Corr. | 8 | Non Useable Floor Area Space Group | 805 | Non-usable - Circulation space |  | Unknown | 0.00 | NO
North Terrace_NT21-Ingkarni Wardli_Level Four_4.00D _ Corr. | NT-NT21-04-4.00D | NT21-04-4.00D-Corr. | North Terrace | NT | NT21 | Ingkarni Wardli | 04 | Level Four | 4.00D | 99939 | Unusable Spaces | 99939 | Unusable Spaces | 15.95 | Corr. | 8 | Non Useable Floor Area Space Group | 805 | Non-usable - Circulation space |  | Unknown | 0.00 | NO
North Terrace_NT21-Ingkarni Wardli_Level Four_4.00E _ Corr. | NT-NT21-04-4.00E | NT21-04-4.00E-Corr. | North Terrace | NT | NT21 | Ingkarni Wardli | 04 | Level Four | 4.00E | 99939 | Unusable Spaces | 99939 | Unusable Spaces | 10.38 | Corr. | 8 | Non Useable Floor Area Space Group | 805 | Non-usable - Circulation space |  | Unknown | 0.00 | NO
North Terrace_NT21-Ingkarni Wardli_Level Four_4.00F _ Corr. | NT-NT21-04-4.00F | NT21-04-4.00F-Corr. | North Terrace | NT | NT21 | Ingkarni Wardli | 04 | Level Four | 4.00F | 99939 | Unusable Spaces | 99939 | Unusable Spaces | 81.4 | Corr. | 8 | Non Useable Floor Area Space Group | 805 | Non-usable - Circulation space |  | Unknown | 0.00 | NO
North Terrace_NT21-Ingkarni Wardli_Level Four_4.00G _ Switchboard | NT-NT21-04-4.00G | NT21-04-4.00G-Switchboard | North Terrace | NT | NT21 | Ingkarni Wardli | 04 | Level Four | 4.00G | 99939 | Unusable Spaces | 99939 | Unusable Spaces | 1.95 | Switchboard | 8 | Non Useable Floor Area Space Group | 815 | Non-usable - Switch room |  | Unknown | 0.00 | NO
North Terrace_NT21-Ingkarni Wardli_Level Four_4.00H _ Riser | NT-NT21-04-4.00H | NT21-04-4.00H-Riser | North Terrace | NT | NT21 | Ingkarni Wardli | 04 | Level Four | 4.00H | 99939 | Unusable Spaces | 99939 | Unusable Spaces | 0.05 | Riser | 8 | Non Useable Floor Area Space Group | 840 | Non-usable - Service riser |  | Unknown | 0.00 | NO
North Terrace_NT21-Ingkarni Wardli_Level Four_4.00I _ FHR | NT-NT21-04-4.00I | NT21-04-4.00I-FHR | North Terrace | NT | NT21 | Ingkarni Wardli | 04 | Level Four | 4.00I | 99939 | Unusable Spaces | 99939 | Unusable Spaces | 0.28 | FHR | 8 | Non Useable Floor Area Space Group | 840 | Non-usable - Service riser |  | Unknown | 0.00 | NO
North Terrace_NT21-Ingkarni Wardli_Level Four_4.01 _ Fire Stair 1 | NT-NT21-04-4.01 | NT21-04-4.01-Fire Stair 1 | North Terrace | NT | NT21 | Ingkarni Wardli | 04 | Level Four | 4.01 | 99939 | Unusable Spaces | 99939 | Unusable Spaces | 12.22 | Fire Stair 1 | 8 | Non Useable Floor Area Space Group | 805 | Non-usable - Circulation space |  | Unknown | 0.00 | NO
North Terrace_NT21-Ingkarni Wardli_Level Four_4.02 _ Plantroom | NT-NT21-04-4.02 | NT21-04-4.02-Plantroom | North Terrace | NT | NT21 | Ingkarni Wardli | 04 | Level Four | 4.02 | 99939 | Unusable Spaces | 99939 | Unusable Spaces | 22.91 | Plantroom | 8 | Non Useable Floor Area Space Group | 811 | Non-usable - Plant room other |  | Unknown | 0.00 | NO
North Terrace_NT21-Ingkarni Wardli_Level Four_4.03 _ WC - U - Access (RH+S) | NT-NT21-04-4.03 | NT21-04-4.03-WC - U - Access (RH+S) | North Terrace | NT | NT21 | Ingkarni Wardli | 04 | Level Four | 4.03 | 99939 | Unusable Spaces | 99939 | Unusable Spaces | 6.54 | WC - U - Access (RH+S) | 8 | Non Useable Floor Area Space Group | 818 | Non-usable - Toilets/Amenities - Unisex Accessible |  | Unknown | 0.00 | NO
North Terrace_NT21-Ingkarni Wardli_Level Four_4.03A _ Riser | NT-NT21-04-4.03A | NT21-04-4.03A-Riser | North Terrace | NT | NT21 | Ingkarni Wardli | 04 | Level Four | 4.03A | 99939 | Unusable Spaces | 99939 | Unusable Spaces | 0.9 | Riser | 8 | Non Useable Floor Area Space Group | 840 | Non-usable - Service riser |  | Unknown | 0.00 | NO
North Terrace_NT21-Ingkarni Wardli_Level Four_4.03B _ Riser | NT-NT21-04-4.03B | NT21-04-4.03B-Riser | North Terrace | NT | NT21 | Ingkarni Wardli | 04 | Level Four | 4.03B | 99939 | Unusable Spaces | 99939 | Unusable Spaces | 0.75 | Riser | 8 | Non Useable Floor Area Space Group | 840 | Non-usable - Service riser |  | Unknown | 0.00 | NO
North Terrace_NT21-Ingkarni Wardli_Level Four_4.04 _ WC - F | NT-NT21-04-4.04 | NT21-04-4.04-WC - F | North Terrace | NT | NT21 | Ingkarni Wardli | 04 | Level Four | 4.04 | 99939 | Unusable Spaces | 99939 | Unusable Spaces | 15.97 | WC - F | 8 | Non Useable Floor Area Space Group | 820 | Non-usable - Toilets/Amenities - Female |  | Unknown | 0.00 | NO
North Terrace_NT21-Ingkarni Wardli_Level Four_4.05 _ WC - F | NT-NT21-04-4.05 | NT21-04-4.05-WC - F | North Terrace | NT | NT21 | Ingkarni Wardli | 04 | Level Four | 4.05 | 99939 | Unusable Spaces | 99939 | Unusable Spaces | 8.46 | WC - F | 8 | Non Useable Floor Area Space Group | 820 | Non-usable - Toilets/Amenities - Female |  | Unknown | 0.00 | NO
North Terrace_NT21-Ingkarni Wardli_Level Four_4.06 _ WC - M | NT-NT21-04-4.06 | NT21-04-4.06-WC - M | North Terrace | NT | NT21 | Ingkarni Wardli | 04 | Level Four | 4.06 | 99939 | Unusable Spaces | 99939 | Unusable Spaces | 14.4 | WC - M | 8 | Non Useable Floor Area Space Group | 821 | Non-usable - Toilets/Amenities - Male |  | Unknown | 0.00 | NO
North Terrace_NT21-Ingkarni Wardli_Level Four_4.07 _ A/L / vanity - M | NT-NT21-04-4.07 | NT21-04-4.07-A/L / vanity - M | North Terrace | NT | NT21 | Ingkarni Wardli | 04 | Level Four | 4.07 | 99939 | Unusable Spaces | 99939 | Unusable Spaces | 8.26 | A/L / vanity - M | 8 | Non Useable Floor Area Space Group | 821 | Non-usable - Toilets/Amenities - Male |  | Unknown | 0.00 | NO
North Terrace_NT21-Ingkarni Wardli_Level Four_4.08 _ Comms | NT-NT21-04-4.08 | NT21-04-4.08-Comms | North Terrace | NT | NT21 | Ingkarni Wardli | 04 | Level Four | 4.08 | 850 | ITDS Branch Central Costs | 869 | Information Technology and Digital Services | 9.76 | Comms | 8 | Non Useable Floor Area Space Group | 812 | Non-usable - Comms/network system/Telephone/PABX |  | Excellent | 0.00 | NO
North Terrace_NT21-Ingkarni Wardli_Level Four_4.08A _ VSR | NT-NT21-04-4.08A | NT21-04-4.08A-VSR | North Terrace | NT | NT21 | Ingkarni Wardli | 04 | Level Four | 4.08A | 99939 | Unusable Spaces | 99939 | Unusable Spaces | 0.15 | VSR | 8 | Non Useable Floor Area Space Group | 840 | Non-usable - Service riser |  | Unknown | 0.00 | NO
North Terrace_NT21-Ingkarni Wardli_Level Four_4.09 _ Cleaner | NT-NT21-04-4.09 | NT21-04-4.09-Cleaner | North Terrace | NT | NT21 | Ingkarni Wardli | 04 | Level Four | 4.09 | 99939 | Unusable Spaces | 99939 | Unusable Spaces | 4.06 | Cleaner | 8 | Non Useable Floor Area Space Group | 806 | Non-usable - Cleaners room |  | Unknown | 0.00 | NO
North Terrace_NT21-Ingkarni Wardli_Level Four_4.10 _ Plantroom | NT-NT21-04-4.10 | NT21-04-4.10-Plantroom | North Terrace | NT | NT21 | Ingkarni Wardli | 04 | Level Four | 4.10 | 99939 | Unusable Spaces | 99939 | Unusable Spaces | 23.09 | Plantroom | 8 | Non Useable Floor Area Space Group | 811 | Non-usable - Plant room other |  | Unknown | 0.00 | NO
North Terrace_NT21-Ingkarni Wardli_Level Four_4.11 _ Fire Stair 2 | NT-NT21-04-4.11 | NT21-04-4.11-Fire Stair 2 | North Terrace | NT | NT21 | Ingkarni Wardli | 04 | Level Four | 4.11 | 99939 | Unusable Spaces | 99939 | Unusable Spaces | 13.72 | Fire Stair 2 | 8 | Non Useable Floor Area Space Group | 805 | Non-usable - Circulation space |  | Unknown | 0.00 | NO
North Terrace_NT21-Ingkarni Wardli_Level Four_4.12 _ Ramp | NT-NT21-04-4.12 | NT21-04-4.12-Ramp | North Terrace | NT | NT21 | Ingkarni Wardli | 04 | Level Four | 4.12 | 99939 | Unusable Spaces | 99939 | Unusable Spaces | 22.34 | Ramp | 8 | Non Useable Floor Area Space Group | 805 | Non-usable - Circulation space |  | Unknown | 0.00 | NO
North Terrace_NT21-Ingkarni Wardli_Level Four_4.13 _ Winter Garden | NT-NT21-04-4.13 | NT21-04-4.13-Winter Garden | North Terrace | NT | NT21 | Ingkarni Wardli | 04 | Level Four | 4.13 | 221 | School of Computer Science | 221 | School of Computer Science | 12.38 | Winter Garden | 1 | Office Space Group | 119 | Informal Work Space |  | Good | 2,624.28 | NO
North Terrace_NT21-Ingkarni Wardli_Level Four_4.14 _ Winter Garden | NT-NT21-04-4.14 | NT21-04-4.14-Winter Garden | North Terrace | NT | NT21 | Ingkarni Wardli | 04 | Level Four | 4.14 | 221 | School of Computer Science | 221 | School of Computer Science | 12.38 | Winter Garden | 1 | Office Space Group | 119 | Informal Work Space |  | Good | 2,624.28 | NO
North Terrace_NT21-Ingkarni Wardli_Level Four_4.15 _ Meeting | NT-NT21-04-4.15 | NT21-04-4.15-Meeting | North Terrace | NT | NT21 | Ingkarni Wardli | 04 | Level Four | 4.15 | 221 | School of Computer Science | 221 | School of Computer Science | 18.74 | Meeting | 6 | General Facility Space Group | 601 | General Facility - Committee/Conference/Meeting room |  | Excellent | 5,232.21 | NO
North Terrace_NT21-Ingkarni Wardli_Level Four_4.16 _ Office | NT-NT21-04-4.16 | NT21-04-4.16-Office | North Terrace | NT | NT21 | Ingkarni Wardli | 04 | Level Four | 4.16 | 221 | School of Computer Science | 221 | School of Computer Science | 11.5 | Office | 1 | Office Space Group | 101 | Office - Academic Staff |  | Excellent | 2,866.79 | NO
North Terrace_NT21-Ingkarni Wardli_Level Four_4.17 _ Office | NT-NT21-04-4.17 | NT21-04-4.17-Office | North Terrace | NT | NT21 | Ingkarni Wardli | 04 | Level Four | 4.17 | 221 | School of Computer Science | 221 | School of Computer Science | 11.3 | Office | 1 | Office Space Group | 101 | Office - Academic Staff |  | Excellent | 2,816.93 | NO
North Terrace_NT21-Ingkarni Wardli_Level Four_4.18 _ Office | NT-NT21-04-4.18 | NT21-04-4.18-Office | North Terrace | NT | NT21 | Ingkarni Wardli | 04 | Level Four | 4.18 | 221 | School of Computer Science | 221 | School of Computer Science | 14.07 | Office | 1 | Office Space Group | 101 | Office - Academic Staff |  | Excellent | 3,507.45 | NO
North Terrace_NT21-Ingkarni Wardli_Level Four_4.19 _ Office | NT-NT21-04-4.19 | NT21-04-4.19-Office | North Terrace | NT | NT21 | Ingkarni Wardli | 04 | Level Four | 4.19 | 221 | School of Computer Science | 221 | School of Computer Science | 11.15 | Office | 1 | Office Space Group | 101 | Office - Academic Staff |  | Excellent | 2,779.54 | NO
North Terrace_NT21-Ingkarni Wardli_Level Four_4.20 _ Office | NT-NT21-04-4.20 | NT21-04-4.20-Office | North Terrace | NT | NT21 | Ingkarni Wardli | 04 | Level Four | 4.20 | 221 | School of Computer Science | 221 | School of Computer Science | 11.29 | Office | 1 | Office Space Group | 101 | Office - Academic Staff |  | Excellent | 2,814.44 | NO
North Terrace_NT21-Ingkarni Wardli_Level Four_4.21 _ Reading Area | NT-NT21-04-4.21 | NT21-04-4.21-Reading Area | North Terrace | NT | NT21 | Ingkarni Wardli | 04 | Level Four | 4.21 | 221 | School of Computer Science | 221 | School of Computer Science | 14.96 | Reading Area | 5 | Library, IT and Learning Space Group | 501 | Library and Learning - Reading room |  | Good | 3,551.73 | NO
North Terrace_NT21-Ingkarni Wardli_Level Four_4.22 _ Meeting | NT-NT21-04-4.22 | NT21-04-4.22-Meeting | North Terrace | NT | NT21 | Ingkarni Wardli | 04 | Level Four | 4.22 | 221 | School of Computer Science | 221 | School of Computer Science | 14.43 | Meeting | 6 | General Facility Space Group | 601 | General Facility - Committee/Conference/Meeting room |  | Excellent | 4,028.86 | NO
North Terrace_NT21-Ingkarni Wardli_Level Four_4.23 _ Office | NT-NT21-04-4.23 | NT21-04-4.23-Office | North Terrace | NT | NT21 | Ingkarni Wardli | 04 | Level Four | 4.23 | 221 | School of Computer Science | 221 | School of Computer Science | 11.19 | Office | 1 | Office Space Group | 101 | Office - Academic Staff |  | Excellent | 2,789.51 | NO
North Terrace_NT21-Ingkarni Wardli_Level Four_4.24 _ Resource | NT-NT21-04-4.24 | NT21-04-4.24-Resource | North Terrace | NT | NT21 | Ingkarni Wardli | 04 | Level Four | 4.24 | 221 | School of Computer Science | 221 | School of Computer Science | 24.18 | Resource | 6 | General Facility Space Group | 603 | General Facility - Resource room |  | Excellent | 6,751.06 | NO
North Terrace_NT21-Ingkarni Wardli_Level Four_4.25 _ Office - Open Plan | NT-NT21-04-4.25 | NT21-04-4.25-Office - Open Plan | North Terrace | NT | NT21 | Ingkarni Wardli | 04 | Level Four | 4.25 | 221 | School of Computer Science | 221 | School of Computer Science | 14.37 | Office - Open Plan | 1 | Office Space Group | 111 | Open Plan - Specific type not defined |  | Excellent | 3,582.24 | NO
North Terrace_NT21-Ingkarni Wardli_Level Four_4.25.01 _ | NT-NT21-04-4.25.01 | NT21-04-4.25.01- | North Terrace | NT | NT21 | Ingkarni Wardli | 04 | Level Four | 4.25.01 | 221 | School of Computer Science | 221 | School of Computer Science | 6.48 |  | 1 | Office Space Group | 116 | Open Plan - Professional/General Staff |  | Unknown |  | NO
North Terrace_NT21-Ingkarni Wardli_Level Four_4.25.02 _ | NT-NT21-04-4.25.02 | NT21-04-4.25.02- | North Terrace | NT | NT21 | Ingkarni Wardli | 04 | Level Four | 4.25.02 | 221 | School of Computer Science | 221 | School of Computer Science | 3.24 |  | 1 | Office Space Group | 116 | Open Plan - Professional/General Staff |  | Unknown |  | NO
North Terrace_NT21-Ingkarni Wardli_Level Four_4.25.03 _ | NT-NT21-04-4.25.03 | NT21-04-4.25.03- | North Terrace | NT | NT21 | Ingkarni Wardli | 04 | Level Four | 4.25.03 | 221 | School of Computer Science | 221 | School of Computer Science | 6.27 |  | 1 | Office Space Group | 116 | Open Plan - Professional/General Staff |  | Unknown |  | NO
North Terrace_NT21-Ingkarni Wardli_Level Four_4.25.04 _ | NT-NT21-04-4.25.04 | NT21-04-4.25.04- | North Terrace | NT | NT21 | Ingkarni Wardli | 04 | Level Four | 4.25.04 | 221 | School of Computer Science | 221 | School of Computer Science | 6.27 |  | 1 | Office Space Group | 116 | Open Plan - Professional/General Staff |  | Unknown |  | NO
North Terrace_NT21-Ingkarni Wardli_Level Four_4.25.05 _ | NT-NT21-04-4.25.05 | NT21-04-4.25.05- | North Terrace | NT | NT21 | Ingkarni Wardli | 04 | Level Four | 4.25.05 | 221 | School of Computer Science | 221 | School of Computer Science | 6.27 |  | 1 | Office Space Group | 116 | Open Plan - Professional/General Staff |  | Unknown |  | NO
North Terrace_NT21-Ingkarni Wardli_Level Four_4.26 _ Office | NT-NT21-04-4.26 | NT21-04-4.26-Office | North Terrace | NT | NT21 | Ingkarni Wardli | 04 | Level Four | 4.26 | 221 | School of Computer Science | 221 | School of Computer Science | 17 | Office | 1 | Office Space Group | 101 | Office - Academic Staff |  | Excellent | 4,237.86 | NO
North Terrace_NT21-Ingkarni Wardli_Level Four_4.27 _ Office | NT-NT21-04-4.27 | NT21-04-4.27-Office | North Terrace | NT | NT21 | Ingkarni Wardli | 04 | Level Four | 4.27 | 221 | School of Computer Science | 221 | School of Computer Science | 11.19 | Office | 1 | Office Space Group | 101 | Office - Academic Staff |  | Excellent | 2,789.51 | NO
North Terrace_NT21-Ingkarni Wardli_Level Four_4.27A _ Riser | NT-NT21-04-4.27A | NT21-04-4.27A-Riser | North Terrace | NT | NT21 | Ingkarni Wardli | 04 | Level Four | 4.27A | 99939 | Unusable Spaces | 99939 | Unusable Spaces | 1.12 | Riser | 8 | Non Useable Floor Area Space Group | 840 | Non-usable - Service riser |  | Unknown | 0.00 | NO
North Terrace_NT21-Ingkarni Wardli_Level Four_4.27B _ Riser | NT-NT21-04-4.27B | NT21-04-4.27B-Riser | North Terrace | NT | NT21 | Ingkarni Wardli | 04 | Level Four | 4.27B | 99939 | Unusable Spaces | 99939 | Unusable Spaces | 0.22 | Riser | 8 | Non Useable Floor Area Space Group | 840 | Non-usable - Service riser |  | Unknown | 0.00 | NO
North Terrace_NT21-Ingkarni Wardli_Level Four_4.28 _ Office | NT-NT21-04-4.28 | NT21-04-4.28-Office | North Terrace | NT | NT21 | Ingkarni Wardli | 04 | Level Four | 4.28 | 221 | School of Computer Science | 221 | School of Computer Science | 11.15 | Office | 1 | Office Space Group | 101 | Office - Academic Staff |  | Excellent | 2,779.54 | NO
North Terrace_NT21-Ingkarni Wardli_Level Four_4.29 _ Office | NT-NT21-04-4.29 | NT21-04-4.29-Office | North Terrace | NT | NT21 | Ingkarni Wardli | 04 | Level Four | 4.29 | 221 | School of Computer Science | 221 | School of Computer Science | 11.19 | Office | 1 | Office Space Group | 101 | Office - Academic Staff |  | Excellent | 2,789.51 | NO
North Terrace_NT21-Ingkarni Wardli_Level Four_4.30 _ Office | NT-NT21-04-4.30 | NT21-04-4.30-Office | North Terrace | NT | NT21 | Ingkarni Wardli | 04 | Level Four | 4.30 | 221 | School of Computer Science | 221 | School of Computer Science | 11.3 | Office | 1 | Office Space Group | 101 | Office - Academic Staff |  | Excellent | 2,816.93 | NO
North Terrace_NT21-Ingkarni Wardli_Level Four_4.31 _ Office | NT-NT21-04-4.31 | NT21-04-4.31-Office | North Terrace | NT | NT21 | Ingkarni Wardli | 04 | Level Four | 4.31 | 221 | School of Computer Science | 221 | School of Computer Science | 11.15 | Office | 1 | Office Space Group | 101 | Office - Academic Staff |  | Excellent | 2,779.54 | NO
North Terrace_NT21-Ingkarni Wardli_Level Four_4.32 _ Office - Open Plan - HDR | NT-NT21-04-4.32 | NT21-04-4.32-Office - Open Plan - HDR | North Terrace | NT | NT21 | Ingkarni Wardli | 04 | Level Four | 4.32 | 214 | ECMS Infrastructure | 214 | ECMS Faculty Services | 18.57 | Office - Open Plan - HDR | 1 | Office Space Group | 111 | Open Plan - Specific type not defined |  | Excellent | 4,629.24 | NO
North Terrace_NT21-Ingkarni Wardli_Level Four_4.32.01 _ Workstation - HDR | NT-NT21-04-4.32.01 | NT21-04-4.32.01-Workstation - HDR | North Terrace | NT | NT21 | Ingkarni Wardli | 04 | Level Four | 4.32.01 | 214 | ECMS Infrastructure | 214 | ECMS Faculty Services | 4.28 | Workstation - HDR | 1 | Office Space Group | 114 | Open Plan - Research Students |  | Excellent | 1,066.94 | NO
North Terrace_NT21-Ingkarni Wardli_Level Four_4.32.02 _ Workstation - HDR | NT-NT21-04-4.32.02 | NT21-04-4.32.02-Workstation - HDR | North Terrace | NT | NT21 | Ingkarni Wardli | 04 | Level Four | 4.32.02 | 214 | ECMS Infrastructure | 214 | ECMS Faculty Services | 4.28 | Workstation - HDR | 1 | Office Space Group | 114 | Open Plan - Research Students |  | Excellent | 1,066.94 | NO
North Terrace_NT21-Ingkarni Wardli_Level Four_4.32.03 _ Workstation - HDR | NT-NT21-04-4.32.03 | NT21-04-4.32.03-Workstation - HDR | North Terrace | NT | NT21 | Ingkarni Wardli | 04 | Level Four | 4.32.03 | 214 | ECMS Infrastructure | 214 | ECMS Faculty Services | 4.28 | Workstation - HDR | 1 | Office Space Group | 114 | Open Plan - Research Students |  | Excellent | 1,066.94 | NO
North Terrace_NT21-Ingkarni Wardli_Level Four_4.32.04 _ Workstation - HDR | NT-NT21-04-4.32.04 | NT21-04-4.32.04-Workstation - HDR | North Terrace | NT | NT21 | Ingkarni Wardli | 04 | Level Four | 4.32.04 | 214 | ECMS Infrastructure | 214 | ECMS Faculty Services | 4.41 | Workstation - HDR | 1 | Office Space Group | 114 | Open Plan - Research Students |  | Excellent | 1,099.35 | NO
North Terrace_NT21-Ingkarni Wardli_Level Four_4.32.05 _ Workstation - HDR | NT-NT21-04-4.32.05 | NT21-04-4.32.05-Workstation - HDR | North Terrace | NT | NT21 | Ingkarni Wardli | 04 | Level Four | 4.32.05 | 214 | ECMS Infrastructure | 214 | ECMS Faculty Services | 4.49 | Workstation - HDR | 1 | Office Space Group | 114 | Open Plan - Research Students |  | Excellent | 1,119.29 | NO
North Terrace_NT21-Ingkarni Wardli_Level Four_4.32.06 _ Workstation - HDR | NT-NT21-04-4.32.06 | NT21-04-4.32.06-Workstation - HDR | North Terrace | NT | NT21 | Ingkarni Wardli | 04 | Level Four | 4.32.06 | 214 | ECMS Infrastructure | 214 | ECMS Faculty Services | 3.68 | Workstation - HDR | 1 | Office Space Group | 114 | Open Plan - Research Students |  | Excellent | 917.37 | NO
North Terrace_NT21-Ingkarni Wardli_Level Four_4.32.07 _ Workstation - HDR | NT-NT21-04-4.32.07 | NT21-04-4.32.07-Workstation - HDR | North Terrace | NT | NT21 | Ingkarni Wardli | 04 | Level Four | 4.32.07 | 214 | ECMS Infrastructure | 214 | ECMS Faculty Services | 3.68 | Workstation - HDR | 1 | Office Space Group | 114 | Open Plan - Research Students |  | Excellent | 917.37 | NO
North Terrace_NT21-Ingkarni Wardli_Level Four_4.32.08 _ Workstation - HDR | NT-NT21-04-4.32.08 | NT21-04-4.32.08-Workstation - HDR | North Terrace | NT | NT21 | Ingkarni Wardli | 04 | Level Four | 4.32.08 | 214 | ECMS Infrastructure | 214 | ECMS Faculty Services | 3.68 | Workstation - HDR | 1 | Office Space Group | 114 | Open Plan - Research Students |  | Excellent | 917.37 | NO
North Terrace_NT21-Ingkarni Wardli_Level Four_4.32.09 _ Workstation - HDR | NT-NT21-04-4.32.09 | NT21-04-4.32.09-Workstation - HDR | North Terrace | NT | NT21 | Ingkarni Wardli | 04 | Level Four | 4.32.09 | 214 | ECMS Infrastructure | 214 | ECMS Faculty Services | 5.39 | Workstation - HDR | 1 | Office Space Group | 114 | Open Plan - Research Students |  | Excellent | 1,343.65 | NO
North Terrace_NT21-Ingkarni Wardli_Level Four_4.32.10 _ Workstation - HDR | NT-NT21-04-4.32.10 | NT21-04-4.32.10-Workstation - HDR | North Terrace | NT | NT21 | Ingkarni Wardli | 04 | Level Four | 4.32.10 | 214 | ECMS Infrastructure | 214 | ECMS Faculty Services | 4.42 | Workstation - HDR | 1 | Office Space Group | 114 | Open Plan - Research Students |  | Excellent | 1,101.84 | NO
North Terrace_NT21-Ingkarni Wardli_Level Four_4.32.11 _ Workstation - HDR | NT-NT21-04-4.32.11 | NT21-04-4.32.11-Workstation - HDR | North Terrace | NT | NT21 | Ingkarni Wardli | 04 | Level Four | 4.32.11 | 214 | ECMS Infrastructure | 214 | ECMS Faculty Services | 4.42 | Workstation - HDR | 1 | Office Space Group | 114 | Open Plan - Research Students |  | Excellent | 1,101.84 | NO
North Terrace_NT21-Ingkarni Wardli_Level Four_4.32.12 _ Workstation - HDR | NT-NT21-04-4.32.12 | NT21-04-4.32.12-Workstation - HDR | North Terrace | NT | NT21 | Ingkarni Wardli | 04 | Level Four | 4.32.12 | 214 | ECMS Infrastructure | 214 | ECMS Faculty Services | 3.96 | Workstation - HDR | 1 | Office Space Group | 114 | Open Plan - Research Students |  | Excellent | 987.17 | NO
North Terrace_NT21-Ingkarni Wardli_Level Four_4.32.13 _ Workstation - HDR | NT-NT21-04-4.32.13 | NT21-04-4.32.13-Workstation - HDR | North Terrace | NT | NT21 | Ingkarni Wardli | 04 | Level Four | 4.32.13 | 214 | ECMS Infrastructure | 214 | ECMS Faculty Services | 5.41 | Workstation - HDR | 1 | Office Space Group | 114 | Open Plan - Research Students |  | Excellent | 1,348.64 | NO
North Terrace_NT21-Ingkarni Wardli_Level Four_4.32.14 _ Workstation - HDR | NT-NT21-04-4.32.14 | NT21-04-4.32.14-Workstation - HDR | North Terrace | NT | NT21 | Ingkarni Wardli | 04 | Level Four | 4.32.14 | 214 | ECMS Infrastructure | 214 | ECMS Faculty Services | 4.44 | Workstation - HDR | 1 | Office Space Group | 114 | Open Plan - Research Students |  | Excellent | 1,106.83 | NO
North Terrace_NT21-Ingkarni Wardli_Level Four_4.32.15 _ Workstation - HDR | NT-NT21-04-4.32.15 | NT21-04-4.32.15-Workstation - HDR | North Terrace | NT | NT21 | Ingkarni Wardli | 04 | Level Four | 4.32.15 | 214 | ECMS Infrastructure | 214 | ECMS Faculty Services | 4.44 | Workstation - HDR | 1 | Office Space Group | 114 | Open Plan - Research Students |  | Excellent | 1,106.83 | NO
North Terrace_NT21-Ingkarni Wardli_Level Four_4.32.16 _ Workstation - HDR | NT-NT21-04-4.32.16 | NT21-04-4.32.16-Workstation - HDR | North Terrace | NT | NT21 | Ingkarni Wardli | 04 | Level Four | 4.32.16 | 214 | ECMS Infrastructure | 214 | ECMS Faculty Services | 4.51 | Workstation - HDR | 1 | Office Space Group | 114 | Open Plan - Research Students |  | Excellent | 1,124.28 | NO
North Terrace_NT21-Ingkarni Wardli_Level Four_4.32.17 _ Workstation - HDR | NT-NT21-04-4.32.17 | NT21-04-4.32.17-Workstation - HDR | North Terrace | NT | NT21 | Ingkarni Wardli | 04 | Level Four | 4.32.17 | 214 | ECMS Infrastructure | 214 | ECMS Faculty Services | 4.4 | Workstation - HDR | 1 | Office Space Group | 114 | Open Plan - Research Students |  | Excellent | 1,096.86 | NO
North Terrace_NT21-Ingkarni Wardli_Level Four_4.33A _ Store | NT-NT21-04-4.33A | NT21-04-4.33A-Store | North Terrace | NT | NT21 | Ingkarni Wardli | 04 | Level Four | 4.33A | 221 | School of Computer Science | 221 | School of Computer Science | 0.37 | Store | 4 | Ancillary Area Space Group | 419 | Ancillary Area - Store Room - Generic |  | Excellent | 81.17 | NO
North Terrace_NT21-Ingkarni Wardli_Level Four_4.34 _ Office - Laboratory | NT-NT21-04-4.34 | NT21-04-4.34-Office - Laboratory | North Terrace | NT | NT21 | Ingkarni Wardli | 04 | Level Four | 4.34 | 221 | School of Computer Science | 221 | School of Computer Science | 23.25 | Office - Laboratory | 1 | Office Space Group | 101 | Office - Academic Staff |  | Excellent | 5,795.89 | NO
North Terrace_NT21-Ingkarni Wardli_Level Four_4.35 _ Office | NT-NT21-04-4.35 | NT21-04-4.35-Office | North Terrace | NT | NT21 | Ingkarni Wardli | 04 | Level Four | 4.35 | 221 | School of Computer Science | 221 | School of Computer Science | 11.15 | Office | 1 | Office Space Group | 101 | Office - Academic Staff |  | Excellent | 2,779.54 | NO
North Terrace_NT21-Ingkarni Wardli_Level Four_4.36 _ Meeting | NT-NT21-04-4.36 | NT21-04-4.36-Meeting | North Terrace | NT | NT21 | Ingkarni Wardli | 04 | Level Four | 4.36 | 221 | School of Computer Science | 221 | School of Computer Science | 14.82 | Meeting | 6 | General Facility Space Group | 601 | General Facility - Committee/Conference/Meeting room |  | Excellent | 4,137.74 | NO
North Terrace_NT21-Ingkarni Wardli_Level Four_4.37 _ Office | NT-NT21-04-4.37 | NT21-04-4.37-Office | North Terrace | NT | NT21 | Ingkarni Wardli | 04 | Level Four | 4.37 | 221 | School of Computer Science | 221 | School of Computer Science | 11.15 | Office | 1 | Office Space Group | 101 | Office - Academic Staff |  | Excellent | 2,779.54 | NO
North Terrace_NT21-Ingkarni Wardli_Level Four_4.38 _ Office | NT-NT21-04-4.38 | NT21-04-4.38-Office | North Terrace | NT | NT21 | Ingkarni Wardli | 04 | Level Four | 4.38 | 221 | School of Computer Science | 221 | School of Computer Science | 11.3 | Office | 1 | Office Space Group | 101 | Office - Academic Staff |  | Excellent | 2,816.93 | NO
North Terrace_NT21-Ingkarni Wardli_Level Four_4.39 _ Office | NT-NT21-04-4.39 | NT21-04-4.39-Office | North Terrace | NT | NT21 | Ingkarni Wardli | 04 | Level Four | 4.39 | 221 | School of Computer Science | 221 | School of Computer Science | 11.3 | Office | 1 | Office Space Group | 101 | Office - Academic Staff |  | Excellent | 2,816.93 | NO
North Terrace_NT21-Ingkarni Wardli_Level Four_4.40 _ Office | NT-NT21-04-4.40 | NT21-04-4.40-Office | North Terrace | NT | NT21 | Ingkarni Wardli | 04 | Level Four | 4.40 | 221 | School of Computer Science | 221 | School of Computer Science | 11.3 | Office | 1 | Office Space Group | 101 | Office - Academic Staff |  | Excellent | 2,816.93 | NO
North Terrace_NT21-Ingkarni Wardli_Level Four_4.41 _ Office | NT-NT21-04-4.41 | NT21-04-4.41-Office | North Terrace | NT | NT21 | Ingkarni Wardli | 04 | Level Four | 4.41 | 221 | School of Computer Science | 221 | School of Computer Science | 11.15 | Office | 1 | Office Space Group | 101 | Office - Academic Staff |  | Excellent | 2,779.54 | NO
North Terrace_NT21-Ingkarni Wardli_Level Four_4.42 _ Office | NT-NT21-04-4.42 | NT21-04-4.42-Office | North Terrace | NT | NT21 | Ingkarni Wardli | 04 | Level Four | 4.42 | 221 | School of Computer Science | 221 | School of Computer Science | 11.3 | Office | 1 | Office Space Group | 101 | Office - Academic Staff |  | Excellent | 2,816.93 | NO
North Terrace_NT21-Ingkarni Wardli_Level Four_4.43 _ Office | NT-NT21-04-4.43 | NT21-04-4.43-Office | North Terrace | NT | NT21 | Ingkarni Wardli | 04 | Level Four | 4.43 | 221 | School of Computer Science | 221 | School of Computer Science | 11.15 | Office | 1 | Office Space Group | 101 | Office - Academic Staff |  | Excellent | 2,779.54 | NO
North Terrace_NT21-Ingkarni Wardli_Level Four_4.44 _ Office | NT-NT21-04-4.44 | NT21-04-4.44-Office | North Terrace | NT | NT21 | Ingkarni Wardli | 04 | Level Four | 4.44 | 221 | School of Computer Science | 221 | School of Computer Science | 11.3 | Office | 1 | Office Space Group | 101 | Office - Academic Staff |  | Excellent | 2,816.93 | NO
North Terrace_NT21-Ingkarni Wardli_Level Four_4.44A _ Riser | NT-NT21-04-4.44A | NT21-04-4.44A-Riser | North Terrace | NT | NT21 | Ingkarni Wardli | 04 | Level Four | 4.44A | 99939 | Unusable Spaces | 99939 | Unusable Spaces | 0.52 | Riser | 8 | Non Useable Floor Area Space Group | 840 | Non-usable - Service riser |  | Unknown | 0.00 | NO
North Terrace_NT21-Ingkarni Wardli_Level Four_4.44B _ Riser | NT-NT21-04-4.44B | NT21-04-4.44B-Riser | North Terrace | NT | NT21 | Ingkarni Wardli | 04 | Level Four | 4.44B | 99939 | Unusable Spaces | 99939 | Unusable Spaces | 0.12 | Riser | 8 | Non Useable Floor Area Space Group | 840 | Non-usable - Service riser |  | Unknown | 0.00 | NO
North Terrace_NT21-Ingkarni Wardli_Level Four_4.45 _ Office | NT-NT21-04-4.45 | NT21-04-4.45-Office | North Terrace | NT | NT21 | Ingkarni Wardli | 04 | Level Four | 4.45 | 221 | School of Computer Science | 221 | School of Computer Science | 11.3 | Office | 1 | Office Space Group | 101 | Office - Academic Staff |  | Excellent | 2,816.93 | NO
North Terrace_NT21-Ingkarni Wardli_Level Four_4.46 _ Office | NT-NT21-04-4.46 | NT21-04-4.46-Office | North Terrace | NT | NT21 | Ingkarni Wardli | 04 | Level Four | 4.46 | 221 | School of Computer Science | 221 | School of Computer Science | 11.3 | Office | 1 | Office Space Group | 101 | Office - Academic Staff |  | Excellent | 2,816.93 | NO
North Terrace_NT21-Ingkarni Wardli_Level Four_4.47 _ Office | NT-NT21-04-4.47 | NT21-04-4.47-Office | North Terrace | NT | NT21 | Ingkarni Wardli | 04 | Level Four | 4.47 | 221 | School of Computer Science | 221 | School of Computer Science | 11.15 | Office | 1 | Office Space Group | 101 | Office - Academic Staff |  | Excellent | 2,779.54 | NO
North Terrace_NT21-Ingkarni Wardli_Level Four_4.48 _ Office | NT-NT21-04-4.48 | NT21-04-4.48-Office | North Terrace | NT | NT21 | Ingkarni Wardli | 04 | Level Four | 4.48 | 221 | School of Computer Science | 221 | School of Computer Science | 11.15 | Office | 1 | Office Space Group | 101 | Office - Academic Staff |  | Excellent | 2,779.54 | NO
North Terrace_NT21-Ingkarni Wardli_Level Four_4.49 _ Resource | NT-NT21-04-4.49 | NT21-04-4.49-Resource | North Terrace | NT | NT21 | Ingkarni Wardli | 04 | Level Four | 4.49 | 221 | School of Computer Science | 221 | School of Computer Science | 41.29 | Resource | 6 | General Facility Space Group | 603 | General Facility - Resource room |  | Excellent | 11,528.17 | NO
North Terrace_NT21-Ingkarni Wardli_Level Four_4.50 _ Kitchen | NT-NT21-04-4.50 | NT21-04-4.50-Kitchen | North Terrace | NT | NT21 | Ingkarni Wardli | 04 | Level Four | 4.50 | 221 | School of Computer Science | 221 | School of Computer Science | 24.08 | Kitchen | 6 | General Facility Space Group | 608 | General Facility - Kitchen/Servery/Food Storage |  | Excellent | 6,723.14 | NO
North Terrace_NT21-Ingkarni Wardli_Level Four_4.51 _ Teachers Breakout / Informal Mee | NT-NT21-04-4.51 | NT21-04-4.51-Teachers Breakout / Informal Mee | North Terrace | NT | NT21 | Ingkarni Wardli | 04 | Level Four | 4.51 | 221 | School of Computer Science | 221 | School of Computer Science | 66.26 | Teachers Breakout / Informal Mee | 5 | Library, IT and Learning Space Group | 517 | Informal Learning | INFORMAL-PRIM-C | Good | 15,731.12 | NO
North Terrace_NT21-Ingkarni Wardli_Level Four_4.51A _ FHR | NT-NT21-04-4.51A | NT21-04-4.51A-FHR | North Terrace | NT | NT21 | Ingkarni Wardli | 04 | Level Four | 4.51A | 99939 | Unusable Spaces | 99939 | Unusable Spaces | 0.28 | FHR | 8 | Non Useable Floor Area Space Group | 840 | Non-usable - Service riser |  | Unknown | 0.00 | NO
North Terrace_NT21-Ingkarni Wardli_Level Four_4.51B _ Riser | NT-NT21-04-4.51B | NT21-04-4.51B-Riser | North Terrace | NT | NT21 | Ingkarni Wardli | 04 | Level Four | 4.51B | 99939 | Unusable Spaces | 99939 | Unusable Spaces | 0.1 | Riser | 8 | Non Useable Floor Area Space Group | 840 | Non-usable - Service riser |  | Unknown | 0.00 | NO
North Terrace_NT21-Ingkarni Wardli_Level Four_4.52 _ Office - Open Plan - HDR | NT-NT21-04-4.52 | NT21-04-4.52-Office - Open Plan - HDR | North Terrace | NT | NT21 | Ingkarni Wardli | 04 | Level Four | 4.52 | 214 | ECMS Infrastructure | 214 | ECMS Faculty Services | 16.53 | Office - Open Plan - HDR | 1 | Office Space Group | 111 | Open Plan - Specific type not defined |  | Excellent | 4,120.69 | NO
North Terrace_NT21-Ingkarni Wardli_Level Four_4.52.01 _ Workstation - HDR | NT-NT21-04-4.52.01 | NT21-04-4.52.01-Workstation - HDR | North Terrace | NT | NT21 | Ingkarni Wardli | 04 | Level Four | 4.52.01 | 214 | ECMS Infrastructure | 214 | ECMS Faculty Services | 3.04 | Workstation - HDR | 1 | Office Space Group | 114 | Open Plan - Research Students |  | Excellent | 757.83 | NO
North Terrace_NT21-Ingkarni Wardli_Level Four_4.52.02 _ Workstation - HDR | NT-NT21-04-4.52.02 | NT21-04-4.52.02-Workstation - HDR | North Terrace | NT | NT21 | Ingkarni Wardli | 04 | Level Four | 4.52.02 | 214 | ECMS Infrastructure | 214 | ECMS Faculty Services | 3.04 | Workstation - HDR | 1 | Office Space Group | 114 | Open Plan - Research Students |  | Excellent | 757.83 | NO
North Terrace_NT21-Ingkarni Wardli_Level Four_4.52.03 _ Workstation - HDR | NT-NT21-04-4.52.03 | NT21-04-4.52.03-Workstation - HDR | North Terrace | NT | NT21 | Ingkarni Wardli | 04 | Level Four | 4.52.03 | 214 | ECMS Infrastructure | 214 | ECMS Faculty Services | 3.04 | Workstation - HDR | 1 | Office Space Group | 114 | Open Plan - Research Students |  | Excellent | 757.83 | NO
North Terrace_NT21-Ingkarni Wardli_Level Four_4.52.04 _ Workstation - HDR | NT-NT21-04-4.52.04 | NT21-04-4.52.04-Workstation - HDR | North Terrace | NT | NT21 | Ingkarni Wardli | 04 | Level Four | 4.52.04 | 214 | ECMS Infrastructure | 214 | ECMS Faculty Services | 3.04 | Workstation - HDR | 1 | Office Space Group | 114 | Open Plan - Research Students |  | Excellent | 757.83 | NO
North Terrace_NT21-Ingkarni Wardli_Level Four_4.52.05 _ Workstation - HDR | NT-NT21-04-4.52.05 | NT21-04-4.52.05-Workstation - HDR | North Terrace | NT | NT21 | Ingkarni Wardli | 04 | Level Four | 4.52.05 | 214 | ECMS Infrastructure | 214 | ECMS Faculty Services | 3.04 | Workstation - HDR | 1 | Office Space Group | 114 | Open Plan - Research Students |  | Excellent | 757.83 | NO
North Terrace_NT21-Ingkarni Wardli_Level Four_4.52.06 _ Workstation - HDR | NT-NT21-04-4.52.06 | NT21-04-4.52.06-Workstation - HDR | North Terrace | NT | NT21 | Ingkarni Wardli | 04 | Level Four | 4.52.06 | 214 | ECMS Infrastructure | 214 | ECMS Faculty Services | 3.04 | Workstation - HDR | 1 | Office Space Group | 114 | Open Plan - Research Students |  | Excellent | 757.83 | NO
North Terrace_NT21-Ingkarni Wardli_Level Four_4.52.07 _ Workstation - HDR | NT-NT21-04-4.52.07 | NT21-04-4.52.07-Workstation - HDR | North Terrace | NT | NT21 | Ingkarni Wardli | 04 | Level Four | 4.52.07 | 214 | ECMS Infrastructure | 214 | ECMS Faculty Services | 3.04 | Workstation - HDR | 1 | Office Space Group | 114 | Open Plan - Research Students |  | Excellent | 757.83 | NO
North Terrace_NT21-Ingkarni Wardli_Level Four_4.52.08 _ Workstation - HDR | NT-NT21-04-4.52.08 | NT21-04-4.52.08-Workstation - HDR | North Terrace | NT | NT21 | Ingkarni Wardli | 04 | Level Four | 4.52.08 | 214 | ECMS Infrastructure | 214 | ECMS Faculty Services | 3.04 | Workstation - HDR | 1 | Office Space Group | 114 | Open Plan - Research Students |  | Excellent | 757.83 | NO
North Terrace_NT21-Ingkarni Wardli_Level Four_4.52.09 _ Workstation - HDR | NT-NT21-04-4.52.09 | NT21-04-4.52.09-Workstation - HDR | North Terrace | NT | NT21 | Ingkarni Wardli | 04 | Level Four | 4.52.09 | 214 | ECMS Infrastructure | 214 | ECMS Faculty Services | 3.01 | Workstation - HDR | 1 | Office Space Group | 114 | Open Plan - Research Students |  | Excellent | 750.35 | NO
North Terrace_NT21-Ingkarni Wardli_Level Four_4.52.10 _ Workstation - HDR | NT-NT21-04-4.52.10 | NT21-04-4.52.10-Workstation - HDR | North Terrace | NT | NT21 | Ingkarni Wardli | 04 | Level Four | 4.52.10 | 214 | ECMS Infrastructure | 214 | ECMS Faculty Services | 3.04 | Workstation - HDR | 1 | Office Space Group | 114 | Open Plan - Research Students |  | Excellent | 757.83 | NO
North Terrace_NT21-Ingkarni Wardli_Level Four_4.52.11 _ Workstation - HDR | NT-NT21-04-4.52.11 | NT21-04-4.52.11-Workstation - HDR | North Terrace | NT | NT21 | Ingkarni Wardli | 04 | Level Four | 4.52.11 | 214 | ECMS Infrastructure | 214 | ECMS Faculty Services | 5.81 | Workstation - HDR | 1 | Office Space Group | 114 | Open Plan - Research Students |  | Excellent | 1,448.35 | NO
North Terrace_NT21-Ingkarni Wardli_Level Four_4.52.12 _ Workstation - HDR | NT-NT21-04-4.52.12 | NT21-04-4.52.12-Workstation - HDR | North Terrace | NT | NT21 | Ingkarni Wardli | 04 | Level Four | 4.52.12 | 214 | ECMS Infrastructure | 214 | ECMS Faculty Services | 4.54 | Workstation - HDR | 1 | Office Space Group | 114 | Open Plan - Research Students |  | Excellent | 1,131.76 | NO
North Terrace_NT21-Ingkarni Wardli_Level Four_4.52.13 _ Workstation - HDR | NT-NT21-04-4.52.13 | NT21-04-4.52.13-Workstation - HDR | North Terrace | NT | NT21 | Ingkarni Wardli | 04 | Level Four | 4.52.13 | 214 | ECMS Infrastructure | 214 | ECMS Faculty Services | 5.83 | Workstation - HDR | 1 | Office Space Group | 114 | Open Plan - Research Students |  | Excellent | 1,453.34 | NO
North Terrace_NT21-Ingkarni Wardli_Level Four_4.52.14 _ Workstation - HDR | NT-NT21-04-4.52.14 | NT21-04-4.52.14-Workstation - HDR | North Terrace | NT | NT21 | Ingkarni Wardli | 04 | Level Four | 4.52.14 | 214 | ECMS Infrastructure | 214 | ECMS Faculty Services | 4.76 | Workstation - HDR | 1 | Office Space Group | 114 | Open Plan - Research Students |  | Excellent | 1,186.60 | NO
North Terrace_NT21-Ingkarni Wardli_Level Four_4.52.15 _ Workstation - HDR | NT-NT21-04-4.52.15 | NT21-04-4.52.15-Workstation - HDR | North Terrace | NT | NT21 | Ingkarni Wardli | 04 | Level Four | 4.52.15 | 214 | ECMS Infrastructure | 214 | ECMS Faculty Services | 4.63 | Workstation - HDR | 1 | Office Space Group | 114 | Open Plan - Research Students |  | Excellent | 1,154.19 | NO
North Terrace_NT21-Ingkarni Wardli_Level Four_4.52.16 _ Workstation - HDR | NT-NT21-04-4.52.16 | NT21-04-4.52.16-Workstation - HDR | North Terrace | NT | NT21 | Ingkarni Wardli | 04 | Level Four | 4.52.16 | 214 | ECMS Infrastructure | 214 | ECMS Faculty Services | 5.92 | Workstation - HDR | 1 | Office Space Group | 114 | Open Plan - Research Students |  | Excellent | 1,475.77 | NO
North Terrace_NT21-Ingkarni Wardli_Level Four_4.52.17 _ Workstation - HDR | NT-NT21-04-4.52.17 | NT21-04-4.52.17-Workstation - HDR | North Terrace | NT | NT21 | Ingkarni Wardli | 04 | Level Four | 4.52.17 | 214 | ECMS Infrastructure | 214 | ECMS Faculty Services | 2.93 | Workstation - HDR | 1 | Office Space Group | 114 | Open Plan - Research Students |  | Excellent | 730.41 | NO
North Terrace_NT21-Ingkarni Wardli_Level Four_4.52.18 _ Workstation - HDR | NT-NT21-04-4.52.18 | NT21-04-4.52.18-Workstation - HDR | North Terrace | NT | NT21 | Ingkarni Wardli | 04 | Level Four | 4.52.18 | 214 | ECMS Infrastructure | 214 | ECMS Faculty Services | 2.93 | Workstation - HDR | 1 | Office Space Group | 114 | Open Plan - Research Students |  | Excellent | 730.41 | NO
North Terrace_NT21-Ingkarni Wardli_Level Four_4.52.19 _ Workstation - HDR | NT-NT21-04-4.52.19 | NT21-04-4.52.19-Workstation - HDR | North Terrace | NT | NT21 | Ingkarni Wardli | 04 | Level Four | 4.52.19 | 214 | ECMS Infrastructure | 214 | ECMS Faculty Services | 2.93 | Workstation - HDR | 1 | Office Space Group | 114 | Open Plan - Research Students |  | Excellent | 730.41 | NO
North Terrace_NT21-Ingkarni Wardli_Level Four_4.52.20 _ Workstation - HDR | NT-NT21-04-4.52.20 | NT21-04-4.52.20-Workstation - HDR | North Terrace | NT | NT21 | Ingkarni Wardli | 04 | Level Four | 4.52.20 | 214 | ECMS Infrastructure | 214 | ECMS Faculty Services | 2.93 | Workstation - HDR | 1 | Office Space Group | 114 | Open Plan - Research Students |  | Excellent | 730.41 | NO
North Terrace_NT21-Ingkarni Wardli_Level Four_4.52.21 _ Workstation - HDR | NT-NT21-04-4.52.21 | NT21-04-4.52.21-Workstation - HDR | North Terrace | NT | NT21 | Ingkarni Wardli | 04 | Level Four | 4.52.21 | 214 | ECMS Infrastructure | 214 | ECMS Faculty Services | 2.93 | Workstation - HDR | 1 | Office Space Group | 114 | Open Plan - Research Students |  | Excellent | 730.41 | NO
North Terrace_NT21-Ingkarni Wardli_Level Four_4.52.22 _ Workstation - HDR | NT-NT21-04-4.52.22 | NT21-04-4.52.22-Workstation - HDR | North Terrace | NT | NT21 | Ingkarni Wardli | 04 | Level Four | 4.52.22 | 214 | ECMS Infrastructure | 214 | ECMS Faculty Services | 4.2 | Workstation - HDR | 1 | Office Space Group | 114 | Open Plan - Research Students |  | Excellent | 1,047.00 | NO
North Terrace_NT21-Ingkarni Wardli_Level Four_4.52.23 _ Workstation - HDR | NT-NT21-04-4.52.23 | NT21-04-4.52.23-Workstation - HDR | North Terrace | NT | NT21 | Ingkarni Wardli | 04 | Level Four | 4.52.23 | 214 | ECMS Infrastructure | 214 | ECMS Faculty Services | 4.25 | Workstation - HDR | 1 | Office Space Group | 114 | Open Plan - Research Students |  | Excellent | 1,059.46 | NO
North Terrace_NT21-Ingkarni Wardli_Level Four_4.54 _ Office | NT-NT21-04-4.54 | NT21-04-4.54-Office | North Terrace | NT | NT21 | Ingkarni Wardli | 04 | Level Four | 4.54 | 221 | School of Computer Science | 221 | School of Computer Science | 15.19 | Office | 1 | Office Space Group | 101 | Office - Academic Staff |  | Excellent | 3,786.65 | NO
North Terrace_NT21-Ingkarni Wardli_Level Four_4.55 _ Office | NT-NT21-04-4.55 | NT21-04-4.55-Office | North Terrace | NT | NT21 | Ingkarni Wardli | 04 | Level Four | 4.55 | 221 | School of Computer Science | 221 | School of Computer Science | 14.42 | Office | 1 | Office Space Group | 101 | Office - Academic Staff |  | Excellent | 3,594.70 | NO
North Terrace_NT21-Ingkarni Wardli_Level Four_4.56 _ Office | NT-NT21-04-4.56 | NT21-04-4.56-Office | North Terrace | NT | NT21 | Ingkarni Wardli | 04 | Level Four | 4.56 | 221 | School of Computer Science | 221 | School of Computer Science | 11.08 | Office | 1 | Office Space Group | 101 | Office - Academic Staff |  | Excellent | 2,762.09 | NO
North Terrace_NT21-Ingkarni Wardli_Level Four_4.57 _ Office | NT-NT21-04-4.57 | NT21-04-4.57-Office | North Terrace | NT | NT21 | Ingkarni Wardli | 04 | Level Four | 4.57 | 221 | School of Computer Science | 221 | School of Computer Science | 13.93 | Office | 1 | Office Space Group | 101 | Office - Academic Staff |  | Excellent | 3,472.55 | NO
North Terrace_NT21-Ingkarni Wardli_Level Four_4.58 _ BE / SE Laboratory | NT-NT21-04-4.58 | NT21-04-4.58-BE / SE Laboratory | North Terrace | NT | NT21 | Ingkarni Wardli | 04 | Level Four | 4.58 | 221 | School of Computer Science | 221 | School of Computer Science | 51.71 | BE / SE Laboratory | 3 | Specialist Teaching or Research Space Group | 300 | Laboratory - Specialist teaching and research - type not defined |  | Excellent | 17,144.45 | NO
North Terrace_NT21-Ingkarni Wardli_Level Four_4.59 _ CS Specialist Laboratory | NT-NT21-04-4.59 | NT21-04-4.59-CS Specialist Laboratory | North Terrace | NT | NT21 | Ingkarni Wardli | 04 | Level Four | 4.59 | 221 | School of Computer Science | 221 | School of Computer Science | 7.9 | CS Specialist Laboratory | 3 | Specialist Teaching or Research Space Group | 300 | Laboratory - Specialist teaching and research - type not defined |  | Excellent | 2,619.25 | NO
North Terrace_NT21-Ingkarni Wardli_Level Four_4.60 _ AutoID Laboratory | NT-NT21-04-4.60 | NT21-04-4.60-AutoID Laboratory | North Terrace | NT | NT21 | Ingkarni Wardli | 04 | Level Four | 4.60 | 221 | School of Computer Science | 221 | School of Computer Science | 21.88 | AutoID Laboratory | 3 | Specialist Teaching or Research Space Group | 300 | Laboratory - Specialist teaching and research - type not defined |  | Excellent | 7,254.31 | NO
North Terrace_NT21-Ingkarni Wardli_Level Four_4.61 _ Laboratory - Honours/Masters | NT-NT21-04-4.61 | NT21-04-4.61-Laboratory - Honours/Masters | North Terrace | NT | NT21 | Ingkarni Wardli | 04 | Level Four | 4.61 | 221 | School of Computer Science | 221 | School of Computer Science | 59.62 | Laboratory - Honours/Masters | 3 | Specialist Teaching or Research Space Group | 300 | Laboratory - Specialist teaching and research - type not defined |  | Excellent | 19,767.01 | NO
North Terrace_NT21-Ingkarni Wardli_Level Four_4.61A _ Defense Information Group (DIG) | NT-NT21-04-4.61A | NT21-04-4.61A-Defense Information Group (DIG) | North Terrace | NT | NT21 | Ingkarni Wardli | 04 | Level Four | 4.61A | 221 | School of Computer Science | 221 | School of Computer Science | 33.6 | Defense Information Group (DIG) | 3 | Specialist Teaching or Research Space Group | 300 | Laboratory - Specialist teaching and research - type not defined |  | Excellent | 11,140.08 | NO
North Terrace_NT21-Ingkarni Wardli_Level Four_4.61B _ Riser | NT-NT21-04-4.61B | NT21-04-4.61B-Riser | North Terrace | NT | NT21 | Ingkarni Wardli | 04 | Level Four | 4.61B | 99939 | Unusable Spaces | 99939 | Unusable Spaces | 3.45 | Riser | 8 | Non Useable Floor Area Space Group | 840 | Non-usable - Service riser |  | Unknown | 0.00 | NO
North Terrace_NT21-Ingkarni Wardli_Level Four_4.62 _ BCS Software Engineering Laborat | NT-NT21-04-4.62 | NT21-04-4.62-BCS Software Engineering Laborat | North Terrace | NT | NT21 | Ingkarni Wardli | 04 | Level Four | 4.62 | 221 | School of Computer Science | 221 | School of Computer Science | 87.07 | BCS Software Engineering Laborat | 3 | Specialist Teaching or Research Space Group | 310 | Laboratory - Computing - Open Access |  | Good | 24,547.67 | NO
North Terrace_NT21-Ingkarni Wardli_Level Four_4.63 _ Meeting | NT-NT21-04-4.63 | NT21-04-4.63-Meeting | North Terrace | NT | NT21 | Ingkarni Wardli | 04 | Level Four | 4.63 | 221 | School of Computer Science | 221 | School of Computer Science | 28.72 | Meeting | 6 | General Facility Space Group | 601 | General Facility - Committee/Conference/Meeting room |  | Excellent | 8,018.63 | NO
North Terrace_NT21-Ingkarni Wardli_Level Four_4.64 _ Meeting | NT-NT21-04-4.64 | NT21-04-4.64-Meeting | North Terrace | NT | NT21 | Ingkarni Wardli | 04 | Level Four | 4.64 | 221 | School of Computer Science | 221 | School of Computer Science | 10.94 | Meeting | 6 | General Facility Space Group | 601 | General Facility - Committee/Conference/Meeting room |  | Excellent | 3,054.45 | NO
North Terrace_NT21-Ingkarni Wardli_Level Four_4.64A _ Meeting | NT-NT21-04-4.64A | NT21-04-4.64A-Meeting | North Terrace | NT | NT21 | Ingkarni Wardli | 04 | Level Four | 4.64A | 221 | School of Computer Science | 221 | School of Computer Science | 10.89 | Meeting | 6 | General Facility Space Group | 601 | General Facility - Committee/Conference/Meeting room |  | Excellent | 3,040.49 | NO
North Terrace_NT21-Ingkarni Wardli_Level Four_4.65 _ Wireless Lounge | NT-NT21-04-4.65 | NT21-04-4.65-Wireless Lounge | North Terrace | NT | NT21 | Ingkarni Wardli | 04 | Level Four | 4.65 | 214 | ECMS Infrastructure | 214 | ECMS Faculty Services | 83.21 | Wireless Lounge | 1 | Office Space Group | 119 | Informal Work Space | INFORMAL-PRIM-C | Excellent | 20,743.07 | NO
North Terrace_NT21-Ingkarni Wardli_Level Five_5.00 _ Lift Lobby | NT-NT21-05-5.00 | NT21-05-5.00-Lift Lobby | North Terrace | NT | NT21 | Ingkarni Wardli | 05 | Level Five | 5.00 | 99939 | Unusable Spaces | 99939 | Unusable Spaces | 49.28 | Lift Lobby | 8 | Non Useable Floor Area Space Group | 805 | Non-usable - Circulation space |  | Unknown | 0.00 | NO
North Terrace_NT21-Ingkarni Wardli_Level Five_5.00A _ Corr. | NT-NT21-05-5.00A | NT21-05-5.00A-Corr. | North Terrace | NT | NT21 | Ingkarni Wardli | 05 | Level Five | 5.00A | 99939 | Unusable Spaces | 99939 | Unusable Spaces | 15.22 | Corr. | 8 | Non Useable Floor Area Space Group | 805 | Non-usable - Circulation space |  | Unknown | 0.00 | NO
North Terrace_NT21-Ingkarni Wardli_Level Five_5.00B _ Corr. | NT-NT21-05-5.00B | NT21-05-5.00B-Corr. | North Terrace | NT | NT21 | Ingkarni Wardli | 05 | Level Five | 5.00B | 99939 | Unusable Spaces | 99939 | Unusable Spaces | 22.13 | Corr. | 8 | Non Useable Floor Area Space Group | 805 | Non-usable - Circulation space |  | Unknown | 0.00 | NO
North Terrace_NT21-Ingkarni Wardli_Level Five_5.00C _ Corr. | NT-NT21-05-5.00C | NT21-05-5.00C-Corr. | North Terrace | NT | NT21 | Ingkarni Wardli | 05 | Level Five | 5.00C | 99939 | Unusable Spaces | 99939 | Unusable Spaces | 9.28 | Corr. | 8 | Non Useable Floor Area Space Group | 805 | Non-usable - Circulation space |  | Unknown | 0.00 | NO
North Terrace_NT21-Ingkarni Wardli_Level Five_5.00D _ Corr. | NT-NT21-05-5.00D | NT21-05-5.00D-Corr. | North Terrace | NT | NT21 | Ingkarni Wardli | 05 | Level Five | 5.00D | 99939 | Unusable Spaces | 99939 | Unusable Spaces | 9.78 | Corr. | 8 | Non Useable Floor Area Space Group | 805 | Non-usable - Circulation space |  | Unknown | 0.00 | NO
North Terrace_NT21-Ingkarni Wardli_Level Five_5.00E _ Corr. | NT-NT21-05-5.00E | NT21-05-5.00E-Corr. | North Terrace | NT | NT21 | Ingkarni Wardli | 05 | Level Five | 5.00E | 99939 | Unusable Spaces | 99939 | Unusable Spaces | 77.66 | Corr. | 8 | Non Useable Floor Area Space Group | 805 | Non-usable - Circulation space |  | Unknown | 0.00 | NO
North Terrace_NT21-Ingkarni Wardli_Level Five_5.00F _ Corr. | NT-NT21-05-5.00F | NT21-05-5.00F-Corr. | North Terrace | NT | NT21 | Ingkarni Wardli | 05 | Level Five | 5.00F | 99939 | Unusable Spaces | 99939 | Unusable Spaces | 9.54 | Corr. | 8 | Non Useable Floor Area Space Group | 805 | Non-usable - Circulation space |  | Unknown | 0.00 | NO
North Terrace_NT21-Ingkarni Wardli_Level Five_5.00G _ Corr. | NT-NT21-05-5.00G | NT21-05-5.00G-Corr. | North Terrace | NT | NT21 | Ingkarni Wardli | 05 | Level Five | 5.00G | 99939 | Unusable Spaces | 99939 | Unusable Spaces | 36.41 | Corr. | 8 | Non Useable Floor Area Space Group | 805 | Non-usable - Circulation space |  | Unknown | 0.00 | NO
North Terrace_NT21-Ingkarni Wardli_Level Five_5.00H _ FHR | NT-NT21-05-5.00H | NT21-05-5.00H-FHR | North Terrace | NT | NT21 | Ingkarni Wardli | 05 | Level Five | 5.00H | 99939 | Unusable Spaces | 99939 | Unusable Spaces | 0.28 | FHR | 8 | Non Useable Floor Area Space Group | 840 | Non-usable - Service riser |  | Unknown | 0.00 | NO
North Terrace_NT21-Ingkarni Wardli_Level Five_5.00I _ Riser | NT-NT21-05-5.00I | NT21-05-5.00I-Riser | North Terrace | NT | NT21 | Ingkarni Wardli | 05 | Level Five | 5.00I | 99939 | Unusable Spaces | 99939 | Unusable Spaces | 0.05 | Riser | 8 | Non Useable Floor Area Space Group | 840 | Non-usable - Service riser |  | Unknown | 0.00 | NO
North Terrace_NT21-Ingkarni Wardli_Level Five_5.00J _ wall cavity | NT-NT21-05-5.00J | NT21-05-5.00J-wall cavity | North Terrace | NT | NT21 | Ingkarni Wardli | 05 | Level Five | 5.00J | 99966 | Unknown | 99939 | Unusable Spaces | 2.35 | wall cavity | 8 | Non Useable Floor Area Space Group | 800 | Non-usable - Specific type not defined |  | Unknown | 0.00 | NO
North Terrace_NT21-Ingkarni Wardli_Level Five_5.00K _ VSR | NT-NT21-05-5.00K | NT21-05-5.00K-VSR | North Terrace | NT | NT21 | Ingkarni Wardli | 05 | Level Five | 5.00K | 99939 | Unusable Spaces | 99939 | Unusable Spaces | 1.95 | VSR | 8 | Non Useable Floor Area Space Group | 840 | Non-usable - Service riser |  | Unknown | 0.00 | NO
North Terrace_NT21-Ingkarni Wardli_Level Five_5.01 _ Fire Stair 1 | NT-NT21-05-5.01 | NT21-05-5.01-Fire Stair 1 | North Terrace | NT | NT21 | Ingkarni Wardli | 05 | Level Five | 5.01 | 99939 | Unusable Spaces | 99939 | Unusable Spaces | 12.23 | Fire Stair 1 | 8 | Non Useable Floor Area Space Group | 805 | Non-usable - Circulation space |  | Unknown | 0.00 | NO
North Terrace_NT21-Ingkarni Wardli_Level Five_5.01A _ Riser | NT-NT21-05-5.01A | NT21-05-5.01A-Riser | North Terrace | NT | NT21 | Ingkarni Wardli | 05 | Level Five | 5.01A | 99939 | Unusable Spaces | 99939 | Unusable Spaces | 2.43 | Riser | 8 | Non Useable Floor Area Space Group | 840 | Non-usable - Service riser |  | Unknown | 0.00 | NO
North Terrace_NT21-Ingkarni Wardli_Level Five_5.02 _ Plantroom | NT-NT21-05-5.02 | NT21-05-5.02-Plantroom | North Terrace | NT | NT21 | Ingkarni Wardli | 05 | Level Five | 5.02 | 99939 | Unusable Spaces | 99939 | Unusable Spaces | 22.91 | Plantroom | 8 | Non Useable Floor Area Space Group | 811 | Non-usable - Plant room other |  | Unknown | 0.00 | NO
North Terrace_NT21-Ingkarni Wardli_Level Five_5.03 _ WC - U - Access (LH+S) | NT-NT21-05-5.03 | NT21-05-5.03-WC - U - Access (LH+S) | North Terrace | NT | NT21 | Ingkarni Wardli | 05 | Level Five | 5.03 | 99939 | Unusable Spaces | 99939 | Unusable Spaces | 6.54 | WC - U - Access (LH+S) | 8 | Non Useable Floor Area Space Group | 818 | Non-usable - Toilets/Amenities - Unisex Accessible |  | Unknown | 0.00 | NO
North Terrace_NT21-Ingkarni Wardli_Level Five_5.03A _ Riser | NT-NT21-05-5.03A | NT21-05-5.03A-Riser | North Terrace | NT | NT21 | Ingkarni Wardli | 05 | Level Five | 5.03A | 99939 | Unusable Spaces | 99939 | Unusable Spaces | 0.9 | Riser | 8 | Non Useable Floor Area Space Group | 840 | Non-usable - Service riser |  | Unknown | 0.00 | NO
North Terrace_NT21-Ingkarni Wardli_Level Five_5.03B _ Riser | NT-NT21-05-5.03B | NT21-05-5.03B-Riser | North Terrace | NT | NT21 | Ingkarni Wardli | 05 | Level Five | 5.03B | 99939 | Unusable Spaces | 99939 | Unusable Spaces | 0.75 | Riser | 8 | Non Useable Floor Area Space Group | 840 | Non-usable - Service riser |  | Unknown | 0.00 | NO
North Terrace_NT21-Ingkarni Wardli_Level Five_5.04 _ WC - F | NT-NT21-05-5.04 | NT21-05-5.04-WC - F | North Terrace | NT | NT21 | Ingkarni Wardli | 05 | Level Five | 5.04 | 99939 | Unusable Spaces | 99939 | Unusable Spaces | 15.97 | WC - F | 8 | Non Useable Floor Area Space Group | 820 | Non-usable - Toilets/Amenities - Female |  | Unknown | 0.00 | NO
North Terrace_NT21-Ingkarni Wardli_Level Five_5.05 _ WC - F | NT-NT21-05-5.05 | NT21-05-5.05-WC - F | North Terrace | NT | NT21 | Ingkarni Wardli | 05 | Level Five | 5.05 | 99939 | Unusable Spaces | 99939 | Unusable Spaces | 8.51 | WC - F | 8 | Non Useable Floor Area Space Group | 820 | Non-usable - Toilets/Amenities - Female |  | Unknown | 0.00 | NO
North Terrace_NT21-Ingkarni Wardli_Level Five_5.06 _ WC - M | NT-NT21-05-5.06 | NT21-05-5.06-WC - M | North Terrace | NT | NT21 | Ingkarni Wardli | 05 | Level Five | 5.06 | 99939 | Unusable Spaces | 99939 | Unusable Spaces | 14.4 | WC - M | 8 | Non Useable Floor Area Space Group | 821 | Non-usable - Toilets/Amenities - Male |  | Unknown | 0.00 | NO
North Terrace_NT21-Ingkarni Wardli_Level Five_5.06A _ Riser | NT-NT21-05-5.06A | NT21-05-5.06A-Riser | North Terrace | NT | NT21 | Ingkarni Wardli | 05 | Level Five | 5.06A | 99939 | Unusable Spaces | 99939 | Unusable Spaces | 0.52 | Riser | 8 | Non Useable Floor Area Space Group | 840 | Non-usable - Service riser |  | Unknown | 0.00 | NO
North Terrace_NT21-Ingkarni Wardli_Level Five_5.06B _ Riser | NT-NT21-05-5.06B | NT21-05-5.06B-Riser | North Terrace | NT | NT21 | Ingkarni Wardli | 05 | Level Five | 5.06B | 99939 | Unusable Spaces | 99939 | Unusable Spaces | 0.12 | Riser | 8 | Non Useable Floor Area Space Group | 840 | Non-usable - Service riser |  | Unknown | 0.00 | NO
North Terrace_NT21-Ingkarni Wardli_Level Five_5.07 _ A/L / vanity - M | NT-NT21-05-5.07 | NT21-05-5.07-A/L / vanity - M | North Terrace | NT | NT21 | Ingkarni Wardli | 05 | Level Five | 5.07 | 99939 | Unusable Spaces | 99939 | Unusable Spaces | 8.51 | A/L / vanity - M | 8 | Non Useable Floor Area Space Group | 821 | Non-usable - Toilets/Amenities - Male |  | Unknown | 0.00 | NO
North Terrace_NT21-Ingkarni Wardli_Level Five_5.08 _ Comms | NT-NT21-05-5.08 | NT21-05-5.08-Comms | North Terrace | NT | NT21 | Ingkarni Wardli | 05 | Level Five | 5.08 | 850 | ITDS Branch Central Costs | 869 | Information Technology and Digital Services | 9.75 | Comms | 8 | Non Useable Floor Area Space Group | 812 | Non-usable - Comms/network system/Telephone/PABX |  | Excellent | 0.00 | NO
North Terrace_NT21-Ingkarni Wardli_Level Five_5.08A _ Riser | NT-NT21-05-5.08A | NT21-05-5.08A-Riser | North Terrace | NT | NT21 | Ingkarni Wardli | 05 | Level Five | 5.08A | 99939 | Unusable Spaces | 99939 | Unusable Spaces | 0.15 | Riser | 8 | Non Useable Floor Area Space Group | 840 | Non-usable - Service riser |  | Unknown | 0.00 | NO
North Terrace_NT21-Ingkarni Wardli_Level Five_5.09 _ Cleaner | NT-NT21-05-5.09 | NT21-05-5.09-Cleaner | North Terrace | NT | NT21 | Ingkarni Wardli | 05 | Level Five | 5.09 | 99939 | Unusable Spaces | 99939 | Unusable Spaces | 4.06 | Cleaner | 8 | Non Useable Floor Area Space Group | 806 | Non-usable - Cleaners room |  | Unknown | 0.00 | NO
North Terrace_NT21-Ingkarni Wardli_Level Five_5.10 _ Plantroom | NT-NT21-05-5.10 | NT21-05-5.10-Plantroom | North Terrace | NT | NT21 | Ingkarni Wardli | 05 | Level Five | 5.10 | 99939 | Unusable Spaces | 99939 | Unusable Spaces | 23.09 | Plantroom | 8 | Non Useable Floor Area Space Group | 811 | Non-usable - Plant room other |  | Unknown | 0.00 | NO
North Terrace_NT21-Ingkarni Wardli_Level Five_5.11 _ Fire Stair 2 | NT-NT21-05-5.11 | NT21-05-5.11-Fire Stair 2 | North Terrace | NT | NT21 | Ingkarni Wardli | 05 | Level Five | 5.11 | 99939 | Unusable Spaces | 99939 | Unusable Spaces | 13.72 | Fire Stair 2 | 8 | Non Useable Floor Area Space Group | 805 | Non-usable - Circulation space |  | Unknown | 0.00 | NO
North Terrace_NT21-Ingkarni Wardli_Level Five_5.11A _ FHR | NT-NT21-05-5.11A | NT21-05-5.11A-FHR | North Terrace | NT | NT21 | Ingkarni Wardli | 05 | Level Five | 5.11A | 99939 | Unusable Spaces | 99939 | Unusable Spaces | 0.28 | FHR | 8 | Non Useable Floor Area Space Group | 840 | Non-usable - Service riser |  | Unknown | 0.00 | NO
North Terrace_NT21-Ingkarni Wardli_Level Five_5.11B _ Riser | NT-NT21-05-5.11B | NT21-05-5.11B-Riser | North Terrace | NT | NT21 | Ingkarni Wardli | 05 | Level Five | 5.11B | 99939 | Unusable Spaces | 99939 | Unusable Spaces | 0.1 | Riser | 8 | Non Useable Floor Area Space Group | 840 | Non-usable - Service riser |  | Unknown | 0.00 | NO
North Terrace_NT21-Ingkarni Wardli_Level Five_5.14 _ Office - Open Plan | NT-NT21-05-5.14 | NT21-05-5.14-Office - Open Plan | North Terrace | NT | NT21 | Ingkarni Wardli | 05 | Level Five | 5.14 | 238 | Teletraffic Research Centre | 238 | Teletraffic Research Centre | 76.78 | Office - Open Plan | 1 | Office Space Group | 111 | Open Plan - Specific type not defined |  | Excellent | 19,140.16 | NO
North Terrace_NT21-Ingkarni Wardli_Level Five_5.15 _ Reception | NT-NT21-05-5.15 | NT21-05-5.15-Reception | North Terrace | NT | NT21 | Ingkarni Wardli | 05 | Level Five | 5.15 | 238 | Teletraffic Research Centre | 238 | Teletraffic Research Centre | 24.12 | Reception | 6 | General Facility Space Group | 623 | General Facility - Waiting Area/Foyer/Reception Area |  | Excellent | 6,734.30 | NO
North Terrace_NT21-Ingkarni Wardli_Level Five_5.16 _ Office | NT-NT21-05-5.16 | NT21-05-5.16-Office | North Terrace | NT | NT21 | Ingkarni Wardli | 05 | Level Five | 5.16 | 238 | Teletraffic Research Centre | 238 | Teletraffic Research Centre | 11.09 | Office | 1 | Office Space Group | 101 | Office - Academic Staff |  | Excellent | 2,764.58 | NO
North Terrace_NT21-Ingkarni Wardli_Level Five_5.17 _ Office | NT-NT21-05-5.17 | NT21-05-5.17-Office | North Terrace | NT | NT21 | Ingkarni Wardli | 05 | Level Five | 5.17 | 238 | Teletraffic Research Centre | 238 | Teletraffic Research Centre | 11.2 | Office | 1 | Office Space Group | 101 | Office - Academic Staff |  | Excellent | 2,792.00 | NO
North Terrace_NT21-Ingkarni Wardli_Level Five_5.18 _ Office | NT-NT21-05-5.18 | NT21-05-5.18-Office | North Terrace | NT | NT21 | Ingkarni Wardli | 05 | Level Five | 5.18 | 238 | Teletraffic Research Centre | 238 | Teletraffic Research Centre | 11.29 | Office | 1 | Office Space Group | 101 | Office - Academic Staff |  | Excellent | 2,814.44 | NO
North Terrace_NT21-Ingkarni Wardli_Level Five_5.19 _ Office | NT-NT21-05-5.19 | NT21-05-5.19-Office | North Terrace | NT | NT21 | Ingkarni Wardli | 05 | Level Five | 5.19 | 238 | Teletraffic Research Centre | 238 | Teletraffic Research Centre | 11.3 | Office | 1 | Office Space Group | 101 | Office - Academic Staff |  | Excellent | 2,816.93 | NO
North Terrace_NT21-Ingkarni Wardli_Level Five_5.20 _ Office | NT-NT21-05-5.20 | NT21-05-5.20-Office | North Terrace | NT | NT21 | Ingkarni Wardli | 05 | Level Five | 5.20 | 238 | Teletraffic Research Centre | 238 | Teletraffic Research Centre | 11.3 | Office | 1 | Office Space Group | 101 | Office - Academic Staff |  | Excellent | 2,816.93 | NO
North Terrace_NT21-Ingkarni Wardli_Level Five_5.21 _ Office | NT-NT21-05-5.21 | NT21-05-5.21-Office | North Terrace | NT | NT21 | Ingkarni Wardli | 05 | Level Five | 5.21 | 238 | Teletraffic Research Centre | 238 | Teletraffic Research Centre | 11.29 | Office | 1 | Office Space Group | 101 | Office - Academic Staff |  | Excellent | 2,814.44 | NO
North Terrace_NT21-Ingkarni Wardli_Level Five_5.22 _ Reading Area | NT-NT21-05-5.22 | NT21-05-5.22-Reading Area | North Terrace | NT | NT21 | Ingkarni Wardli | 05 | Level Five | 5.22 | 238 | Teletraffic Research Centre | 238 | Teletraffic Research Centre | 8.83 | Reading Area | 5 | Library, IT and Learning Space Group | 501 | Library and Learning - Reading room |  | Good | 2,096.37 | NO
North Terrace_NT21-Ingkarni Wardli_Level Five_5.23 _ Meeting | NT-NT21-05-5.23 | NT21-05-5.23-Meeting | North Terrace | NT | NT21 | Ingkarni Wardli | 05 | Level Five | 5.23 | 238 | Teletraffic Research Centre | 238 | Teletraffic Research Centre | 17.34 | Meeting | 6 | General Facility Space Group | 601 | General Facility - Committee/Conference/Meeting room |  | Excellent | 4,841.33 | NO
North Terrace_NT21-Ingkarni Wardli_Level Five_5.24 _ Office | NT-NT21-05-5.24 | NT21-05-5.24-Office | North Terrace | NT | NT21 | Ingkarni Wardli | 05 | Level Five | 5.24 | 238 | Teletraffic Research Centre | 238 | Teletraffic Research Centre | 14.07 | Office | 1 | Office Space Group | 101 | Office - Academic Staff |  | Excellent | 3,507.45 | NO
North Terrace_NT21-Ingkarni Wardli_Level Five_5.25 _ Office | NT-NT21-05-5.25 | NT21-05-5.25-Office | North Terrace | NT | NT21 | Ingkarni Wardli | 05 | Level Five | 5.25 | 238 | Teletraffic Research Centre | 238 | Teletraffic Research Centre | 11.14 | Office | 1 | Office Space Group | 101 | Office - Academic Staff |  | Excellent | 2,777.04 | NO
North Terrace_NT21-Ingkarni Wardli_Level Five_5.26 _ Office | NT-NT21-05-5.26 | NT21-05-5.26-Office | North Terrace | NT | NT21 | Ingkarni Wardli | 05 | Level Five | 5.26 | 238 | Teletraffic Research Centre | 238 | Teletraffic Research Centre | 11.29 | Office | 1 | Office Space Group | 101 | Office - Academic Staff |  | Excellent | 2,814.44 | NO
North Terrace_NT21-Ingkarni Wardli_Level Five_5.27 _ Resource | NT-NT21-05-5.27 | NT21-05-5.27-Resource | North Terrace | NT | NT21 | Ingkarni Wardli | 05 | Level Five | 5.27 | 238 | Teletraffic Research Centre | 238 | Teletraffic Research Centre | 10.24 | Resource | 6 | General Facility Space Group | 603 | General Facility - Resource room |  | Excellent | 2,859.01 | NO
North Terrace_NT21-Ingkarni Wardli_Level Five_5.28.01 _ Workstation - HDR | NT-NT21-05-5.28.01 | NT21-05-5.28.01-Workstation - HDR | North Terrace | NT | NT21 | Ingkarni Wardli | 05 | Level Five | 5.28.01 | 214 | ECMS Infrastructure | 214 | ECMS Faculty Services | 4.36 | Workstation - HDR | 1 | Office Space Group | 114 | Open Plan - Research Students |  | Excellent | 1,086.89 | NO
North Terrace_NT21-Ingkarni Wardli_Level Five_5.28.02 _ Workstation - HDR | NT-NT21-05-5.28.02 | NT21-05-5.28.02-Workstation - HDR | North Terrace | NT | NT21 | Ingkarni Wardli | 05 | Level Five | 5.28.02 | 214 | ECMS Infrastructure | 214 | ECMS Faculty Services | 4.36 | Workstation - HDR | 1 | Office Space Group | 114 | Open Plan - Research Students |  | Excellent | 1,086.89 | NO
North Terrace_NT21-Ingkarni Wardli_Level Five_5.28.03 _ Workstation - HDR | NT-NT21-05-5.28.03 | NT21-05-5.28.03-Workstation - HDR | North Terrace | NT | NT21 | Ingkarni Wardli | 05 | Level Five | 5.28.03 | 214 | ECMS Infrastructure | 214 | ECMS Faculty Services | 4.24 | Workstation - HDR | 1 | Office Space Group | 114 | Open Plan - Research Students |  | Excellent | 1,056.97 | NO
North Terrace_NT21-Ingkarni Wardli_Level Five_5.28.04 _ Workstation - HDR | NT-NT21-05-5.28.04 | NT21-05-5.28.04-Workstation - HDR | North Terrace | NT | NT21 | Ingkarni Wardli | 05 | Level Five | 5.28.04 | 214 | ECMS Infrastructure | 214 | ECMS Faculty Services | 5.05 | Workstation - HDR | 1 | Office Space Group | 114 | Open Plan - Research Students |  | Excellent | 1,258.89 | NO
North Terrace_NT21-Ingkarni Wardli_Level Five_5.28.05 _ Workstation - HDR | NT-NT21-05-5.28.05 | NT21-05-5.28.05-Workstation - HDR | North Terrace | NT | NT21 | Ingkarni Wardli | 05 | Level Five | 5.28.05 | 214 | ECMS Infrastructure | 214 | ECMS Faculty Services | 4.35 | Workstation - HDR | 1 | Office Space Group | 114 | Open Plan - Research Students |  | Excellent | 1,084.39 | NO
North Terrace_NT21-Ingkarni Wardli_Level Five_5.28.06 _ Workstation - HDR | NT-NT21-05-5.28.06 | NT21-05-5.28.06-Workstation - HDR | North Terrace | NT | NT21 | Ingkarni Wardli | 05 | Level Five | 5.28.06 | 214 | ECMS Infrastructure | 214 | ECMS Faculty Services | 4.35 | Workstation - HDR | 1 | Office Space Group | 114 | Open Plan - Research Students |  | Excellent | 1,084.39 | NO
North Terrace_NT21-Ingkarni Wardli_Level Five_5.29 _ Office - Open Plan - HDR | NT-NT21-05-5.29 | NT21-05-5.29-Office - Open Plan - HDR | North Terrace | NT | NT21 | Ingkarni Wardli | 05 | Level Five | 5.29 | 214 | ECMS Infrastructure | 214 | ECMS Faculty Services | 24.52 | Office - Open Plan - HDR | 1 | Office Space Group | 111 | Open Plan - Specific type not defined |  | Excellent | 6,112.49 | NO
North Terrace_NT21-Ingkarni Wardli_Level Five_5.29.01 _ Workstation - HDR | NT-NT21-05-5.29.01 | NT21-05-5.29.01-Workstation - HDR | North Terrace | NT | NT21 | Ingkarni Wardli | 05 | Level Five | 5.29.01 | 214 | ECMS Infrastructure | 214 | ECMS Faculty Services | 5.34 | Workstation - HDR | 1 | Office Space Group | 114 | Open Plan - Research Students |  | Excellent | 1,331.19 | NO
North Terrace_NT21-Ingkarni Wardli_Level Five_5.29.02 _ Workstation - HDR | NT-NT21-05-5.29.02 | NT21-05-5.29.02-Workstation - HDR | North Terrace | NT | NT21 | Ingkarni Wardli | 05 | Level Five | 5.29.02 | 214 | ECMS Infrastructure | 214 | ECMS Faculty Services | 4.41 | Workstation - HDR | 1 | Office Space Group | 114 | Open Plan - Research Students |  | Excellent | 1,099.35 | NO
North Terrace_NT21-Ingkarni Wardli_Level Five_5.29.03 _ Workstation - HDR | NT-NT21-05-5.29.03 | NT21-05-5.29.03-Workstation - HDR | North Terrace | NT | NT21 | Ingkarni Wardli | 05 | Level Five | 5.29.03 | 214 | ECMS Infrastructure | 214 | ECMS Faculty Services | 4.4 | Workstation - HDR | 1 | Office Space Group | 114 | Open Plan - Research Students |  | Excellent | 1,096.86 | NO
North Terrace_NT21-Ingkarni Wardli_Level Five_5.29.04 _ Workstation - HDR | NT-NT21-05-5.29.04 | NT21-05-5.29.04-Workstation - HDR | North Terrace | NT | NT21 | Ingkarni Wardli | 05 | Level Five | 5.29.04 | 214 | ECMS Infrastructure | 214 | ECMS Faculty Services | 5.63 | Workstation - HDR | 1 | Office Space Group | 114 | Open Plan - Research Students |  | Excellent | 1,403.48 | NO
North Terrace_NT21-Ingkarni Wardli_Level Five_5.29.05 _ Workstation - HDR | NT-NT21-05-5.29.05 | NT21-05-5.29.05-Workstation - HDR | North Terrace | NT | NT21 | Ingkarni Wardli | 05 | Level Five | 5.29.05 | 214 | ECMS Infrastructure | 214 | ECMS Faculty Services | 2.92 | Workstation - HDR | 1 | Office Space Group | 114 | Open Plan - Research Students |  | Excellent | 727.91 | NO
North Terrace_NT21-Ingkarni Wardli_Level Five_5.29.06 _ Workstation - HDR | NT-NT21-05-5.29.06 | NT21-05-5.29.06-Workstation - HDR | North Terrace | NT | NT21 | Ingkarni Wardli | 05 | Level Five | 5.29.06 | 214 | ECMS Infrastructure | 214 | ECMS Faculty Services | 3.38 | Workstation - HDR | 1 | Office Space Group | 114 | Open Plan - Research Students |  | Excellent | 842.59 | NO
North Terrace_NT21-Ingkarni Wardli_Level Five_5.29.07 _ Workstation - HDR | NT-NT21-05-5.29.07 | NT21-05-5.29.07-Workstation - HDR | North Terrace | NT | NT21 | Ingkarni Wardli | 05 | Level Five | 5.29.07 | 214 | ECMS Infrastructure | 214 | ECMS Faculty Services | 2.93 | Workstation - HDR | 1 | Office Space Group | 114 | Open Plan - Research Students |  | Excellent | 730.41 | NO
North Terrace_NT21-Ingkarni Wardli_Level Five_5.29.08 _ Workstation - HDR | NT-NT21-05-5.29.08 | NT21-05-5.29.08-Workstation - HDR | North Terrace | NT | NT21 | Ingkarni Wardli | 05 | Level Five | 5.29.08 | 214 | ECMS Infrastructure | 214 | ECMS Faculty Services | 3.74 | Workstation - HDR | 1 | Office Space Group | 114 | Open Plan - Research Students |  | Excellent | 932.33 | NO
North Terrace_NT21-Ingkarni Wardli_Level Five_5.29.09 _ Workstation - HDR | NT-NT21-05-5.29.09 | NT21-05-5.29.09-Workstation - HDR | North Terrace | NT | NT21 | Ingkarni Wardli | 05 | Level Five | 5.29.09 | 214 | ECMS Infrastructure | 214 | ECMS Faculty Services | 3.54 | Workstation - HDR | 1 | Office Space Group | 114 | Open Plan - Research Students |  | Excellent | 882.47 | NO
North Terrace_NT21-Ingkarni Wardli_Level Five_5.29.10 _ Workstation - HDR | NT-NT21-05-5.29.10 | NT21-05-5.29.10-Workstation - HDR | North Terrace | NT | NT21 | Ingkarni Wardli | 05 | Level Five | 5.29.10 | 214 | ECMS Infrastructure | 214 | ECMS Faculty Services | 3.63 | Workstation - HDR | 1 | Office Space Group | 114 | Open Plan - Research Students |  | Excellent | 904.91 | NO
North Terrace_NT21-Ingkarni Wardli_Level Five_5.29.11 _ Workstation - HDR | NT-NT21-05-5.29.11 | NT21-05-5.29.11-Workstation - HDR | North Terrace | NT | NT21 | Ingkarni Wardli | 05 | Level Five | 5.29.11 | 214 | ECMS Infrastructure | 214 | ECMS Faculty Services | 3.63 | Workstation - HDR | 1 | Office Space Group | 114 | Open Plan - Research Students |  | Excellent | 904.91 | NO
North Terrace_NT21-Ingkarni Wardli_Level Five_5.29.12 _ Workstation - HDR | NT-NT21-05-5.29.12 | NT21-05-5.29.12-Workstation - HDR | North Terrace | NT | NT21 | Ingkarni Wardli | 05 | Level Five | 5.29.12 | 214 | ECMS Infrastructure | 214 | ECMS Faculty Services | 3.54 | Workstation - HDR | 1 | Office Space Group | 114 | Open Plan - Research Students |  | Excellent | 882.47 | NO
North Terrace_NT21-Ingkarni Wardli_Level Five_5.29.13 _ Workstation - HDR | NT-NT21-05-5.29.13 | NT21-05-5.29.13-Workstation - HDR | North Terrace | NT | NT21 | Ingkarni Wardli | 05 | Level Five | 5.29.13 | 214 | ECMS Infrastructure | 214 | ECMS Faculty Services | 4.52 | Workstation - HDR | 1 | Office Space Group | 114 | Open Plan - Research Students |  | Excellent | 1,126.77 | NO
North Terrace_NT21-Ingkarni Wardli_Level Five_5.29.14 _ Workstation - HDR | NT-NT21-05-5.29.14 | NT21-05-5.29.14-Workstation - HDR | North Terrace | NT | NT21 | Ingkarni Wardli | 05 | Level Five | 5.29.14 | 214 | ECMS Infrastructure | 214 | ECMS Faculty Services | 4.47 | Workstation - HDR | 1 | Office Space Group | 114 | Open Plan - Research Students |  | Excellent | 1,114.31 | NO
North Terrace_NT21-Ingkarni Wardli_Level Five_5.29.15 _ Workstation - HDR | NT-NT21-05-5.29.15 | NT21-05-5.29.15-Workstation - HDR | North Terrace | NT | NT21 | Ingkarni Wardli | 05 | Level Five | 5.29.15 | 214 | ECMS Infrastructure | 214 | ECMS Faculty Services | 4.73 | Workstation - HDR | 1 | Office Space Group | 114 | Open Plan - Research Students |  | Excellent | 1,179.12 | NO
North Terrace_NT21-Ingkarni Wardli_Level Five_5.29.16 _ Workstation - HDR | NT-NT21-05-5.29.16 | NT21-05-5.29.16-Workstation - HDR | North Terrace | NT | NT21 | Ingkarni Wardli | 05 | Level Five | 5.29.16 | 214 | ECMS Infrastructure | 214 | ECMS Faculty Services | 2.6 | Workstation - HDR | 1 | Office Space Group | 114 | Open Plan - Research Students |  | Excellent | 648.14 | NO
North Terrace_NT21-Ingkarni Wardli_Level Five_5.29.17 _ Workstation - HDR | NT-NT21-05-5.29.17 | NT21-05-5.29.17-Workstation - HDR | North Terrace | NT | NT21 | Ingkarni Wardli | 05 | Level Five | 5.29.17 | 214 | ECMS Infrastructure | 214 | ECMS Faculty Services | 3.29 | Workstation - HDR | 1 | Office Space Group | 114 | Open Plan - Research Students |  | Excellent | 820.15 | NO
North Terrace_NT21-Ingkarni Wardli_Level Five_5.29.18 _ Workstation - HDR | NT-NT21-05-5.29.18 | NT21-05-5.29.18-Workstation - HDR | North Terrace | NT | NT21 | Ingkarni Wardli | 05 | Level Five | 5.29.18 | 214 | ECMS Infrastructure | 214 | ECMS Faculty Services | 4.76 | Workstation - HDR | 1 | Office Space Group | 114 | Open Plan - Research Students |  | Excellent | 1,186.60 | NO
North Terrace_NT21-Ingkarni Wardli_Level Five_5.29.19 _ Workstation - HDR | NT-NT21-05-5.29.19 | NT21-05-5.29.19-Workstation - HDR | North Terrace | NT | NT21 | Ingkarni Wardli | 05 | Level Five | 5.29.19 | 214 | ECMS Infrastructure | 214 | ECMS Faculty Services | 4.05 | Workstation - HDR | 1 | Office Space Group | 114 | Open Plan - Research Students |  | Excellent | 1,009.61 | NO
North Terrace_NT21-Ingkarni Wardli_Level Five_5.29.20 _ Workstation - HDR | NT-NT21-05-5.29.20 | NT21-05-5.29.20-Workstation - HDR | North Terrace | NT | NT21 | Ingkarni Wardli | 05 | Level Five | 5.29.20 | 214 | ECMS Infrastructure | 214 | ECMS Faculty Services | 4.82 | Workstation - HDR | 1 | Office Space Group | 114 | Open Plan - Research Students |  | Excellent | 1,201.56 | NO
North Terrace_NT21-Ingkarni Wardli_Level Five_5.29.21 _ Workstation - HDR | NT-NT21-05-5.29.21 | NT21-05-5.29.21-Workstation - HDR | North Terrace | NT | NT21 | Ingkarni Wardli | 05 | Level Five | 5.29.21 | 214 | ECMS Infrastructure | 214 | ECMS Faculty Services | 4.87 | Workstation - HDR | 1 | Office Space Group | 114 | Open Plan - Research Students |  | Excellent | 1,214.02 | NO
North Terrace_NT21-Ingkarni Wardli_Level Five_5.29.22 _ Workstation - HDR | NT-NT21-05-5.29.22 | NT21-05-5.29.22-Workstation - HDR | North Terrace | NT | NT21 | Ingkarni Wardli | 05 | Level Five | 5.29.22 | 214 | ECMS Infrastructure | 214 | ECMS Faculty Services | 4.67 | Workstation - HDR | 1 | Office Space Group | 114 | Open Plan - Research Students |  | Excellent | 1,164.16 | NO
North Terrace_NT21-Ingkarni Wardli_Level Five_5.29.23 _ Workstation - HDR | NT-NT21-05-5.29.23 | NT21-05-5.29.23-Workstation - HDR | North Terrace | NT | NT21 | Ingkarni Wardli | 05 | Level Five | 5.29.23 | 214 | ECMS Infrastructure | 214 | ECMS Faculty Services | 6.31 | Workstation - HDR | 1 | Office Space Group | 114 | Open Plan - Research Students |  | Excellent | 1,572.99 | NO
North Terrace_NT21-Ingkarni Wardli_Level Five_5.29.24 _ Workstation - HDR | NT-NT21-05-5.29.24 | NT21-05-5.29.24-Workstation - HDR | North Terrace | NT | NT21 | Ingkarni Wardli | 05 | Level Five | 5.29.24 | 214 | ECMS Infrastructure | 214 | ECMS Faculty Services | 3.83 | Workstation - HDR | 1 | Office Space Group | 114 | Open Plan - Research Students |  | Excellent | 954.76 | NO
North Terrace_NT21-Ingkarni Wardli_Level Five_5.29.25 _ Workstation - HDR | NT-NT21-05-5.29.25 | NT21-05-5.29.25-Workstation - HDR | North Terrace | NT | NT21 | Ingkarni Wardli | 05 | Level Five | 5.29.25 | 214 | ECMS Infrastructure | 214 | ECMS Faculty Services | 3.82 | Workstation - HDR | 1 | Office Space Group | 114 | Open Plan - Research Students |  | Excellent | 952.27 | NO
North Terrace_NT21-Ingkarni Wardli_Level Five_5.29.26 _ Workstation - HDR | NT-NT21-05-5.29.26 | NT21-05-5.29.26-Workstation - HDR | North Terrace | NT | NT21 | Ingkarni Wardli | 05 | Level Five | 5.29.26 | 214 | ECMS Infrastructure | 214 | ECMS Faculty Services | 5.08 | Workstation - HDR | 1 | Office Space Group | 114 | Open Plan - Research Students |  | Excellent | 1,266.37 | NO
North Terrace_NT21-Ingkarni Wardli_Level Five_5.29.29 _ Workstation - HDR | NT-NT21-05-5.29.29 | NT21-05-5.29.29-Workstation - HDR | North Terrace | NT | NT21 | Ingkarni Wardli | 05 | Level Five | 5.29.29 | 214 | ECMS Infrastructure | 214 | ECMS Faculty Services | 5.08 | Workstation - HDR | 1 | Office Space Group | 114 | Open Plan - Research Students |  | Excellent | 1,266.37 | NO
North Terrace_NT21-Ingkarni Wardli_Level Five_5.29A _ Informal Meeting - HDR | NT-NT21-05-5.29A | NT21-05-5.29A-Informal Meeting - HDR | North Terrace | NT | NT21 | Ingkarni Wardli | 05 | Level Five | 5.29A | 214 | ECMS Infrastructure | 214 | ECMS Faculty Services | 4.82 | Informal Meeting - HDR | 1 | Office Space Group | 119 | Informal Work Space |  | Excellent | 1,201.56 | NO
North Terrace_NT21-Ingkarni Wardli_Level Five_5.32 _ Office | NT-NT21-05-5.32 | NT21-05-5.32-Office | North Terrace | NT | NT21 | Ingkarni Wardli | 05 | Level Five | 5.32 | 221 | School of Computer Science | 221 | School of Computer Science | 14.07 | Office | 1 | Office Space Group | 101 | Office - Academic Staff |  | Excellent | 3,507.45 | YES | INFRASTRUCTURE-RECORDING STUDIO-JAN-JUNE 2021
North Terrace_NT21-Ingkarni Wardli_Level Five_5.33 _ Office | NT-NT21-05-5.33 | NT21-05-5.33-Office | North Terrace | NT | NT21 | Ingkarni Wardli | 05 | Level Five | 5.33 | 221 | School of Computer Science | 221 | School of Computer Science | 14.8 | Office | 1 | Office Space Group | 101 | Office - Academic Staff |  | Excellent | 3,689.43 | NO
North Terrace_NT21-Ingkarni Wardli_Level Five_5.34 _ Office | NT-NT21-05-5.34 | NT21-05-5.34-Office | North Terrace | NT | NT21 | Ingkarni Wardli | 05 | Level Five | 5.34 | 221 | School of Computer Science | 221 | School of Computer Science | 11.15 | Office | 1 | Office Space Group | 101 | Office - Academic Staff |  | Excellent | 2,779.54 | YES | INFRASTRUCTURE-RECORDING STUDIO-JAN-JUNE 2021
North Terrace_NT21-Ingkarni Wardli_Level Five_5.35 _ Office | NT-NT21-05-5.35 | NT21-05-5.35-Office | North Terrace | NT | NT21 | Ingkarni Wardli | 05 | Level Five | 5.35 | 221 | School of Computer Science | 221 | School of Computer Science | 14.23 | Office | 1 | Office Space Group | 101 | Office - Academic Staff |  | Excellent | 3,547.34 | NO
North Terrace_NT21-Ingkarni Wardli_Level Five_5.36 _ Office | NT-NT21-05-5.36 | NT21-05-5.36-Office | North Terrace | NT | NT21 | Ingkarni Wardli | 05 | Level Five | 5.36 | 221 | School of Computer Science | 221 | School of Computer Science | 11.3 | Office | 1 | Office Space Group | 101 | Office - Academic Staff |  | Excellent | 2,816.93 | YES | INFRASTRUCTURE-RECORDING STUDIO-JAN-JUNE 2021
North Terrace_NT21-Ingkarni Wardli_Level Five_5.37 _ Office | NT-NT21-05-5.37 | NT21-05-5.37-Office | North Terrace | NT | NT21 | Ingkarni Wardli | 05 | Level Five | 5.37 | 221 | School of Computer Science | 221 | School of Computer Science | 11.3 | Office | 1 | Office Space Group | 101 | Office - Academic Staff |  | Excellent | 2,816.93 | NO
North Terrace_NT21-Ingkarni Wardli_Level Five_5.38 _ Office | NT-NT21-05-5.38 | NT21-05-5.38-Office | North Terrace | NT | NT21 | Ingkarni Wardli | 05 | Level Five | 5.38 | 221 | School of Computer Science | 221 | School of Computer Science | 11.15 | Office | 1 | Office Space Group | 101 | Office - Academic Staff |  | Excellent | 2,779.54 | YES | INFRASTRUCTURE-RECORDING STUDIO-JAN-JUNE 2021
North Terrace_NT21-Ingkarni Wardli_Level Five_5.39 _ Office | NT-NT21-05-5.39 | NT21-05-5.39-Office | North Terrace | NT | NT21 | Ingkarni Wardli | 05 | Level Five | 5.39 | 221 | School of Computer Science | 221 | School of Computer Science | 11.3 | Office | 1 | Office Space Group | 101 | Office - Academic Staff |  | Excellent | 2,816.93 | NO
North Terrace_NT21-Ingkarni Wardli_Level Five_5.40 _ Office | NT-NT21-05-5.40 | NT21-05-5.40-Office | North Terrace | NT | NT21 | Ingkarni Wardli | 05 | Level Five | 5.40 | 221 | School of Computer Science | 221 | School of Computer Science | 11.15 | Office | 1 | Office Space Group | 101 | Office - Academic Staff |  | Excellent | 2,779.54 | NO
North Terrace_NT21-Ingkarni Wardli_Level Five_5.41 _ Office | NT-NT21-05-5.41 | NT21-05-5.41-Office | North Terrace | NT | NT21 | Ingkarni Wardli | 05 | Level Five | 5.41 | 221 | School of Computer Science | 221 | School of Computer Science | 11.3 | Office | 1 | Office Space Group | 101 | Office - Academic Staff |  | Excellent | 2,816.93 | NO
North Terrace_NT21-Ingkarni Wardli_Level Five_5.42 _ Office | NT-NT21-05-5.42 | NT21-05-5.42-Office | North Terrace | NT | NT21 | Ingkarni Wardli | 05 | Level Five | 5.42 | 221 | School of Computer Science | 221 | School of Computer Science | 11.3 | Office | 1 | Office Space Group | 101 | Office - Academic Staff |  | Excellent | 2,816.93 | NO
North Terrace_NT21-Ingkarni Wardli_Level Five_5.43 _ Office | NT-NT21-05-5.43 | NT21-05-5.43-Office | North Terrace | NT | NT21 | Ingkarni Wardli | 05 | Level Five | 5.43 | 221 | School of Computer Science | 221 | School of Computer Science | 11.3 | Office | 1 | Office Space Group | 101 | Office - Academic Staff |  | Excellent | 2,816.93 | NO
North Terrace_NT21-Ingkarni Wardli_Level Five_5.44 _ Office | NT-NT21-05-5.44 | NT21-05-5.44-Office | North Terrace | NT | NT21 | Ingkarni Wardli | 05 | Level Five | 5.44 | 221 | School of Computer Science | 221 | School of Computer Science | 11.15 | Office | 1 | Office Space Group | 101 | Office - Academic Staff |  | Excellent | 2,779.54 | NO
North Terrace_NT21-Ingkarni Wardli_Level Five_5.45 _ Office | NT-NT21-05-5.45 | NT21-05-5.45-Office | North Terrace | NT | NT21 | Ingkarni Wardli | 05 | Level Five | 5.45 | 221 | School of Computer Science | 221 | School of Computer Science | 11.3 | Office | 1 | Office Space Group | 101 | Office - Academic Staff |  | Excellent | 2,816.93 | NO
North Terrace_NT21-Ingkarni Wardli_Level Five_5.46 _ Office | NT-NT21-05-5.46 | NT21-05-5.46-Office | North Terrace | NT | NT21 | Ingkarni Wardli | 05 | Level Five | 5.46 | 221 | School of Computer Science | 221 | School of Computer Science | 11.15 | Office | 1 | Office Space Group | 101 | Office - Academic Staff |  | Excellent | 2,779.54 | NO
North Terrace_NT21-Ingkarni Wardli_Level Five_5.47 _ Office | NT-NT21-05-5.47 | NT21-05-5.47-Office | North Terrace | NT | NT21 | Ingkarni Wardli | 05 | Level Five | 5.47 | 221 | School of Computer Science | 221 | School of Computer Science | 19.3 | Office | 1 | Office Space Group | 101 | Office - Academic Staff |  | Excellent | 4,811.21 | NO
North Terrace_NT21-Ingkarni Wardli_Level Five_5.48A _ Office | NT-NT21-05-5.48A | NT21-05-5.48A-Office | North Terrace | NT | NT21 | Ingkarni Wardli | 05 | Level Five | 5.48A | 221 | School of Computer Science | 221 | School of Computer Science | 13.1 | Office | 1 | Office Space Group | 101 | Office - Academic Staff |  | Excellent | 3,265.64 | NO
North Terrace_NT21-Ingkarni Wardli_Level Five_5.48B _ Office | NT-NT21-05-5.48B | NT21-05-5.48B-Office | North Terrace | NT | NT21 | Ingkarni Wardli | 05 | Level Five | 5.48B | 221 | School of Computer Science | 221 | School of Computer Science | 10.12 | Office | 1 | Office Space Group | 101 | Office - Academic Staff |  | Excellent | 2,522.77 | NO
North Terrace_NT21-Ingkarni Wardli_Level Five_5.48C _ Office | NT-NT21-05-5.48C | NT21-05-5.48C-Office | North Terrace | NT | NT21 | Ingkarni Wardli | 05 | Level Five | 5.48C | 221 | School of Computer Science | 221 | School of Computer Science | 10.52 | Office | 1 | Office Space Group | 101 | Office - Academic Staff |  | Excellent | 2,622.49 | NO
North Terrace_NT21-Ingkarni Wardli_Level Five_5.48D _ Office | NT-NT21-05-5.48D | NT21-05-5.48D-Office | North Terrace | NT | NT21 | Ingkarni Wardli | 05 | Level Five | 5.48D | 221 | School of Computer Science | 221 | School of Computer Science | 10.53 | Office | 1 | Office Space Group | 101 | Office - Academic Staff |  | Excellent | 2,624.98 | NO
North Terrace_NT21-Ingkarni Wardli_Level Five_5.49 _ Resource | NT-NT21-05-5.49 | NT21-05-5.49-Resource | North Terrace | NT | NT21 | Ingkarni Wardli | 05 | Level Five | 5.49 | 214 | ECMS Infrastructure | 214 | ECMS Faculty Services | 16.27 | Resource | 6 | General Facility Space Group | 603 | General Facility - Resource room |  | Excellent | 4,542.58 | NO
North Terrace_NT21-Ingkarni Wardli_Level Five_5.50 _ Store Room | NT-NT21-05-5.50 | NT21-05-5.50-Store Room | North Terrace | NT | NT21 | Ingkarni Wardli | 05 | Level Five | 5.50 | 214 | ECMS Infrastructure | 214 | ECMS Faculty Services | 9.82 | Store Room | 4 | Ancillary Area Space Group | 419 | Ancillary Area - Store Room - Generic |  | Excellent | 2,154.23 | NO
North Terrace_NT21-Ingkarni Wardli_Level Five_5.51 _ Photo | NT-NT21-05-5.51 | NT21-05-5.51-Photo | North Terrace | NT | NT21 | Ingkarni Wardli | 05 | Level Five | 5.51 | 214 | ECMS Infrastructure | 214 | ECMS Faculty Services | 5.98 | Photo | 4 | Ancillary Area Space Group | 401 | Ancillary Area - Laboratory Service and Preparation |  | Excellent | 1,311.84 | NO
North Terrace_NT21-Ingkarni Wardli_Level Five_5.51A _ Riser | NT-NT21-05-5.51A | NT21-05-5.51A-Riser | North Terrace | NT | NT21 | Ingkarni Wardli | 05 | Level Five | 5.51A | 99939 | Unusable Spaces | 99939 | Unusable Spaces | 0.25 | Riser | 8 | Non Useable Floor Area Space Group | 840 | Non-usable - Service riser |  | Unknown | 0.00 | NO
North Terrace_NT21-Ingkarni Wardli_Level Five_5.52 _ Kitchen | NT-NT21-05-5.52 | NT21-05-5.52-Kitchen | North Terrace | NT | NT21 | Ingkarni Wardli | 05 | Level Five | 5.52 | 214 | ECMS Infrastructure | 214 | ECMS Faculty Services | 17.05 | Kitchen | 6 | General Facility Space Group | 608 | General Facility - Kitchen/Servery/Food Storage |  | Excellent | 4,760.36 | NO
North Terrace_NT21-Ingkarni Wardli_Level Five_5.53 _ Terrace (UCA) | NT-NT21-05-5.53 | NT21-05-5.53-Terrace (UCA) | North Terrace | NT | NT21 | Ingkarni Wardli | 05 | Level Five | 5.53 | 99939 | Unusable Spaces | 99939 | Unusable Spaces | 260.84 | Terrace (UCA) | 8 | Non Useable Floor Area Space Group | 839 | Non-usable - Verandah/Balcony |  | Excellent | 0.00 | NO
North Terrace_NT21-Ingkarni Wardli_Level Five_5.54 _ Faculty Common Area | NT-NT21-05-5.54 | NT21-05-5.54-Faculty Common Area | North Terrace | NT | NT21 | Ingkarni Wardli | 05 | Level Five | 5.54 | 214 | ECMS Infrastructure | 214 | ECMS Faculty Services | 91.69 | Faculty Common Area | 6 | General Facility Space Group | 604 | General Facility - Common Room General Access |  | Excellent | 25,599.85 | NO
North Terrace_NT21-Ingkarni Wardli_Level Five_5.54A _ Corr. | NT-NT21-05-5.54A | NT21-05-5.54A-Corr. | North Terrace | NT | NT21 | Ingkarni Wardli | 05 | Level Five | 5.54A | 99939 | Unusable Spaces | 99939 | Unusable Spaces | 13.35 | Corr. | 8 | Non Useable Floor Area Space Group | 805 | Non-usable - Circulation space |  | Unknown | 0.00 | NO
North Terrace_NT21-Ingkarni Wardli_Level Five_5.55 _ Meeting | NT-NT21-05-5.55 | NT21-05-5.55-Meeting | North Terrace | NT | NT21 | Ingkarni Wardli | 05 | Level Five | 5.55 | 214 | ECMS Infrastructure | 214 | ECMS Faculty Services | 33.42 | Meeting | 6 | General Facility Space Group | 601 | General Facility - Committee/Conference/Meeting room |  | Excellent | 9,330.87 | NO
North Terrace_NT21-Ingkarni Wardli_Level Five_5.56 _ Meeting | NT-NT21-05-5.56 | NT21-05-5.56-Meeting | North Terrace | NT | NT21 | Ingkarni Wardli | 05 | Level Five | 5.56 | 214 | ECMS Infrastructure | 214 | ECMS Faculty Services | 31.24 | Meeting | 6 | General Facility Space Group | 601 | General Facility - Committee/Conference/Meeting room |  | Excellent | 8,722.21 | NO
North Terrace_NT21-Ingkarni Wardli_Level Five_5.57 _ Meeting | NT-NT21-05-5.57 | NT21-05-5.57-Meeting | North Terrace | NT | NT21 | Ingkarni Wardli | 05 | Level Five | 5.57 | 214 | ECMS Infrastructure | 214 | ECMS Faculty Services | 62.91 | Meeting | 6 | General Facility Space Group | 601 | General Facility - Committee/Conference/Meeting room |  | Excellent | 17,564.47 | NO
North Terrace_NT21-Ingkarni Wardli_Level Five_5.58 _ Meeting | NT-NT21-05-5.58 | NT21-05-5.58-Meeting | North Terrace | NT | NT21 | Ingkarni Wardli | 05 | Level Five | 5.58 | 214 | ECMS Infrastructure | 214 | ECMS Faculty Services | 42.85 | Meeting | 6 | General Facility Space Group | 601 | General Facility - Committee/Conference/Meeting room |  | Excellent | 11,963.72 | NO
North Terrace_NT21-Ingkarni Wardli_Level Five_5.59 _ Wireless Lounge | NT-NT21-05-5.59 | NT21-05-5.59-Wireless Lounge | North Terrace | NT | NT21 | Ingkarni Wardli | 05 | Level Five | 5.59 | 214 | ECMS Infrastructure | 214 | ECMS Faculty Services | 59.9 | Wireless Lounge | 5 | Library, IT and Learning Space Group | 517 | Informal Learning | INFORMAL-PRIM-C | Good | 14,221.16 | NO
North Terrace_NT21-Ingkarni Wardli_Level Six_6.00 _ Lift Lobby | NT-NT21-06-6.00 | NT21-06-6.00-Lift Lobby | North Terrace | NT | NT21 | Ingkarni Wardli | 06 | Level Six | 6.00 | 99939 | Unusable Spaces | 99939 | Unusable Spaces | 30.31 | Lift Lobby | 8 | Non Useable Floor Area Space Group | 805 | Non-usable - Circulation space |  | Unknown | 0.00 | NO
North Terrace_NT21-Ingkarni Wardli_Level Six_6.00A _ Corr. | NT-NT21-06-6.00A | NT21-06-6.00A-Corr. | North Terrace | NT | NT21 | Ingkarni Wardli | 06 | Level Six | 6.00A | 99939 | Unusable Spaces | 99939 | Unusable Spaces | 22.5 | Corr. | 8 | Non Useable Floor Area Space Group | 805 | Non-usable - Circulation space |  | Unknown | 0.00 | NO
North Terrace_NT21-Ingkarni Wardli_Level Six_6.00B _ Corr. | NT-NT21-06-6.00B | NT21-06-6.00B-Corr. | North Terrace | NT | NT21 | Ingkarni Wardli | 06 | Level Six | 6.00B | 99939 | Unusable Spaces | 99939 | Unusable Spaces | 31.13 | Corr. | 8 | Non Useable Floor Area Space Group | 805 | Non-usable - Circulation space |  | Unknown | 0.00 | NO
North Terrace_NT21-Ingkarni Wardli_Level Six_6.00C _ Corr. | NT-NT21-06-6.00C | NT21-06-6.00C-Corr. | North Terrace | NT | NT21 | Ingkarni Wardli | 06 | Level Six | 6.00C | 99939 | Unusable Spaces | 99939 | Unusable Spaces | 26.97 | Corr. | 8 | Non Useable Floor Area Space Group | 805 | Non-usable - Circulation space |  | Unknown | 0.00 | NO
North Terrace_NT21-Ingkarni Wardli_Level Six_6.00E _ Corr. | NT-NT21-06-6.00E | NT21-06-6.00E-Corr. | North Terrace | NT | NT21 | Ingkarni Wardli | 06 | Level Six | 6.00E | 99939 | Unusable Spaces | 99939 | Unusable Spaces | 15.95 | Corr. | 8 | Non Useable Floor Area Space Group | 805 | Non-usable - Circulation space |  | Unknown | 0.00 | NO
North Terrace_NT21-Ingkarni Wardli_Level Six_6.00F _ Corr. | NT-NT21-06-6.00F | NT21-06-6.00F-Corr. | North Terrace | NT | NT21 | Ingkarni Wardli | 06 | Level Six | 6.00F | 99939 | Unusable Spaces | 99939 | Unusable Spaces | 53.1 | Corr. | 8 | Non Useable Floor Area Space Group | 805 | Non-usable - Circulation space |  | Unknown | 0.00 | NO
North Terrace_NT21-Ingkarni Wardli_Level Six_6.00G _ Corr. | NT-NT21-06-6.00G | NT21-06-6.00G-Corr. | North Terrace | NT | NT21 | Ingkarni Wardli | 06 | Level Six | 6.00G | 99939 | Unusable Spaces | 99939 | Unusable Spaces | 55.48 | Corr. | 8 | Non Useable Floor Area Space Group | 805 | Non-usable - Circulation space |  | Unknown | 0.00 | NO
North Terrace_NT21-Ingkarni Wardli_Level Six_6.00H _ Corr. | NT-NT21-06-6.00H | NT21-06-6.00H-Corr. | North Terrace | NT | NT21 | Ingkarni Wardli | 06 | Level Six | 6.00H | 99939 | Unusable Spaces | 99939 | Unusable Spaces | 6 | Corr. | 8 | Non Useable Floor Area Space Group | 805 | Non-usable - Circulation space |  | Unknown | 0.00 | NO
North Terrace_NT21-Ingkarni Wardli_Level Six_6.00I _ Corr. | NT-NT21-06-6.00I | NT21-06-6.00I-Corr. | North Terrace | NT | NT21 | Ingkarni Wardli | 06 | Level Six | 6.00I | 99939 | Unusable Spaces | 99939 | Unusable Spaces | 7.98 | Corr. | 8 | Non Useable Floor Area Space Group | 805 | Non-usable - Circulation space |  | Unknown | 0.00 | NO
North Terrace_NT21-Ingkarni Wardli_Level Six_6.00J _ Riser | NT-NT21-06-6.00J | NT21-06-6.00J-Riser | North Terrace | NT | NT21 | Ingkarni Wardli | 06 | Level Six | 6.00J | 99939 | Unusable Spaces | 99939 | Unusable Spaces | 0.05 | Riser | 8 | Non Useable Floor Area Space Group | 840 | Non-usable - Service riser |  | Unknown | 0.00 | NO
North Terrace_NT21-Ingkarni Wardli_Level Six_6.00K _ FHR | NT-NT21-06-6.00K | NT21-06-6.00K-FHR | North Terrace | NT | NT21 | Ingkarni Wardli | 06 | Level Six | 6.00K | 99939 | Unusable Spaces | 99939 | Unusable Spaces | 0.28 | FHR | 8 | Non Useable Floor Area Space Group | 840 | Non-usable - Service riser |  | Unknown | 0.00 | NO
North Terrace_NT21-Ingkarni Wardli_Level Six_6.00L _ Riser | NT-NT21-06-6.00L | NT21-06-6.00L-Riser | North Terrace | NT | NT21 | Ingkarni Wardli | 06 | Level Six | 6.00L | 99939 | Unusable Spaces | 99939 | Unusable Spaces | 0.52 | Riser | 8 | Non Useable Floor Area Space Group | 840 | Non-usable - Service riser |  | Unknown | 0.00 | NO
North Terrace_NT21-Ingkarni Wardli_Level Six_6.00M _ Riser | NT-NT21-06-6.00M | NT21-06-6.00M-Riser | North Terrace | NT | NT21 | Ingkarni Wardli | 06 | Level Six | 6.00M | 99939 | Unusable Spaces | 99939 | Unusable Spaces | 0.12 | Riser | 8 | Non Useable Floor Area Space Group | 840 | Non-usable - Service riser |  | Unknown | 0.00 | NO
North Terrace_NT21-Ingkarni Wardli_Level Six_6.00N _ Electrical Riser | NT-NT21-06-6.00N | NT21-06-6.00N-Electrical Riser | North Terrace | NT | NT21 | Ingkarni Wardli | 06 | Level Six | 6.00N | 99939 | Unusable Spaces | 99939 | Unusable Spaces | 1.95 | Electrical Riser | 8 | Non Useable Floor Area Space Group | 840 | Non-usable - Service riser |  | Unknown | 0.00 | NO
North Terrace_NT21-Ingkarni Wardli_Level Six_6.01 _ Fire Stair 1 | NT-NT21-06-6.01 | NT21-06-6.01-Fire Stair 1 | North Terrace | NT | NT21 | Ingkarni Wardli | 06 | Level Six | 6.01 | 99939 | Unusable Spaces | 99939 | Unusable Spaces | 12.23 | Fire Stair 1 | 8 | Non Useable Floor Area Space Group | 805 | Non-usable - Circulation space |  | Unknown | 0.00 | NO
North Terrace_NT21-Ingkarni Wardli_Level Six_6.01A _ Riser | NT-NT21-06-6.01A | NT21-06-6.01A-Riser | North Terrace | NT | NT21 | Ingkarni Wardli | 06 | Level Six | 6.01A | 99939 | Unusable Spaces | 99939 | Unusable Spaces | 1.12 | Riser | 8 | Non Useable Floor Area Space Group | 840 | Non-usable - Service riser |  | Unknown | 0.00 | NO
North Terrace_NT21-Ingkarni Wardli_Level Six_6.01B _ Riser | NT-NT21-06-6.01B | NT21-06-6.01B-Riser | North Terrace | NT | NT21 | Ingkarni Wardli | 06 | Level Six | 6.01B | 99939 | Unusable Spaces | 99939 | Unusable Spaces | 1.03 | Riser | 8 | Non Useable Floor Area Space Group | 840 | Non-usable - Service riser |  | Unknown | 0.00 | NO
North Terrace_NT21-Ingkarni Wardli_Level Six_6.02 _ Plantroom | NT-NT21-06-6.02 | NT21-06-6.02-Plantroom | North Terrace | NT | NT21 | Ingkarni Wardli | 06 | Level Six | 6.02 | 99939 | Unusable Spaces | 99939 | Unusable Spaces | 22.91 | Plantroom | 8 | Non Useable Floor Area Space Group | 811 | Non-usable - Plant room other |  | Unknown | 0.00 | NO
North Terrace_NT21-Ingkarni Wardli_Level Six_6.03 _ WC - U - Access (RH+S) | NT-NT21-06-6.03 | NT21-06-6.03-WC - U - Access (RH+S) | North Terrace | NT | NT21 | Ingkarni Wardli | 06 | Level Six | 6.03 | 99939 | Unusable Spaces | 99939 | Unusable Spaces | 6.75 | WC - U - Access (RH+S) | 8 | Non Useable Floor Area Space Group | 818 | Non-usable - Toilets/Amenities - Unisex Accessible |  | Unknown | 0.00 | NO
North Terrace_NT21-Ingkarni Wardli_Level Six_6.03A _ Riser | NT-NT21-06-6.03A | NT21-06-6.03A-Riser | North Terrace | NT | NT21 | Ingkarni Wardli | 06 | Level Six | 6.03A | 99939 | Unusable Spaces | 99939 | Unusable Spaces | 0.9 | Riser | 8 | Non Useable Floor Area Space Group | 840 | Non-usable - Service riser |  | Unknown | 0.00 | NO
North Terrace_NT21-Ingkarni Wardli_Level Six_6.03B _ Riser | NT-NT21-06-6.03B | NT21-06-6.03B-Riser | North Terrace | NT | NT21 | Ingkarni Wardli | 06 | Level Six | 6.03B | 99939 | Unusable Spaces | 99939 | Unusable Spaces | 0.75 | Riser | 8 | Non Useable Floor Area Space Group | 840 | Non-usable - Service riser |  | Unknown | 0.00 | NO
North Terrace_NT21-Ingkarni Wardli_Level Six_6.04 _ WC - F | NT-NT21-06-6.04 | NT21-06-6.04-WC - F | North Terrace | NT | NT21 | Ingkarni Wardli | 06 | Level Six | 6.04 | 99939 | Unusable Spaces | 99939 | Unusable Spaces | 15.97 | WC - F | 8 | Non Useable Floor Area Space Group | 820 | Non-usable - Toilets/Amenities - Female |  | Unknown | 0.00 | NO
North Terrace_NT21-Ingkarni Wardli_Level Six_6.05 _ WC - F | NT-NT21-06-6.05 | NT21-06-6.05-WC - F | North Terrace | NT | NT21 | Ingkarni Wardli | 06 | Level Six | 6.05 | 99939 | Unusable Spaces | 99939 | Unusable Spaces | 8.46 | WC - F | 8 | Non Useable Floor Area Space Group | 820 | Non-usable - Toilets/Amenities - Female |  | Unknown | 0.00 | NO
North Terrace_NT21-Ingkarni Wardli_Level Six_6.06 _ WC - M | NT-NT21-06-6.06 | NT21-06-6.06-WC - M | North Terrace | NT | NT21 | Ingkarni Wardli | 06 | Level Six | 6.06 | 99939 | Unusable Spaces | 99939 | Unusable Spaces | 14.4 | WC - M | 8 | Non Useable Floor Area Space Group | 821 | Non-usable - Toilets/Amenities - Male |  | Unknown | 0.00 | NO
North Terrace_NT21-Ingkarni Wardli_Level Six_6.07 _ A/L / vanity - M | NT-NT21-06-6.07 | NT21-06-6.07-A/L / vanity - M | North Terrace | NT | NT21 | Ingkarni Wardli | 06 | Level Six | 6.07 | 99939 | Unusable Spaces | 99939 | Unusable Spaces | 8.46 | A/L / vanity - M | 8 | Non Useable Floor Area Space Group | 821 | Non-usable - Toilets/Amenities - Male |  | Unknown | 0.00 | NO
North Terrace_NT21-Ingkarni Wardli_Level Six_6.08 _ Comms | NT-NT21-06-6.08 | NT21-06-6.08-Comms | North Terrace | NT | NT21 | Ingkarni Wardli | 06 | Level Six | 6.08 | 850 | ITDS Branch Central Costs | 869 | Information Technology and Digital Services | 9.74 | Comms | 8 | Non Useable Floor Area Space Group | 812 | Non-usable - Comms/network system/Telephone/PABX |  | Excellent | 0.00 | NO
North Terrace_NT21-Ingkarni Wardli_Level Six_6.08A _ VSR | NT-NT21-06-6.08A | NT21-06-6.08A-VSR | North Terrace | NT | NT21 | Ingkarni Wardli | 06 | Level Six | 6.08A | 99939 | Unusable Spaces | 99939 | Unusable Spaces | 0.15 | VSR | 8 | Non Useable Floor Area Space Group | 840 | Non-usable - Service riser |  | Unknown | 0.00 | NO
North Terrace_NT21-Ingkarni Wardli_Level Six_6.09 _ Cleaner | NT-NT21-06-6.09 | NT21-06-6.09-Cleaner | North Terrace | NT | NT21 | Ingkarni Wardli | 06 | Level Six | 6.09 | 99939 | Unusable Spaces | 99939 | Unusable Spaces | 4.06 | Cleaner | 8 | Non Useable Floor Area Space Group | 806 | Non-usable - Cleaners room |  | Unknown | 0.00 | NO
North Terrace_NT21-Ingkarni Wardli_Level Six_6.10 _ Plantroom | NT-NT21-06-6.10 | NT21-06-6.10-Plantroom | North Terrace | NT | NT21 | Ingkarni Wardli | 06 | Level Six | 6.10 | 99939 | Unusable Spaces | 99939 | Unusable Spaces | 23.09 | Plantroom | 8 | Non Useable Floor Area Space Group | 811 | Non-usable - Plant room other |  | Unknown | 0.00 | NO
North Terrace_NT21-Ingkarni Wardli_Level Six_6.11 _ Fire Stair 2 | NT-NT21-06-6.11 | NT21-06-6.11-Fire Stair 2 | North Terrace | NT | NT21 | Ingkarni Wardli | 06 | Level Six | 6.11 | 99939 | Unusable Spaces | 99939 | Unusable Spaces | 13.72 | Fire Stair 2 | 8 | Non Useable Floor Area Space Group | 805 | Non-usable - Circulation space |  | Unknown | 0.00 | NO
North Terrace_NT21-Ingkarni Wardli_Level Six_6.12 _ Winter Garden | NT-NT21-06-6.12 | NT21-06-6.12-Winter Garden | North Terrace | NT | NT21 | Ingkarni Wardli | 06 | Level Six | 6.12 | 235 | School of Mathematical Sciences | 235 | School of Mathematical Sciences | 12.38 | Winter Garden | 1 | Office Space Group | 119 | Informal Work Space |  | Good | 2,624.28 | NO
North Terrace_NT21-Ingkarni Wardli_Level Six_6.13 _ Winter Garden | NT-NT21-06-6.13 | NT21-06-6.13-Winter Garden | North Terrace | NT | NT21 | Ingkarni Wardli | 06 | Level Six | 6.13 | 235 | School of Mathematical Sciences | 235 | School of Mathematical Sciences | 12.38 | Winter Garden | 1 | Office Space Group | 119 | Informal Work Space |  | Good | 2,624.28 | NO
North Terrace_NT21-Ingkarni Wardli_Level Six_6.14 _ Open Study Area | NT-NT21-06-6.14 | NT21-06-6.14-Open Study Area | North Terrace | NT | NT21 | Ingkarni Wardli | 06 | Level Six | 6.14 | 214 | ECMS Infrastructure | 214 | ECMS Faculty Services | 32.03 | Open Study Area | 5 | Library, IT and Learning Space Group | 517 | Informal Learning | INFORMAL-PRIM-C | Good | 7,604.40 | NO
North Terrace_NT21-Ingkarni Wardli_Level Six_6.15 _ Office | NT-NT21-06-6.15 | NT21-06-6.15-Office | North Terrace | NT | NT21 | Ingkarni Wardli | 06 | Level Six | 6.15 | 235 | School of Mathematical Sciences | 235 | School of Mathematical Sciences | 11.3 | Office | 1 | Office Space Group | 101 | Office - Academic Staff |  | Excellent | 2,816.93 | NO
North Terrace_NT21-Ingkarni Wardli_Level Six_6.16 _ Office | NT-NT21-06-6.16 | NT21-06-6.16-Office | North Terrace | NT | NT21 | Ingkarni Wardli | 06 | Level Six | 6.16 | 235 | School of Mathematical Sciences | 235 | School of Mathematical Sciences | 11.3 | Office | 1 | Office Space Group | 101 | Office - Academic Staff |  | Excellent | 2,816.93 | NO
North Terrace_NT21-Ingkarni Wardli_Level Six_6.17 _ Office | NT-NT21-06-6.17 | NT21-06-6.17-Office | North Terrace | NT | NT21 | Ingkarni Wardli | 06 | Level Six | 6.17 | 235 | School of Mathematical Sciences | 235 | School of Mathematical Sciences | 18.17 | Office | 1 | Office Space Group | 101 | Office - Academic Staff |  | Excellent | 4,529.52 | NO
North Terrace_NT21-Ingkarni Wardli_Level Six_6.18 _ Office | NT-NT21-06-6.18 | NT21-06-6.18-Office | North Terrace | NT | NT21 | Ingkarni Wardli | 06 | Level Six | 6.18 | 235 | School of Mathematical Sciences | 235 | School of Mathematical Sciences | 11.3 | Office | 1 | Office Space Group | 101 | Office - Academic Staff |  | Excellent | 2,816.93 | NO
North Terrace_NT21-Ingkarni Wardli_Level Six_6.19 _ Office | NT-NT21-06-6.19 | NT21-06-6.19-Office | North Terrace | NT | NT21 | Ingkarni Wardli | 06 | Level Six | 6.19 | 235 | School of Mathematical Sciences | 235 | School of Mathematical Sciences | 11.3 | Office | 1 | Office Space Group | 101 | Office - Academic Staff |  | Excellent | 2,816.93 | NO
North Terrace_NT21-Ingkarni Wardli_Level Six_6.20 _ Office | NT-NT21-06-6.20 | NT21-06-6.20-Office | North Terrace | NT | NT21 | Ingkarni Wardli | 06 | Level Six | 6.20 | 235 | School of Mathematical Sciences | 235 | School of Mathematical Sciences | 15.82 | Office | 1 | Office Space Group | 101 | Office - Academic Staff |  | Excellent | 3,943.70 | NO
North Terrace_NT21-Ingkarni Wardli_Level Six_6.21 _ Office | NT-NT21-06-6.21 | NT21-06-6.21-Office | North Terrace | NT | NT21 | Ingkarni Wardli | 06 | Level Six | 6.21 | 235 | School of Mathematical Sciences | 235 | School of Mathematical Sciences | 11.3 | Office | 1 | Office Space Group | 101 | Office - Academic Staff |  | Excellent | 2,816.93 | NO
North Terrace_NT21-Ingkarni Wardli_Level Six_6.22 _ Office | NT-NT21-06-6.22 | NT21-06-6.22-Office | North Terrace | NT | NT21 | Ingkarni Wardli | 06 | Level Six | 6.22 | 235 | School of Mathematical Sciences | 235 | School of Mathematical Sciences | 11.29 | Office | 1 | Office Space Group | 101 | Office - Academic Staff |  | Excellent | 2,814.44 | NO
North Terrace_NT21-Ingkarni Wardli_Level Six_6.23 _ Office | NT-NT21-06-6.23 | NT21-06-6.23-Office | North Terrace | NT | NT21 | Ingkarni Wardli | 06 | Level Six | 6.23 | 235 | School of Mathematical Sciences | 235 | School of Mathematical Sciences | 11.29 | Office | 1 | Office Space Group | 101 | Office - Academic Staff |  | Excellent | 2,814.44 | NO
North Terrace_NT21-Ingkarni Wardli_Level Six_6.24 _ Reading Area | NT-NT21-06-6.24 | NT21-06-6.24-Reading Area | North Terrace | NT | NT21 | Ingkarni Wardli | 06 | Level Six | 6.24 | 235 | School of Mathematical Sciences | 235 | School of Mathematical Sciences | 8.86 | Reading Area | 5 | Library, IT and Learning Space Group | 501 | Library and Learning - Reading room |  | Good | 2,103.50 | NO
North Terrace_NT21-Ingkarni Wardli_Level Six_6.25 _ Meeting | NT-NT21-06-6.25 | NT21-06-6.25-Meeting | North Terrace | NT | NT21 | Ingkarni Wardli | 06 | Level Six | 6.25 | 235 | School of Mathematical Sciences | 235 | School of Mathematical Sciences | 14.46 | Meeting | 6 | General Facility Space Group | 601 | General Facility - Committee/Conference/Meeting room |  | Excellent | 4,037.23 | NO
North Terrace_NT21-Ingkarni Wardli_Level Six_6.26 _ Office | NT-NT21-06-6.26 | NT21-06-6.26-Office | North Terrace | NT | NT21 | Ingkarni Wardli | 06 | Level Six | 6.26 | 235 | School of Mathematical Sciences | 235 | School of Mathematical Sciences | 17.03 | Office | 1 | Office Space Group | 101 | Office - Academic Staff |  | Excellent | 4,245.34 | NO
North Terrace_NT21-Ingkarni Wardli_Level Six_6.27 _ Office | NT-NT21-06-6.27 | NT21-06-6.27-Office | North Terrace | NT | NT21 | Ingkarni Wardli | 06 | Level Six | 6.27 | 235 | School of Mathematical Sciences | 235 | School of Mathematical Sciences | 11.17 | Office | 1 | Office Space Group | 101 | Office - Academic Staff |  | Excellent | 2,784.52 | NO
North Terrace_NT21-Ingkarni Wardli_Level Six_6.28 _ Office - Open Plan | NT-NT21-06-6.28 | NT21-06-6.28-Office - Open Plan | North Terrace | NT | NT21 | Ingkarni Wardli | 06 | Level Six | 6.28 | 235 | School of Mathematical Sciences | 235 | School of Mathematical Sciences | 16.99 | Office - Open Plan | 1 | Office Space Group | 111 | Open Plan - Specific type not defined |  | Excellent | 4,235.36 | NO
North Terrace_NT21-Ingkarni Wardli_Level Six_6.28A _ Utilities/Store | NT-NT21-06-6.28A | NT21-06-6.28A-Utilities/Store | North Terrace | NT | NT21 | Ingkarni Wardli | 06 | Level Six | 6.28A | 235 | School of Mathematical Sciences | 235 | School of Mathematical Sciences | 23.23 | Utilities/Store | 6 | General Facility Space Group | 603 | General Facility - Resource room |  | Excellent | 6,485.82 | NO
North Terrace_NT21-Ingkarni Wardli_Level Six_6.30 _ Office | NT-NT21-06-6.30 | NT21-06-6.30-Office | North Terrace | NT | NT21 | Ingkarni Wardli | 06 | Level Six | 6.30 | 235 | School of Mathematical Sciences | 235 | School of Mathematical Sciences | 11.33 | Office | 1 | Office Space Group | 101 | Office - Academic Staff |  | Excellent | 2,824.41 | NO
North Terrace_NT21-Ingkarni Wardli_Level Six_6.31 _ Office | NT-NT21-06-6.31 | NT21-06-6.31-Office | North Terrace | NT | NT21 | Ingkarni Wardli | 06 | Level Six | 6.31 | 235 | School of Mathematical Sciences | 235 | School of Mathematical Sciences | 11.17 | Office | 1 | Office Space Group | 101 | Office - Academic Staff |  | Excellent | 2,784.52 | NO
North Terrace_NT21-Ingkarni Wardli_Level Six_6.32 _ Office | NT-NT21-06-6.32 | NT21-06-6.32-Office | North Terrace | NT | NT21 | Ingkarni Wardli | 06 | Level Six | 6.32 | 235 | School of Mathematical Sciences | 235 | School of Mathematical Sciences | 11.18 | Office | 1 | Office Space Group | 101 | Office - Academic Staff |  | Excellent | 2,787.01 | NO
North Terrace_NT21-Ingkarni Wardli_Level Six_6.33 _ Meeting | NT-NT21-06-6.33 | NT21-06-6.33-Meeting | North Terrace | NT | NT21 | Ingkarni Wardli | 06 | Level Six | 6.33 | 235 | School of Mathematical Sciences | 235 | School of Mathematical Sciences | 14.06 | Meeting | 6 | General Facility Space Group | 601 | General Facility - Committee/Conference/Meeting room |  | Excellent | 3,925.55 | NO
North Terrace_NT21-Ingkarni Wardli_Level Six_6.34 _ Resource | NT-NT21-06-6.34 | NT21-06-6.34-Resource | North Terrace | NT | NT21 | Ingkarni Wardli | 06 | Level Six | 6.34 | 235 | School of Mathematical Sciences | 235 | School of Mathematical Sciences | 13.65 | Resource | 6 | General Facility Space Group | 603 | General Facility - Resource room |  | Excellent | 3,811.08 | NO
North Terrace_NT21-Ingkarni Wardli_Level Six_6.35 _ Workstation | NT-NT21-06-6.35 | NT21-06-6.35-Workstation | North Terrace | NT | NT21 | Ingkarni Wardli | 06 | Level Six | 6.35 | 235 | School of Mathematical Sciences | 235 | School of Mathematical Sciences | 65.83 | Workstation | 1 | Office Space Group | 111 | Open Plan - Specific type not defined |  | Excellent | 16,410.48 | NO
North Terrace_NT21-Ingkarni Wardli_Level Six_6.36 _ Office | NT-NT21-06-6.36 | NT21-06-6.36-Office | North Terrace | NT | NT21 | Ingkarni Wardli | 06 | Level Six | 6.36 | 235 | School of Mathematical Sciences | 235 | School of Mathematical Sciences | 11.33 | Office | 1 | Office Space Group | 101 | Office - Academic Staff |  | Excellent | 2,824.41 | NO
North Terrace_NT21-Ingkarni Wardli_Level Six_6.37 _ Office | NT-NT21-06-6.37 | NT21-06-6.37-Office | North Terrace | NT | NT21 | Ingkarni Wardli | 06 | Level Six | 6.37 | 235 | School of Mathematical Sciences | 235 | School of Mathematical Sciences | 11.17 | Office | 1 | Office Space Group | 101 | Office - Academic Staff |  | Excellent | 2,784.52 | NO
North Terrace_NT21-Ingkarni Wardli_Level Six_6.38 _ Meeting | NT-NT21-06-6.38 | NT21-06-6.38-Meeting | North Terrace | NT | NT21 | Ingkarni Wardli | 06 | Level Six | 6.38 | 235 | School of Mathematical Sciences | 235 | School of Mathematical Sciences | 14.61 | Meeting | 6 | General Facility Space Group | 601 | General Facility - Committee/Conference/Meeting room |  | Excellent | 4,079.11 | NO
North Terrace_NT21-Ingkarni Wardli_Level Six_6.39 _ Office | NT-NT21-06-6.39 | NT21-06-6.39-Office | North Terrace | NT | NT21 | Ingkarni Wardli | 06 | Level Six | 6.39 | 235 | School of Mathematical Sciences | 235 | School of Mathematical Sciences | 11.18 | Office | 1 | Office Space Group | 101 | Office - Academic Staff |  | Excellent | 2,787.01 | NO
North Terrace_NT21-Ingkarni Wardli_Level Six_6.40 _ Office | NT-NT21-06-6.40 | NT21-06-6.40-Office | North Terrace | NT | NT21 | Ingkarni Wardli | 06 | Level Six | 6.40 | 235 | School of Mathematical Sciences | 235 | School of Mathematical Sciences | 11.3 | Office | 1 | Office Space Group | 101 | Office - Academic Staff |  | Excellent | 2,816.93 | NO
North Terrace_NT21-Ingkarni Wardli_Level Six_6.41 _ Office | NT-NT21-06-6.41 | NT21-06-6.41-Office | North Terrace | NT | NT21 | Ingkarni Wardli | 06 | Level Six | 6.41 | 235 | School of Mathematical Sciences | 235 | School of Mathematical Sciences | 11.32 | Office | 1 | Office Space Group | 101 | Office - Academic Staff |  | Excellent | 2,821.91 | NO
North Terrace_NT21-Ingkarni Wardli_Level Six_6.42 _ Office | NT-NT21-06-6.42 | NT21-06-6.42-Office | North Terrace | NT | NT21 | Ingkarni Wardli | 06 | Level Six | 6.42 | 235 | School of Mathematical Sciences | 235 | School of Mathematical Sciences | 11.3 | Office | 1 | Office Space Group | 101 | Office - Academic Staff |  | Excellent | 2,816.93 | NO
North Terrace_NT21-Ingkarni Wardli_Level Six_6.43 _ Office | NT-NT21-06-6.43 | NT21-06-6.43-Office | North Terrace | NT | NT21 | Ingkarni Wardli | 06 | Level Six | 6.43 | 235 | School of Mathematical Sciences | 235 | School of Mathematical Sciences | 11.17 | Office | 1 | Office Space Group | 101 | Office - Academic Staff |  | Excellent | 2,784.52 | NO
North Terrace_NT21-Ingkarni Wardli_Level Six_6.44 _ Office | NT-NT21-06-6.44 | NT21-06-6.44-Office | North Terrace | NT | NT21 | Ingkarni Wardli | 06 | Level Six | 6.44 | 235 | School of Mathematical Sciences | 235 | School of Mathematical Sciences | 11.3 | Office | 1 | Office Space Group | 101 | Office - Academic Staff |  | Excellent | 2,816.93 | NO
North Terrace_NT21-Ingkarni Wardli_Level Six_6.45 _ Office | NT-NT21-06-6.45 | NT21-06-6.45-Office | North Terrace | NT | NT21 | Ingkarni Wardli | 06 | Level Six | 6.45 | 235 | School of Mathematical Sciences | 235 | School of Mathematical Sciences | 11.18 | Office | 1 | Office Space Group | 101 | Office - Academic Staff |  | Excellent | 2,787.01 | NO
North Terrace_NT21-Ingkarni Wardli_Level Six_6.46 _ Office | NT-NT21-06-6.46 | NT21-06-6.46-Office | North Terrace | NT | NT21 | Ingkarni Wardli | 06 | Level Six | 6.46 | 235 | School of Mathematical Sciences | 235 | School of Mathematical Sciences | 11.29 | Office | 1 | Office Space Group | 101 | Office - Academic Staff |  | Excellent | 2,814.44 | NO
North Terrace_NT21-Ingkarni Wardli_Level Six_6.47 _ Office | NT-NT21-06-6.47 | NT21-06-6.47-Office | North Terrace | NT | NT21 | Ingkarni Wardli | 06 | Level Six | 6.47 | 235 | School of Mathematical Sciences | 235 | School of Mathematical Sciences | 11.32 | Office | 1 | Office Space Group | 101 | Office - Academic Staff |  | Excellent | 2,821.91 | NO
North Terrace_NT21-Ingkarni Wardli_Level Six_6.48 _ Office | NT-NT21-06-6.48 | NT21-06-6.48-Office | North Terrace | NT | NT21 | Ingkarni Wardli | 06 | Level Six | 6.48 | 235 | School of Mathematical Sciences | 235 | School of Mathematical Sciences | 11.3 | Office | 1 | Office Space Group | 101 | Office - Academic Staff |  | Excellent | 2,816.93 | NO
North Terrace_NT21-Ingkarni Wardli_Level Six_6.49 _ Office | NT-NT21-06-6.49 | NT21-06-6.49-Office | North Terrace | NT | NT21 | Ingkarni Wardli | 06 | Level Six | 6.49 | 235 | School of Mathematical Sciences | 235 | School of Mathematical Sciences | 11.17 | Office | 1 | Office Space Group | 101 | Office - Academic Staff |  | Excellent | 2,784.52 | NO
North Terrace_NT21-Ingkarni Wardli_Level Six_6.50 _ Office | NT-NT21-06-6.50 | NT21-06-6.50-Office | North Terrace | NT | NT21 | Ingkarni Wardli | 06 | Level Six | 6.50 | 235 | School of Mathematical Sciences | 235 | School of Mathematical Sciences | 11.29 | Office | 1 | Office Space Group | 101 | Office - Academic Staff |  | Excellent | 2,814.44 | NO
North Terrace_NT21-Ingkarni Wardli_Level Six_6.51 _ Office | NT-NT21-06-6.51 | NT21-06-6.51-Office | North Terrace | NT | NT21 | Ingkarni Wardli | 06 | Level Six | 6.51 | 235 | School of Mathematical Sciences | 235 | School of Mathematical Sciences | 11.17 | Office | 1 | Office Space Group | 101 | Office - Academic Staff |  | Excellent | 2,784.52 | NO
North Terrace_NT21-Ingkarni Wardli_Level Six_6.52 _ Staff Breakout / Meeting | NT-NT21-06-6.52 | NT21-06-6.52-Staff Breakout / Meeting | North Terrace | NT | NT21 | Ingkarni Wardli | 06 | Level Six | 6.52 | 235 | School of Mathematical Sciences | 235 | School of Mathematical Sciences | 89.01 | Staff Breakout / Meeting | 1 | Office Space Group | 119 | Informal Work Space |  | Excellent | 22,188.92 | NO
North Terrace_NT21-Ingkarni Wardli_Level Six_6.52A _ FHR | NT-NT21-06-6.52A | NT21-06-6.52A-FHR | North Terrace | NT | NT21 | Ingkarni Wardli | 06 | Level Six | 6.52A | 99939 | Unusable Spaces | 99939 | Unusable Spaces | 0.28 | FHR | 8 | Non Useable Floor Area Space Group | 840 | Non-usable - Service riser |  | Unknown | 0.00 | NO
North Terrace_NT21-Ingkarni Wardli_Level Six_6.52B _ Riser | NT-NT21-06-6.52B | NT21-06-6.52B-Riser | North Terrace | NT | NT21 | Ingkarni Wardli | 06 | Level Six | 6.52B | 99939 | Unusable Spaces | 99939 | Unusable Spaces | 0.1 | Riser | 8 | Non Useable Floor Area Space Group | 840 | Non-usable - Service riser |  | Unknown | 0.00 | NO
North Terrace_NT21-Ingkarni Wardli_Level Six_6.53 _ Resource | NT-NT21-06-6.53 | NT21-06-6.53-Resource | North Terrace | NT | NT21 | Ingkarni Wardli | 06 | Level Six | 6.53 | 235 | School of Mathematical Sciences | 235 | School of Mathematical Sciences | 26.58 | Resource | 6 | General Facility Space Group | 603 | General Facility - Resource room |  | Excellent | 7,421.14 | NO
North Terrace_NT21-Ingkarni Wardli_Level Six_6.54 _ Kitchen | NT-NT21-06-6.54 | NT21-06-6.54-Kitchen | North Terrace | NT | NT21 | Ingkarni Wardli | 06 | Level Six | 6.54 | 235 | School of Mathematical Sciences | 235 | School of Mathematical Sciences | 15.99 | Kitchen | 6 | General Facility Space Group | 608 | General Facility - Kitchen/Servery/Food Storage |  | Excellent | 4,464.41 | NO
North Terrace_NT21-Ingkarni Wardli_Level Six_6.55 _ Library | NT-NT21-06-6.55 | NT21-06-6.55-Library | North Terrace | NT | NT21 | Ingkarni Wardli | 06 | Level Six | 6.55 | 235 | School of Mathematical Sciences | 235 | School of Mathematical Sciences | 17.24 | Library | 5 | Library, IT and Learning Space Group | 509 | Library and Learning - Department reference library |  | Excellent | 4,813.41 | NO
North Terrace_NT21-Ingkarni Wardli_Level Six_6.56 _ Office | NT-NT21-06-6.56 | NT21-06-6.56-Office | North Terrace | NT | NT21 | Ingkarni Wardli | 06 | Level Six | 6.56 | 235 | School of Mathematical Sciences | 235 | School of Mathematical Sciences | 11.3 | Office | 1 | Office Space Group | 101 | Office - Academic Staff |  | Excellent | 2,816.93 | NO
North Terrace_NT21-Ingkarni Wardli_Level Six_6.57 _ Office | NT-NT21-06-6.57 | NT21-06-6.57-Office | North Terrace | NT | NT21 | Ingkarni Wardli | 06 | Level Six | 6.57 | 235 | School of Mathematical Sciences | 235 | School of Mathematical Sciences | 11.29 | Office | 1 | Office Space Group | 101 | Office - Academic Staff |  | Excellent | 2,814.44 | NO
North Terrace_NT21-Ingkarni Wardli_Level Six_6.58 _ Office | NT-NT21-06-6.58 | NT21-06-6.58-Office | North Terrace | NT | NT21 | Ingkarni Wardli | 06 | Level Six | 6.58 | 235 | School of Mathematical Sciences | 235 | School of Mathematical Sciences | 11.3 | Office | 1 | Office Space Group | 101 | Office - Academic Staff |  | Excellent | 2,816.93 | NO
North Terrace_NT21-Ingkarni Wardli_Level Six_6.59 _ Office | NT-NT21-06-6.59 | NT21-06-6.59-Office | North Terrace | NT | NT21 | Ingkarni Wardli | 06 | Level Six | 6.59 | 235 | School of Mathematical Sciences | 235 | School of Mathematical Sciences | 11.3 | Office | 1 | Office Space Group | 101 | Office - Academic Staff |  | Excellent | 2,816.93 | NO
North Terrace_NT21-Ingkarni Wardli_Level Six_6.60 _ Office | NT-NT21-06-6.60 | NT21-06-6.60-Office | North Terrace | NT | NT21 | Ingkarni Wardli | 06 | Level Six | 6.60 | 235 | School of Mathematical Sciences | 235 | School of Mathematical Sciences | 11.3 | Office | 1 | Office Space Group | 101 | Office - Academic Staff |  | Excellent | 2,816.93 | NO
North Terrace_NT21-Ingkarni Wardli_Level Six_6.61 _ Office | NT-NT21-06-6.61 | NT21-06-6.61-Office | North Terrace | NT | NT21 | Ingkarni Wardli | 06 | Level Six | 6.61 | 235 | School of Mathematical Sciences | 235 | School of Mathematical Sciences | 11.3 | Office | 1 | Office Space Group | 101 | Office - Academic Staff |  | Excellent | 2,816.93 | NO
North Terrace_NT21-Ingkarni Wardli_Level Six_6.62 _ Office | NT-NT21-06-6.62 | NT21-06-6.62-Office | North Terrace | NT | NT21 | Ingkarni Wardli | 06 | Level Six | 6.62 | 235 | School of Mathematical Sciences | 235 | School of Mathematical Sciences | 11.3 | Office | 1 | Office Space Group | 101 | Office - Academic Staff |  | Excellent | 2,816.93 | NO
North Terrace_NT21-Ingkarni Wardli_Level Six_6.63 _ Office | NT-NT21-06-6.63 | NT21-06-6.63-Office | North Terrace | NT | NT21 | Ingkarni Wardli | 06 | Level Six | 6.63 | 235 | School of Mathematical Sciences | 235 | School of Mathematical Sciences | 11.3 | Office | 1 | Office Space Group | 101 | Office - Academic Staff |  | Excellent | 2,816.93 | NO
North Terrace_NT21-Ingkarni Wardli_Level Six_6.64 _ Office | NT-NT21-06-6.64 | NT21-06-6.64-Office | North Terrace | NT | NT21 | Ingkarni Wardli | 06 | Level Six | 6.64 | 235 | School of Mathematical Sciences | 235 | School of Mathematical Sciences | 11.3 | Office | 1 | Office Space Group | 101 | Office - Academic Staff |  | Excellent | 2,816.93 | NO
North Terrace_NT21-Ingkarni Wardli_Level Six_6.65 _ Office | NT-NT21-06-6.65 | NT21-06-6.65-Office | North Terrace | NT | NT21 | Ingkarni Wardli | 06 | Level Six | 6.65 | 235 | School of Mathematical Sciences | 235 | School of Mathematical Sciences | 11.31 | Office | 1 | Office Space Group | 101 | Office - Academic Staff |  | Excellent | 2,819.42 | NO
North Terrace_NT21-Ingkarni Wardli_Level Six_6.66 _ Office - Open Plan - HDR | NT-NT21-06-6.66 | NT21-06-6.66-Office - Open Plan - HDR | North Terrace | NT | NT21 | Ingkarni Wardli | 06 | Level Six | 6.66 | 214 | ECMS Infrastructure | 214 | ECMS Faculty Services | 107.52 | Office - Open Plan - HDR | 1 | Office Space Group | 114 | Open Plan - Research Students |  | Excellent | 26,803.20 | NO
North Terrace_NT21-Ingkarni Wardli_Level Six_6.66A _ Riser | NT-NT21-06-6.66A | NT21-06-6.66A-Riser | North Terrace | NT | NT21 | Ingkarni Wardli | 06 | Level Six | 6.66A | 99939 | Unusable Spaces | 99939 | Unusable Spaces | 0.6 | Riser | 8 | Non Useable Floor Area Space Group | 840 | Non-usable - Service riser |  | Unknown | 0.00 | NO
North Terrace_NT21-Ingkarni Wardli_Level Six_6.66B _ Riser | NT-NT21-06-6.66B | NT21-06-6.66B-Riser | North Terrace | NT | NT21 | Ingkarni Wardli | 06 | Level Six | 6.66B | 99939 | Unusable Spaces | 99939 | Unusable Spaces | 0.6 | Riser | 8 | Non Useable Floor Area Space Group | 840 | Non-usable - Service riser |  | Unknown | 0.00 | NO
North Terrace_NT21-Ingkarni Wardli_Level Six_6.66C _ Riser | NT-NT21-06-6.66C | NT21-06-6.66C-Riser | North Terrace | NT | NT21 | Ingkarni Wardli | 06 | Level Six | 6.66C | 99939 | Unusable Spaces | 99939 | Unusable Spaces | 0.06 | Riser | 8 | Non Useable Floor Area Space Group | 840 | Non-usable - Service riser |  | Unknown | 0.00 | NO
North Terrace_NT21-Ingkarni Wardli_Level Six_6.66D _ Riser | NT-NT21-06-6.66D | NT21-06-6.66D-Riser | North Terrace | NT | NT21 | Ingkarni Wardli | 06 | Level Six | 6.66D | 99939 | Unusable Spaces | 99939 | Unusable Spaces | 0.06 | Riser | 8 | Non Useable Floor Area Space Group | 840 | Non-usable - Service riser |  | Unknown | 0.00 | NO
North Terrace_NT21-Ingkarni Wardli_Level Six_6.67 _ Drop In Centre | NT-NT21-06-6.67 | NT21-06-6.67-Drop In Centre | North Terrace | NT | NT21 | Ingkarni Wardli | 06 | Level Six | 6.67 | 214 | ECMS Infrastructure | 214 | ECMS Faculty Services | 81.27 | Drop In Centre | 2 | Teaching Space Group | 217 | Collaborative Teaching Space | INFORMAL-PRIM-C | Good | 21,017.46 | NO
North Terrace_NT21-Ingkarni Wardli_Level Seven_7.00 _ Lift Lobby | NT-NT21-07-7.00 | NT21-07-7.00-Lift Lobby | North Terrace | NT | NT21 | Ingkarni Wardli | 07 | Level Seven | 7.00 | 99939 | Unusable Spaces | 99939 | Unusable Spaces | 61.94 | Lift Lobby | 8 | Non Useable Floor Area Space Group | 805 | Non-usable - Circulation space |  | Unknown | 0.00 | NO
North Terrace_NT21-Ingkarni Wardli_Level Seven_7.00A _ Corr. | NT-NT21-07-7.00A | NT21-07-7.00A-Corr. | North Terrace | NT | NT21 | Ingkarni Wardli | 07 | Level Seven | 7.00A | 99939 | Unusable Spaces | 99939 | Unusable Spaces | 17.54 | Corr. | 8 | Non Useable Floor Area Space Group | 805 | Non-usable - Circulation space |  | Unknown | 0.00 | NO
North Terrace_NT21-Ingkarni Wardli_Level Seven_7.00B _ Open Plan - circ | NT-NT21-07-7.00B | NT21-07-7.00B-Open Plan - circ | North Terrace | NT | NT21 | Ingkarni Wardli | 07 | Level Seven | 7.00B | 99209 | Commercial - Dassault Systèmes | 859 | Infrastructure | 32.14 | Open Plan - circ | 1 | Office Space Group | 111 | Open Plan - Specific type not defined |  | Excellent | 8,012.04 | NO
North Terrace_NT21-Ingkarni Wardli_Level Seven_7.00C _ Corr. | NT-NT21-07-7.00C | NT21-07-7.00C-Corr. | North Terrace | NT | NT21 | Ingkarni Wardli | 07 | Level Seven | 7.00C | 99939 | Unusable Spaces | 99939 | Unusable Spaces | 39.4 | Corr. | 8 | Non Useable Floor Area Space Group | 805 | Non-usable - Circulation space |  | Unknown | 0.00 | NO
North Terrace_NT21-Ingkarni Wardli_Level Seven_7.00D _ Corr. | NT-NT21-07-7.00D | NT21-07-7.00D-Corr. | North Terrace | NT | NT21 | Ingkarni Wardli | 07 | Level Seven | 7.00D | 99939 | Unusable Spaces | 99939 | Unusable Spaces | 7.47 | Corr. | 8 | Non Useable Floor Area Space Group | 805 | Non-usable - Circulation space |  | Unknown | 0.00 | NO
North Terrace_NT21-Ingkarni Wardli_Level Seven_7.00E _ Riser | NT-NT21-07-7.00E | NT21-07-7.00E-Riser | North Terrace | NT | NT21 | Ingkarni Wardli | 07 | Level Seven | 7.00E | 99939 | Unusable Spaces | 99939 | Unusable Spaces | 0.08 | Riser | 8 | Non Useable Floor Area Space Group | 840 | Non-usable - Service riser |  | Unknown | 0.00 | NO
North Terrace_NT21-Ingkarni Wardli_Level Seven_7.00F _ FHR | NT-NT21-07-7.00F | NT21-07-7.00F-FHR | North Terrace | NT | NT21 | Ingkarni Wardli | 07 | Level Seven | 7.00F | 99939 | Unusable Spaces | 99939 | Unusable Spaces | 0.28 | FHR | 8 | Non Useable Floor Area Space Group | 840 | Non-usable - Service riser |  | Unknown | 0.00 | NO
North Terrace_NT21-Ingkarni Wardli_Level Seven_7.00G _ Switchboard | NT-NT21-07-7.00G | NT21-07-7.00G-Switchboard | North Terrace | NT | NT21 | Ingkarni Wardli | 07 | Level Seven | 7.00G | 99939 | Unusable Spaces | 99939 | Unusable Spaces | 1.95 | Switchboard | 8 | Non Useable Floor Area Space Group | 815 | Non-usable - Switch room |  | Unknown | 0.00 | NO
North Terrace_NT21-Ingkarni Wardli_Level Seven_7.01 _ Fire Stair 1 | NT-NT21-07-7.01 | NT21-07-7.01-Fire Stair 1 | North Terrace | NT | NT21 | Ingkarni Wardli | 07 | Level Seven | 7.01 | 99939 | Unusable Spaces | 99939 | Unusable Spaces | 12.23 | Fire Stair 1 | 8 | Non Useable Floor Area Space Group | 805 | Non-usable - Circulation space |  | Unknown | 0.00 | NO
North Terrace_NT21-Ingkarni Wardli_Level Seven_7.01A _ Riser | NT-NT21-07-7.01A | NT21-07-7.01A-Riser | North Terrace | NT | NT21 | Ingkarni Wardli | 07 | Level Seven | 7.01A | 99939 | Unusable Spaces | 99939 | Unusable Spaces | 1.12 | Riser | 8 | Non Useable Floor Area Space Group | 840 | Non-usable - Service riser |  | Unknown | 0.00 | NO
North Terrace_NT21-Ingkarni Wardli_Level Seven_7.01B _ Riser | NT-NT21-07-7.01B | NT21-07-7.01B-Riser | North Terrace | NT | NT21 | Ingkarni Wardli | 07 | Level Seven | 7.01B | 99939 | Unusable Spaces | 99939 | Unusable Spaces | 0.22 | Riser | 8 | Non Useable Floor Area Space Group | 840 | Non-usable - Service riser |  | Unknown | 0.00 | NO
North Terrace_NT21-Ingkarni Wardli_Level Seven_7.02 _ Plantroom | NT-NT21-07-7.02 | NT21-07-7.02-Plantroom | North Terrace | NT | NT21 | Ingkarni Wardli | 07 | Level Seven | 7.02 | 99939 | Unusable Spaces | 99939 | Unusable Spaces | 22.91 | Plantroom | 8 | Non Useable Floor Area Space Group | 811 | Non-usable - Plant room other |  | Unknown | 0.00 | NO
North Terrace_NT21-Ingkarni Wardli_Level Seven_7.03 _ WC - U - Access (LH+S) | NT-NT21-07-7.03 | NT21-07-7.03-WC - U - Access (LH+S) | North Terrace | NT | NT21 | Ingkarni Wardli | 07 | Level Seven | 7.03 | 99939 | Unusable Spaces | 99939 | Unusable Spaces | 6.75 | WC - U - Access (LH+S) | 8 | Non Useable Floor Area Space Group | 818 | Non-usable - Toilets/Amenities - Unisex Accessible |  | Unknown | 0.00 | NO
North Terrace_NT21-Ingkarni Wardli_Level Seven_7.03A _ Riser | NT-NT21-07-7.03A | NT21-07-7.03A-Riser | North Terrace | NT | NT21 | Ingkarni Wardli | 07 | Level Seven | 7.03A | 99939 | Unusable Spaces | 99939 | Unusable Spaces | 0.9 | Riser | 8 | Non Useable Floor Area Space Group | 840 | Non-usable - Service riser |  | Unknown | 0.00 | NO
North Terrace_NT21-Ingkarni Wardli_Level Seven_7.03B _ Riser | NT-NT21-07-7.03B | NT21-07-7.03B-Riser | North Terrace | NT | NT21 | Ingkarni Wardli | 07 | Level Seven | 7.03B | 99939 | Unusable Spaces | 99939 | Unusable Spaces | 0.75 | Riser | 8 | Non Useable Floor Area Space Group | 840 | Non-usable - Service riser |  | Unknown | 0.00 | NO
North Terrace_NT21-Ingkarni Wardli_Level Seven_7.04 _ WC - F | NT-NT21-07-7.04 | NT21-07-7.04-WC - F | North Terrace | NT | NT21 | Ingkarni Wardli | 07 | Level Seven | 7.04 | 99939 | Unusable Spaces | 99939 | Unusable Spaces | 15.97 | WC - F | 8 | Non Useable Floor Area Space Group | 820 | Non-usable - Toilets/Amenities - Female |  | Unknown | 0.00 | NO
North Terrace_NT21-Ingkarni Wardli_Level Seven_7.05 _ WC - F | NT-NT21-07-7.05 | NT21-07-7.05-WC - F | North Terrace | NT | NT21 | Ingkarni Wardli | 07 | Level Seven | 7.05 | 99939 | Unusable Spaces | 99939 | Unusable Spaces | 8.46 | WC - F | 8 | Non Useable Floor Area Space Group | 820 | Non-usable - Toilets/Amenities - Female |  | Unknown | 0.00 | NO
North Terrace_NT21-Ingkarni Wardli_Level Seven_7.06 _ WC - M | NT-NT21-07-7.06 | NT21-07-7.06-WC - M | North Terrace | NT | NT21 | Ingkarni Wardli | 07 | Level Seven | 7.06 | 99939 | Unusable Spaces | 99939 | Unusable Spaces | 9.4 | WC - M | 8 | Non Useable Floor Area Space Group | 821 | Non-usable - Toilets/Amenities - Male |  | Unknown | 0.00 | NO
North Terrace_NT21-Ingkarni Wardli_Level Seven_7.07 _ A/L / vanity - M | NT-NT21-07-7.07 | NT21-07-7.07-A/L / vanity - M | North Terrace | NT | NT21 | Ingkarni Wardli | 07 | Level Seven | 7.07 | 99939 | Unusable Spaces | 99939 | Unusable Spaces | 8.46 | A/L / vanity - M | 8 | Non Useable Floor Area Space Group | 821 | Non-usable - Toilets/Amenities - Male |  | Unknown | 0.00 | NO
North Terrace_NT21-Ingkarni Wardli_Level Seven_7.08 _ Comms | NT-NT21-07-7.08 | NT21-07-7.08-Comms | North Terrace | NT | NT21 | Ingkarni Wardli | 07 | Level Seven | 7.08 | 850 | ITDS Branch Central Costs | 869 | Information Technology and Digital Services | 9.83 | Comms | 8 | Non Useable Floor Area Space Group | 812 | Non-usable - Comms/network system/Telephone/PABX |  | Excellent | 0.00 | NO
North Terrace_NT21-Ingkarni Wardli_Level Seven_7.08A _ VSR | NT-NT21-07-7.08A | NT21-07-7.08A-VSR | North Terrace | NT | NT21 | Ingkarni Wardli | 07 | Level Seven | 7.08A | 99939 | Unusable Spaces | 99939 | Unusable Spaces | 0.15 | VSR | 8 | Non Useable Floor Area Space Group | 840 | Non-usable - Service riser |  | Unknown | 0.00 | NO
North Terrace_NT21-Ingkarni Wardli_Level Seven_7.09 _ Server - "Commsci" | NT-NT21-07-7.09 | NT21-07-7.09-Server - "Commsci" | North Terrace | NT | NT21 | Ingkarni Wardli | 07 | Level Seven | 7.09 | 221 | School of Computer Science | 221 | School of Computer Science | 9.81 | Server - "Commsci" | 8 | Non Useable Floor Area Space Group | 812 | Non-usable - Comms/network system/Telephone/PABX |  | Excellent | 0.00 | NO
North Terrace_NT21-Ingkarni Wardli_Level Seven_7.09A _ VSR | NT-NT21-07-7.09A | NT21-07-7.09A-VSR | North Terrace | NT | NT21 | Ingkarni Wardli | 07 | Level Seven | 7.09A | 99939 | Unusable Spaces | 99939 | Unusable Spaces | 0.12 | VSR | 8 | Non Useable Floor Area Space Group | 840 | Non-usable - Service riser |  | Unknown | 0.00 | NO
North Terrace_NT21-Ingkarni Wardli_Level Seven_7.10 _ Plantroom | NT-NT21-07-7.10 | NT21-07-7.10-Plantroom | North Terrace | NT | NT21 | Ingkarni Wardli | 07 | Level Seven | 7.10 | 99939 | Unusable Spaces | 99939 | Unusable Spaces | 23.09 | Plantroom | 8 | Non Useable Floor Area Space Group | 811 | Non-usable - Plant room other |  | Unknown | 0.00 | NO
North Terrace_NT21-Ingkarni Wardli_Level Seven_7.11 _ Fire Stair 2 | NT-NT21-07-7.11 | NT21-07-7.11-Fire Stair 2 | North Terrace | NT | NT21 | Ingkarni Wardli | 07 | Level Seven | 7.11 | 99939 | Unusable Spaces | 99939 | Unusable Spaces | 13.72 | Fire Stair 2 | 8 | Non Useable Floor Area Space Group | 805 | Non-usable - Circulation space |  | Unknown | 0.00 | NO
North Terrace_NT21-Ingkarni Wardli_Level Seven_7.12 _ WC - F | NT-NT21-07-7.12 | NT21-07-7.12-WC - F | North Terrace | NT | NT21 | Ingkarni Wardli | 07 | Level Seven | 7.12 | 99939 | Unusable Spaces | 99939 | Unusable Spaces | 7.79 | WC - F | 8 | Non Useable Floor Area Space Group | 820 | Non-usable - Toilets/Amenities - Female |  | Unknown | 0.00 | NO
North Terrace_NT21-Ingkarni Wardli_Level Seven_7.13 _ WC - M | NT-NT21-07-7.13 | NT21-07-7.13-WC - M | North Terrace | NT | NT21 | Ingkarni Wardli | 07 | Level Seven | 7.13 | 99939 | Unusable Spaces | 99939 | Unusable Spaces | 5.24 | WC - M | 8 | Non Useable Floor Area Space Group | 821 | Non-usable - Toilets/Amenities - Male |  | Unknown | 0.00 | NO
North Terrace_NT21-Ingkarni Wardli_Level Seven_7.14 _ Wireless Lounge | NT-NT21-07-7.14 | NT21-07-7.14-Wireless Lounge | North Terrace | NT | NT21 | Ingkarni Wardli | 07 | Level Seven | 7.14 | 620 | Office of the VC & President | 620 | Division of VC and President | 9.87 | Wireless Lounge | 5 | Library, IT and Learning Space Group | 517 | Informal Learning |  | Good | 2,343.29 | NO
North Terrace_NT21-Ingkarni Wardli_Level Seven_7.15 _ Conference Room | NT-NT21-07-7.15 | NT21-07-7.15-Conference Room | North Terrace | NT | NT21 | Ingkarni Wardli | 07 | Level Seven | 7.15 | 620 | Office of the VC & President | 620 | Division of VC and President | 151.22 | Conference Room | 6 | General Facility Space Group | 601 | General Facility - Committee/Conference/Meeting room |  | Good | 35,901.90 | NO
North Terrace_NT21-Ingkarni Wardli_Level Seven_7.16 _ Store | NT-NT21-07-7.16 | NT21-07-7.16-Store | North Terrace | NT | NT21 | Ingkarni Wardli | 07 | Level Seven | 7.16 | 620 | Office of the VC & President | 620 | Division of VC and President | 4.24 | Store | 4 | Ancillary Area Space Group | 419 | Ancillary Area - Store Room - Generic |  | Excellent | 930.13 | NO
North Terrace_NT21-Ingkarni Wardli_Level Seven_7.17 _ Conference Lounge | NT-NT21-07-7.17 | NT21-07-7.17-Conference Lounge | North Terrace | NT | NT21 | Ingkarni Wardli | 07 | Level Seven | 7.17 | 620 | Office of the VC & President | 620 | Division of VC and President | 81.71 | Conference Lounge | 6 | General Facility Space Group | 601 | General Facility - Committee/Conference/Meeting room |  | Excellent | 22,813.43 | NO
North Terrace_NT21-Ingkarni Wardli_Level Seven_7.17A _ Roof Top Terrace | NT-NT21-07-7.17A | NT21-07-7.17A-Roof Top Terrace | North Terrace | NT | NT21 | Ingkarni Wardli | 07 | Level Seven | 7.17A | 99939 | Unusable Spaces | 99939 | Unusable Spaces | 20.75 | Roof Top Terrace | 8 | Non Useable Floor Area Space Group | 805 | Non-usable - Circulation space |  | Unknown | 0.00 | NO
North Terrace_NT21-Ingkarni Wardli_Level Seven_7.18 _ Kitchen | NT-NT21-07-7.18 | NT21-07-7.18-Kitchen | North Terrace | NT | NT21 | Ingkarni Wardli | 07 | Level Seven | 7.18 | 620 | Office of the VC & President | 620 | Division of VC and President | 9.4 | Kitchen | 6 | General Facility Space Group | 608 | General Facility - Kitchen/Servery/Food Storage |  | Excellent | 2,624.48 | NO
North Terrace_NT21-Ingkarni Wardli_Level Seven_7.19 _ Office | NT-NT21-07-7.19 | NT21-07-7.19-Office | North Terrace | NT | NT21 | Ingkarni Wardli | 07 | Level Seven | 7.19 | 99209 | Commercial - Dassault Systèmes | 859 | Infrastructure | 14.35 | Office | 1 | Office Space Group | 108 | Office - Professional/General Staff |  | Excellent | 3,577.25 | NO
North Terrace_NT21-Ingkarni Wardli_Level Seven_7.20 _ Office | NT-NT21-07-7.20 | NT21-07-7.20-Office | North Terrace | NT | NT21 | Ingkarni Wardli | 07 | Level Seven | 7.20 | 99209 | Commercial - Dassault Systèmes | 859 | Infrastructure | 11.11 | Office | 1 | Office Space Group | 108 | Office - Professional/General Staff |  | Excellent | 2,769.56 | NO
North Terrace_NT21-Ingkarni Wardli_Level Seven_7.21 _ Office - Open Plan - HDR | NT-NT21-07-7.21 | NT21-07-7.21-Office - Open Plan - HDR | North Terrace | NT | NT21 | Ingkarni Wardli | 07 | Level Seven | 7.21 | 214 | ECMS Infrastructure | 214 | ECMS Faculty Services | 30.39 | Office - Open Plan - HDR | 1 | Office Space Group | 114 | Open Plan - Research Students |  | Excellent | 7,575.79 | NO
North Terrace_NT21-Ingkarni Wardli_Level Seven_7.22 _ Office - Open Plan | NT-NT21-07-7.22 | NT21-07-7.22-Office - Open Plan | North Terrace | NT | NT21 | Ingkarni Wardli | 07 | Level Seven | 7.22 | 99209 | Commercial - Dassault Systèmes | 859 | Infrastructure | 59.08 | Office - Open Plan | 1 | Office Space Group | 116 | Open Plan - Professional/General Staff |  | Excellent | 14,727.80 | NO
North Terrace_NT21-Ingkarni Wardli_Level Seven_7.23 _ Meeting | NT-NT21-07-7.23 | NT21-07-7.23-Meeting | North Terrace | NT | NT21 | Ingkarni Wardli | 07 | Level Seven | 7.23 | 99209 | Commercial - Dassault Systèmes | 859 | Infrastructure | 12.32 | Meeting | 6 | General Facility Space Group | 601 | General Facility - Committee/Conference/Meeting room |  | Excellent | 3,439.74 | NO
North Terrace_NT21-Ingkarni Wardli_Level Seven_7.24 _ Office | NT-NT21-07-7.24 | NT21-07-7.24-Office | North Terrace | NT | NT21 | Ingkarni Wardli | 07 | Level Seven | 7.24 | 99209 | Commercial - Dassault Systèmes | 859 | Infrastructure | 11.25 | Office | 1 | Office Space Group | 108 | Office - Professional/General Staff |  | Excellent | 2,804.46 | NO
North Terrace_NT21-Ingkarni Wardli_Level Seven_7.25 _ Office | NT-NT21-07-7.25 | NT21-07-7.25-Office | North Terrace | NT | NT21 | Ingkarni Wardli | 07 | Level Seven | 7.25 | 99209 | Commercial - Dassault Systèmes | 859 | Infrastructure | 11.29 | Office | 1 | Office Space Group | 108 | Office - Professional/General Staff |  | Excellent | 2,814.44 | NO
North Terrace_NT21-Ingkarni Wardli_Level Seven_7.26 _ Office | NT-NT21-07-7.26 | NT21-07-7.26-Office | North Terrace | NT | NT21 | Ingkarni Wardli | 07 | Level Seven | 7.26 | 99209 | Commercial - Dassault Systèmes | 859 | Infrastructure | 11.29 | Office | 1 | Office Space Group | 108 | Office - Professional/General Staff |  | Excellent | 2,814.44 | NO
North Terrace_NT21-Ingkarni Wardli_Level Seven_7.27 _ Office | NT-NT21-07-7.27 | NT21-07-7.27-Office | North Terrace | NT | NT21 | Ingkarni Wardli | 07 | Level Seven | 7.27 | 99209 | Commercial - Dassault Systèmes | 859 | Infrastructure | 11.29 | Office | 1 | Office Space Group | 108 | Office - Professional/General Staff |  | Excellent | 2,814.44 | NO
North Terrace_NT21-Ingkarni Wardli_Level Seven_7.28 _ Office | NT-NT21-07-7.28 | NT21-07-7.28-Office | North Terrace | NT | NT21 | Ingkarni Wardli | 07 | Level Seven | 7.28 | 99209 | Commercial - Dassault Systèmes | 859 | Infrastructure | 11.29 | Office | 1 | Office Space Group | 108 | Office - Professional/General Staff |  | Excellent | 2,814.44 | NO
North Terrace_NT21-Ingkarni Wardli_Level Seven_7.29 _ Office | NT-NT21-07-7.29 | NT21-07-7.29-Office | North Terrace | NT | NT21 | Ingkarni Wardli | 07 | Level Seven | 7.29 | 99209 | Commercial - Dassault Systèmes | 859 | Infrastructure | 14.21 | Office | 1 | Office Space Group | 108 | Office - Professional/General Staff |  | Excellent | 3,542.35 | NO
North Terrace_NT21-Ingkarni Wardli_Level Seven_7.30 _ Office | NT-NT21-07-7.30 | NT21-07-7.30-Office | North Terrace | NT | NT21 | Ingkarni Wardli | 07 | Level Seven | 7.30 | 235 | School of Mathematical Sciences | 235 | School of Mathematical Sciences | 11.73 | Office | 1 | Office Space Group | 101 | Office - Academic Staff |  | Excellent | 2,924.12 | NO
North Terrace_NT21-Ingkarni Wardli_Level Seven_7.31 _ Office | NT-NT21-07-7.31 | NT21-07-7.31-Office | North Terrace | NT | NT21 | Ingkarni Wardli | 07 | Level Seven | 7.31 | 235 | School of Mathematical Sciences | 235 | School of Mathematical Sciences | 15.2 | Office | 1 | Office Space Group | 101 | Office - Academic Staff |  | Excellent | 3,789.14 | NO
North Terrace_NT21-Ingkarni Wardli_Level Seven_7.32 _ Meeting - Informal | NT-NT21-07-7.32 | NT21-07-7.32-Meeting - Informal | North Terrace | NT | NT21 | Ingkarni Wardli | 07 | Level Seven | 7.32 | 235 | School of Mathematical Sciences | 235 | School of Mathematical Sciences | 28.01 | Meeting - Informal | 1 | Office Space Group | 119 | Informal Work Space |  | Excellent | 6,982.49 | NO
North Terrace_NT21-Ingkarni Wardli_Level Seven_7.32A _ Riser | NT-NT21-07-7.32A | NT21-07-7.32A-Riser | North Terrace | NT | NT21 | Ingkarni Wardli | 07 | Level Seven | 7.32A | 99939 | Unusable Spaces | 99939 | Unusable Spaces | 0.08 | Riser | 8 | Non Useable Floor Area Space Group | 840 | Non-usable - Service riser |  | Unknown | 0.00 | NO
North Terrace_NT21-Ingkarni Wardli_Level Seven_7.32B _ VSR | NT-NT21-07-7.32B | NT21-07-7.32B-VSR | North Terrace | NT | NT21 | Ingkarni Wardli | 07 | Level Seven | 7.32B | 99939 | Unusable Spaces | 99939 | Unusable Spaces | 0.28 | VSR | 8 | Non Useable Floor Area Space Group | 840 | Non-usable - Service riser |  | Unknown | 0.00 | NO
North Terrace_NT21-Ingkarni Wardli_Level Seven_7.33 _ Resource | NT-NT21-07-7.33 | NT21-07-7.33-Resource | North Terrace | NT | NT21 | Ingkarni Wardli | 07 | Level Seven | 7.33 | 235 | School of Mathematical Sciences | 235 | School of Mathematical Sciences | 31.13 | Resource | 6 | General Facility Space Group | 603 | General Facility - Resource room |  | Excellent | 8,691.50 | NO
North Terrace_NT21-Ingkarni Wardli_Level Seven_7.34 _ Kitchen | NT-NT21-07-7.34 | NT21-07-7.34-Kitchen | North Terrace | NT | NT21 | Ingkarni Wardli | 07 | Level Seven | 7.34 | 235 | School of Mathematical Sciences | 235 | School of Mathematical Sciences | 11.62 | Kitchen | 6 | General Facility Space Group | 608 | General Facility - Kitchen/Servery/Food Storage |  | Excellent | 3,244.30 | NO
North Terrace_NT21-Ingkarni Wardli_Level Seven_7.35 _ Office | NT-NT21-07-7.35 | NT21-07-7.35-Office | North Terrace | NT | NT21 | Ingkarni Wardli | 07 | Level Seven | 7.35 | 235 | School of Mathematical Sciences | 235 | School of Mathematical Sciences | 11.3 | Office | 1 | Office Space Group | 101 | Office - Academic Staff |  | Excellent | 2,816.93 | NO
North Terrace_NT21-Ingkarni Wardli_Level Seven_7.36 _ Office | NT-NT21-07-7.36 | NT21-07-7.36-Office | North Terrace | NT | NT21 | Ingkarni Wardli | 07 | Level Seven | 7.36 | 235 | School of Mathematical Sciences | 235 | School of Mathematical Sciences | 11.3 | Office | 1 | Office Space Group | 101 | Office - Academic Staff |  | Excellent | 2,816.93 | NO
North Terrace_NT21-Ingkarni Wardli_Level Seven_7.37 _ Office | NT-NT21-07-7.37 | NT21-07-7.37-Office | North Terrace | NT | NT21 | Ingkarni Wardli | 07 | Level Seven | 7.37 | 235 | School of Mathematical Sciences | 235 | School of Mathematical Sciences | 11.3 | Office | 1 | Office Space Group | 101 | Office - Academic Staff |  | Excellent | 2,816.93 | NO
North Terrace_NT21-Ingkarni Wardli_Level Seven_7.38 _ Office | NT-NT21-07-7.38 | NT21-07-7.38-Office | North Terrace | NT | NT21 | Ingkarni Wardli | 07 | Level Seven | 7.38 | 235 | School of Mathematical Sciences | 235 | School of Mathematical Sciences | 14.22 | Office | 1 | Office Space Group | 101 | Office - Academic Staff |  | Excellent | 3,544.84 | NO
North Terrace_NT21-Ingkarni Wardli_Level Seven_7.39 _ Office | NT-NT21-07-7.39 | NT21-07-7.39-Office | North Terrace | NT | NT21 | Ingkarni Wardli | 07 | Level Seven | 7.39 | 235 | School of Mathematical Sciences | 235 | School of Mathematical Sciences | 14.22 | Office | 1 | Office Space Group | 101 | Office - Academic Staff |  | Excellent | 3,544.84 | NO
North Terrace_NT21-Ingkarni Wardli_Level Seven_7.40 _ Office | NT-NT21-07-7.40 | NT21-07-7.40-Office | North Terrace | NT | NT21 | Ingkarni Wardli | 07 | Level Seven | 7.40 | 235 | School of Mathematical Sciences | 235 | School of Mathematical Sciences | 11.3 | Office | 1 | Office Space Group | 101 | Office - Academic Staff |  | Excellent | 2,816.93 | NO
North Terrace_NT21-Ingkarni Wardli_Level Seven_7.41 _ Office | NT-NT21-07-7.41 | NT21-07-7.41-Office | North Terrace | NT | NT21 | Ingkarni Wardli | 07 | Level Seven | 7.41 | 235 | School of Mathematical Sciences | 235 | School of Mathematical Sciences | 11.3 | Office | 1 | Office Space Group | 101 | Office - Academic Staff |  | Excellent | 2,816.93 | NO
North Terrace_NT21-Ingkarni Wardli_Level Seven_7.42 _ Office | NT-NT21-07-7.42 | NT21-07-7.42-Office | North Terrace | NT | NT21 | Ingkarni Wardli | 07 | Level Seven | 7.42 | 235 | School of Mathematical Sciences | 235 | School of Mathematical Sciences | 11.3 | Office | 1 | Office Space Group | 101 | Office - Academic Staff |  | Excellent | 2,816.93 | NO
North Terrace_NT21-Ingkarni Wardli_Level Seven_7.43 _ Circ. | NT-NT21-07-7.43 | NT21-07-7.43-Circ. | North Terrace | NT | NT21 | Ingkarni Wardli | 07 | Level Seven | 7.43 | 99939 | Unusable Spaces | 99939 | Unusable Spaces | 12.45 | Circ. | 8 | Non Useable Floor Area Space Group | 805 | Non-usable - Circulation space |  | Excellent | 0.00 | NO
North Terrace_NT21-Ingkarni Wardli_Level Seven_7.44 _ Office - Open Plan - HDR | NT-NT21-07-7.44 | NT21-07-7.44-Office - Open Plan - HDR | North Terrace | NT | NT21 | Ingkarni Wardli | 07 | Level Seven | 7.44 | 214 | ECMS Infrastructure | 214 | ECMS Faculty Services | 151.29 | Office - Open Plan - HDR | 1 | Office Space Group | 114 | Open Plan - Research Students |  | Excellent | 37,714.44 | NO
North Terrace_NT21-Ingkarni Wardli_Level Seven_7.45 _ Meeting | NT-NT21-07-7.45 | NT21-07-7.45-Meeting | North Terrace | NT | NT21 | Ingkarni Wardli | 07 | Level Seven | 7.45 | 235 | School of Mathematical Sciences | 235 | School of Mathematical Sciences | 9.64 | Meeting | 6 | General Facility Space Group | 601 | General Facility - Committee/Conference/Meeting room |  | Excellent | 2,691.49 | NO
North Terrace_NT21-Ingkarni Wardli_Level Eight_8.01 _ Roof Platform | NT-NT21-08-8.01 | NT21-08-8.01-Roof Platform | North Terrace | NT | NT21 | Ingkarni Wardli | 08 | Level Eight | 8.01 | 99966 | Unknown | 99939 | Unusable Spaces | 387.76 | Roof Platform | 8 | Non Useable Floor Area Space Group | 811 | Non-usable - Plant room other |  | Unknown | 0.00 | NO
North Terrace_NT21-Ingkarni Wardli_Level Eight_8.02 _ SCR-02 | NT-NT21-08-8.02 | NT21-08-8.02-SCR-02 | North Terrace | NT | NT21 | Ingkarni Wardli | 08 | Level Eight | 8.02 | 99966 | Unknown | 99939 | Unusable Spaces | 25.9 | SCR-02 | 8 | Non Useable Floor Area Space Group | 800 | Non-usable - Specific type not defined |  | Unknown | 0.00 | NO
North Terrace_NT21-Ingkarni Wardli_Level Eight_8.03 _ Cooling Towers | NT-NT21-08-8.03 | NT21-08-8.03-Cooling Towers | North Terrace | NT | NT21 | Ingkarni Wardli | 08 | Level Eight | 8.03 | 99966 | Unknown | 99939 | Unusable Spaces | 120.71 | Cooling Towers | 8 | Non Useable Floor Area Space Group | 800 | Non-usable - Specific type not defined |  | Unknown | 0.00 | NO
North Terrace_NT21-Ingkarni Wardli_Level Eight_8.04 _ Plantroom | NT-NT21-08-8.04 | NT21-08-8.04-Plantroom | North Terrace | NT | NT21 | Ingkarni Wardli | 08 | Level Eight | 8.04 | 99939 | Unusable Spaces | 99939 | Unusable Spaces | 143.19 | Plantroom | 8 | Non Useable Floor Area Space Group | 811 | Non-usable - Plant room other |  | Unknown | 0.00 | NO
North Terrace_NT21-Ingkarni Wardli_Level Eight_8.05 _ Air Plenum | NT-NT21-08-8.05 | NT21-08-8.05-Air Plenum | North Terrace | NT | NT21 | Ingkarni Wardli | 08 | Level Eight | 8.05 | 99939 | Unusable Spaces | 99939 | Unusable Spaces | 152.43 | Air Plenum | 8 | Non Useable Floor Area Space Group | 800 | Non-usable - Specific type not defined |  | Unknown | 0.00 | NO
North Terrace_NT21-Ingkarni Wardli_Level Eight_8.06 _ CO Gen Plant | NT-NT21-08-8.06 | NT21-08-8.06-CO Gen Plant | North Terrace | NT | NT21 | Ingkarni Wardli | 08 | Level Eight | 8.06 | 99939 | Unusable Spaces | 99939 | Unusable Spaces | 222.31 | CO Gen Plant | 8 | Non Useable Floor Area Space Group | 811 | Non-usable - Plant room other |  | Unknown | 0.00 | NO
North Terrace_NT21-Ingkarni Wardli_Level Eight_8.07 _ Roof Platform | NT-NT21-08-8.07 | NT21-08-8.07-Roof Platform | North Terrace | NT | NT21 | Ingkarni Wardli | 08 | Level Eight | 8.07 | 99966 | Unknown | 99939 | Unusable Spaces | 104.91 | Roof Platform | 8 | Non Useable Floor Area Space Group | 811 | Non-usable - Plant room other |  | Unknown | 0.00 | NO
North Terrace_NT21-Ingkarni Wardli_Level Eight_8.08 _ Stair | NT-NT21-08-8.08 | NT21-08-8.08-Stair | North Terrace | NT | NT21 | Ingkarni Wardli | 08 | Level Eight | 8.08 | 99939 | Unusable Spaces | 99939 | Unusable Spaces | 3.45 | Stair | 8 | Non Useable Floor Area Space Group | 805 | Non-usable - Circulation space |  | Unknown | 0.00 | NO
North Terrace_NT21-Ingkarni Wardli_Level Eight_8.09 _ Fire Stair 1 | NT-NT21-08-8.09 | NT21-08-8.09-Fire Stair 1 | North Terrace | NT | NT21 | Ingkarni Wardli | 08 | Level Eight | 8.09 | 99939 | Unusable Spaces | 99939 | Unusable Spaces | 11.73 | Fire Stair 1 | 8 | Non Useable Floor Area Space Group | 805 | Non-usable - Circulation space |  | Unknown | 0.00 | NO
North Terrace_NT21-Ingkarni Wardli_Level Eight_8.10 _ Fire Stair 2 | NT-NT21-08-8.10 | NT21-08-8.10-Fire Stair 2 | North Terrace | NT | NT21 | Ingkarni Wardli | 08 | Level Eight | 8.10 | 99939 | Unusable Spaces | 99939 | Unusable Spaces | 13.22 | Fire Stair 2 | 8 | Non Useable Floor Area Space Group | 805 | Non-usable - Circulation space |  | Unknown | 0.00 | NO
North Terrace_NT21-Ingkarni Wardli_Basement_B.00 _ Lift Lobby | NT-NT21-BA-B.00 | NT21-BA-B.00-Lift Lobby | North Terrace | NT | NT21 | Ingkarni Wardli | BA | Basement | B.00 | 99939 | Unusable Spaces | 99939 | Unusable Spaces | 45.66 | Lift Lobby | 8 | Non Useable Floor Area Space Group | 805 | Non-usable - Circulation space |  | Unknown | 0.00 | NO
North Terrace_NT21-Ingkarni Wardli_Basement_B.00B _ Corr. | NT-NT21-BA-B.00B | NT21-BA-B.00B-Corr. | North Terrace | NT | NT21 | Ingkarni Wardli | BA | Basement | B.00B | 99939 | Unusable Spaces | 99939 | Unusable Spaces | 27.44 | Corr. | 8 | Non Useable Floor Area Space Group | 805 | Non-usable - Circulation space |  | Unknown | 0.00 | NO
North Terrace_NT21-Ingkarni Wardli_Basement_B.00C _ Corr. | NT-NT21-BA-B.00C | NT21-BA-B.00C-Corr. | North Terrace | NT | NT21 | Ingkarni Wardli | BA | Basement | B.00C | 99939 | Unusable Spaces | 99939 | Unusable Spaces | 80.65 | Corr. | 8 | Non Useable Floor Area Space Group | 805 | Non-usable - Circulation space |  | Unknown | 0.00 | NO
North Terrace_NT21-Ingkarni Wardli_Basement_B.00D _ VSR | NT-NT21-BA-B.00D | NT21-BA-B.00D-VSR | North Terrace | NT | NT21 | Ingkarni Wardli | BA | Basement | B.00D | 99939 | Unusable Spaces | 99939 | Unusable Spaces | 1.95 | VSR | 8 | Non Useable Floor Area Space Group | 840 | Non-usable - Service riser |  | Unknown | 0.00 | NO
North Terrace_NT21-Ingkarni Wardli_Basement_B.00E _ FHR | NT-NT21-BA-B.00E | NT21-BA-B.00E-FHR | North Terrace | NT | NT21 | Ingkarni Wardli | BA | Basement | B.00E | 99939 | Unusable Spaces | 99939 | Unusable Spaces | 0.44 | FHR | 8 | Non Useable Floor Area Space Group | 840 | Non-usable - Service riser |  | Unknown | 0.00 | NO
North Terrace_NT21-Ingkarni Wardli_Basement_B.00F _ FHR | NT-NT21-BA-B.00F | NT21-BA-B.00F-FHR | North Terrace | NT | NT21 | Ingkarni Wardli | BA | Basement | B.00F | 99939 | Unusable Spaces | 99939 | Unusable Spaces | 0.28 | FHR | 8 | Non Useable Floor Area Space Group | 840 | Non-usable - Service riser |  | Unknown | 0.00 | NO
North Terrace_NT21-Ingkarni Wardli_Basement_B.00G _ Corr. | NT-NT21-BA-B.00G | NT21-BA-B.00G-Corr. | North Terrace | NT | NT21 | Ingkarni Wardli | BA | Basement | B.00G | 99939 | Unusable Spaces | 99939 | Unusable Spaces | 43.18 | Corr. | 8 | Non Useable Floor Area Space Group | 805 | Non-usable - Circulation space |  | Excellent | 0.00 | NO
North Terrace_NT21-Ingkarni Wardli_Basement_B.00H _ VSR | NT-NT21-BA-B.00H | NT21-BA-B.00H-VSR | North Terrace | NT | NT21 | Ingkarni Wardli | BA | Basement | B.00H | 99939 | Unusable Spaces | 99939 | Unusable Spaces | 0.31 | VSR | 8 | Non Useable Floor Area Space Group | 840 | Non-usable - Service riser |  | Unknown | 0.00 | NO
North Terrace_NT21-Ingkarni Wardli_Basement_B.00I _ VSR | NT-NT21-BA-B.00I | NT21-BA-B.00I-VSR | North Terrace | NT | NT21 | Ingkarni Wardli | BA | Basement | B.00I | 99939 | Unusable Spaces | 99939 | Unusable Spaces | 0.05 | VSR | 8 | Non Useable Floor Area Space Group | 840 | Non-usable - Service riser |  | Unknown | 0.00 | NO
North Terrace_NT21-Ingkarni Wardli_Basement_B.01 _ Fire Stair 1 | NT-NT21-BA-B.01 | NT21-BA-B.01-Fire Stair 1 | North Terrace | NT | NT21 | Ingkarni Wardli | BA | Basement | B.01 | 99939 | Unusable Spaces | 99939 | Unusable Spaces | 11.73 | Fire Stair 1 | 8 | Non Useable Floor Area Space Group | 805 | Non-usable - Circulation space |  | Unknown | 0.00 | NO
North Terrace_NT21-Ingkarni Wardli_Basement_B.02 _ Plantroom | NT-NT21-BA-B.02 | NT21-BA-B.02-Plantroom | North Terrace | NT | NT21 | Ingkarni Wardli | BA | Basement | B.02 | 99939 | Unusable Spaces | 99939 | Unusable Spaces | 23.19 | Plantroom | 8 | Non Useable Floor Area Space Group | 811 | Non-usable - Plant room other |  | Unknown | 0.00 | NO
North Terrace_NT21-Ingkarni Wardli_Basement_B.03 _ WC - U - Access (LH+S) | NT-NT21-BA-B.03 | NT21-BA-B.03-WC - U - Access (LH+S) | North Terrace | NT | NT21 | Ingkarni Wardli | BA | Basement | B.03 | 99939 | Unusable Spaces | 99939 | Unusable Spaces | 6.54 | WC - U - Access (LH+S) | 8 | Non Useable Floor Area Space Group | 818 | Non-usable - Toilets/Amenities - Unisex Accessible |  | Unknown | 0.00 | NO
North Terrace_NT21-Ingkarni Wardli_Basement_B.03A _ VSR | NT-NT21-BA-B.03A | NT21-BA-B.03A-VSR | North Terrace | NT | NT21 | Ingkarni Wardli | BA | Basement | B.03A | 99939 | Unusable Spaces | 99939 | Unusable Spaces | 0.9 | VSR | 8 | Non Useable Floor Area Space Group | 840 | Non-usable - Service riser |  | Unknown | 0.00 | NO
North Terrace_NT21-Ingkarni Wardli_Basement_B.03B _ VSR | NT-NT21-BA-B.03B | NT21-BA-B.03B-VSR | North Terrace | NT | NT21 | Ingkarni Wardli | BA | Basement | B.03B | 99939 | Unusable Spaces | 99939 | Unusable Spaces | 0.75 | VSR | 8 | Non Useable Floor Area Space Group | 840 | Non-usable - Service riser |  | Unknown | 0.00 | NO
North Terrace_NT21-Ingkarni Wardli_Basement_B.04 _ WC - F | NT-NT21-BA-B.04 | NT21-BA-B.04-WC - F | North Terrace | NT | NT21 | Ingkarni Wardli | BA | Basement | B.04 | 99939 | Unusable Spaces | 99939 | Unusable Spaces | 20.33 | WC - F | 8 | Non Useable Floor Area Space Group | 820 | Non-usable - Toilets/Amenities - Female |  | Unknown | 0.00 | NO
North Terrace_NT21-Ingkarni Wardli_Basement_B.05 _ WC - F | NT-NT21-BA-B.05 | NT21-BA-B.05-WC - F | North Terrace | NT | NT21 | Ingkarni Wardli | BA | Basement | B.05 | 99939 | Unusable Spaces | 99939 | Unusable Spaces | 8.42 | WC - F | 8 | Non Useable Floor Area Space Group | 820 | Non-usable - Toilets/Amenities - Female |  | Unknown | 0.00 | NO
North Terrace_NT21-Ingkarni Wardli_Basement_B.06 _ WC - M | NT-NT21-BA-B.06 | NT21-BA-B.06-WC - M | North Terrace | NT | NT21 | Ingkarni Wardli | BA | Basement | B.06 | 99939 | Unusable Spaces | 99939 | Unusable Spaces | 21.15 | WC - M | 8 | Non Useable Floor Area Space Group | 821 | Non-usable - Toilets/Amenities - Male |  | Unknown | 0.00 | NO
North Terrace_NT21-Ingkarni Wardli_Basement_B.06A _ VSR | NT-NT21-BA-B.06A | NT21-BA-B.06A-VSR | North Terrace | NT | NT21 | Ingkarni Wardli | BA | Basement | B.06A | 99939 | Unusable Spaces | 99939 | Unusable Spaces | 2.4 | VSR | 8 | Non Useable Floor Area Space Group | 840 | Non-usable - Service riser |  | Unknown | 0.00 | NO
North Terrace_NT21-Ingkarni Wardli_Basement_B.07 _ A/L / vanity - M | NT-NT21-BA-B.07 | NT21-BA-B.07-A/L / vanity - M | North Terrace | NT | NT21 | Ingkarni Wardli | BA | Basement | B.07 | 99939 | Unusable Spaces | 99939 | Unusable Spaces | 8.17 | A/L / vanity - M | 8 | Non Useable Floor Area Space Group | 821 | Non-usable - Toilets/Amenities - Male |  | Unknown | 0.00 | NO
North Terrace_NT21-Ingkarni Wardli_Basement_B.08 _ Comms | NT-NT21-BA-B.08 | NT21-BA-B.08-Comms | North Terrace | NT | NT21 | Ingkarni Wardli | BA | Basement | B.08 | 850 | ITDS Branch Central Costs | 869 | Information Technology and Digital Services | 10.7 | Comms | 8 | Non Useable Floor Area Space Group | 812 | Non-usable - Comms/network system/Telephone/PABX |  | Excellent | 0.00 | NO
North Terrace_NT21-Ingkarni Wardli_Basement_B.08A _ VSR | NT-NT21-BA-B.08A | NT21-BA-B.08A-VSR | North Terrace | NT | NT21 | Ingkarni Wardli | BA | Basement | B.08A | 99939 | Unusable Spaces | 99939 | Unusable Spaces | 0.15 | VSR | 8 | Non Useable Floor Area Space Group | 840 | Non-usable - Service riser |  | Unknown | 0.00 | NO
North Terrace_NT21-Ingkarni Wardli_Basement_B.09 _ Cleaner | NT-NT21-BA-B.09 | NT21-BA-B.09-Cleaner | North Terrace | NT | NT21 | Ingkarni Wardli | BA | Basement | B.09 | 99939 | Unusable Spaces | 99939 | Unusable Spaces | 5.69 | Cleaner | 8 | Non Useable Floor Area Space Group | 806 | Non-usable - Cleaners room |  | Unknown | 0.00 | NO
North Terrace_NT21-Ingkarni Wardli_Basement_B.10 _ Plantroom | NT-NT21-BA-B.10 | NT21-BA-B.10-Plantroom | North Terrace | NT | NT21 | Ingkarni Wardli | BA | Basement | B.10 | 99939 | Unusable Spaces | 99939 | Unusable Spaces | 22.91 | Plantroom | 8 | Non Useable Floor Area Space Group | 811 | Non-usable - Plant room other |  | Unknown | 0.00 | NO
North Terrace_NT21-Ingkarni Wardli_Basement_B.11 _ Fire Stair 4 | NT-NT21-BA-B.11 | NT21-BA-B.11-Fire Stair 4 | North Terrace | NT | NT21 | Ingkarni Wardli | BA | Basement | B.11 | 99939 | Unusable Spaces | 99939 | Unusable Spaces | 13.22 | Fire Stair 4 | 8 | Non Useable Floor Area Space Group | 805 | Non-usable - Circulation space |  | Unknown | 0.00 | NO
North Terrace_NT21-Ingkarni Wardli_Basement_B.12 _ PFC Room | NT-NT21-BA-B.12 | NT21-BA-B.12-PFC Room | North Terrace | NT | NT21 | Ingkarni Wardli | BA | Basement | B.12 | 99939 | Unusable Spaces | 99939 | Unusable Spaces | 15.71 | PFC Room | 8 | Non Useable Floor Area Space Group | 811 | Non-usable - Plant room other |  | Unknown | 0.00 | NO
North Terrace_NT21-Ingkarni Wardli_Basement_B.12A _ Electrical Cable Vault | NT-NT21-BA-B.12A | NT21-BA-B.12A-Electrical Cable Vault | North Terrace | NT | NT21 | Ingkarni Wardli | BA | Basement | B.12A | 99939 | Unusable Spaces | 99939 | Unusable Spaces | 11.72 | Electrical Cable Vault | 8 | Non Useable Floor Area Space Group | 811 | Non-usable - Plant room other |  | Unknown | 0.00 | NO
North Terrace_NT21-Ingkarni Wardli_Basement_B.13 _ Pump Room | NT-NT21-BA-B.13 | NT21-BA-B.13-Pump Room | North Terrace | NT | NT21 | Ingkarni Wardli | BA | Basement | B.13 | 99939 | Unusable Spaces | 99939 | Unusable Spaces | 21.77 | Pump Room | 8 | Non Useable Floor Area Space Group | 811 | Non-usable - Plant room other |  | Unknown | 0.00 | NO
North Terrace_NT21-Ingkarni Wardli_Basement_B.14 _ Store | NT-NT21-BA-B.14 | NT21-BA-B.14-Store | North Terrace | NT | NT21 | Ingkarni Wardli | BA | Basement | B.14 | 214 | ECMS Infrastructure | 214 | ECMS Faculty Services | 9.62 | Store | 4 | Ancillary Area Space Group | 419 | Ancillary Area - Store Room - Generic |  | Excellent | 2,110.35 | NO
North Terrace_NT21-Ingkarni Wardli_Basement_B.14A _ VSR | NT-NT21-BA-B.14A | NT21-BA-B.14A-VSR | North Terrace | NT | NT21 | Ingkarni Wardli | BA | Basement | B.14A | 99939 | Unusable Spaces | 99939 | Unusable Spaces | 6.27 | VSR | 8 | Non Useable Floor Area Space Group | 840 | Non-usable - Service riser |  | Unknown | 0.00 | NO
North Terrace_NT21-Ingkarni Wardli_Basement_B.15 _ CAT Suite 1 | NT-NT21-BA-B.15 | NT21-BA-B.15-CAT Suite 1 | North Terrace | NT | NT21 | Ingkarni Wardli | BA | Basement | B.15 | 214 | ECMS Infrastructure | 214 | ECMS Faculty Services | 84.55 | CAT Suite 1 | 3 | Specialist Teaching or Research Space Group | 310 | Laboratory - Computing - Open Access |  | Good | 23,837.21 | NO
North Terrace_NT21-Ingkarni Wardli_Basement_B.16 _ CAT Suite 2 | NT-NT21-BA-B.16 | NT21-BA-B.16-CAT Suite 2 | North Terrace | NT | NT21 | Ingkarni Wardli | BA | Basement | B.16 | 214 | ECMS Infrastructure | 214 | ECMS Faculty Services | 92.54 | CAT Suite 2 | 3 | Specialist Teaching or Research Space Group | 310 | Laboratory - Computing - Open Access |  | Good | 26,089.83 | NO
North Terrace_NT21-Ingkarni Wardli_Basement_B.16A _ VSR | NT-NT21-BA-B.16A | NT21-BA-B.16A-VSR | North Terrace | NT | NT21 | Ingkarni Wardli | BA | Basement | B.16A | 99939 | Unusable Spaces | 99939 | Unusable Spaces | 0.57 | VSR | 8 | Non Useable Floor Area Space Group | 840 | Non-usable - Service riser |  | Unknown | 0.00 | NO
North Terrace_NT21-Ingkarni Wardli_Basement_B.17 _ Common Teaching Space | NT-NT21-BA-B.17 | NT21-BA-B.17-Common Teaching Space | North Terrace | NT | NT21 | Ingkarni Wardli | BA | Basement | B.17 | 99998 | Central Common Teaching Areas (In Use) | 952 | Corporate Services Division Admin | 136.03 | Common Teaching Space | 2 | Teaching Space Group | 205 | Lecture/Seminar/Tutorial/Class Room (31 to 69) Flat Floor |  | Excellent | 41,370.61 | NO
North Terrace_NT21-Ingkarni Wardli_Basement_B.18 _ Common Teaching Space | NT-NT21-BA-B.18 | NT21-BA-B.18-Common Teaching Space | North Terrace | NT | NT21 | Ingkarni Wardli | BA | Basement | B.18 | 99998 | Central Common Teaching Areas (In Use) | 952 | Corporate Services Division Admin | 260.12 | Common Teaching Space | 2 | Teaching Space Group | 205 | Lecture/Seminar/Tutorial/Class Room (31 to 69) Flat Floor |  | Excellent | 79,109.93 | NO
North Terrace_NT21-Ingkarni Wardli_Basement_B.23 _ CAT Suite 3 | NT-NT21-BA-B.23 | NT21-BA-B.23-CAT Suite 3 | North Terrace | NT | NT21 | Ingkarni Wardli | BA | Basement | B.23 | 214 | ECMS Infrastructure | 214 | ECMS Faculty Services | 188.93 | CAT Suite 3 | 3 | Specialist Teaching or Research Space Group | 310 | Laboratory - Computing - Open Access |  | Excellent | 62,639.75 | NO
North Terrace_NT21-Ingkarni Wardli_Basement_B.23A _ VSR | NT-NT21-BA-B.23A | NT21-BA-B.23A-VSR | North Terrace | NT | NT21 | Ingkarni Wardli | BA | Basement | B.23A | 99939 | Unusable Spaces | 99939 | Unusable Spaces | 3.65 | VSR | 8 | Non Useable Floor Area Space Group | 840 | Non-usable - Service riser |  | Unknown | 0.00 | NO
North Terrace_NT21-Ingkarni Wardli_Basement_B.24A _ VSR | NT-NT21-BA-B.24A | NT21-BA-B.24A-VSR | North Terrace | NT | NT21 | Ingkarni Wardli | BA | Basement | B.24A | 99939 | Unusable Spaces | 99939 | Unusable Spaces | 2.48 | VSR | 8 | Non Useable Floor Area Space Group | 840 | Non-usable - Service riser |  | Unknown | 0.00 | NO
North Terrace_NT21-Ingkarni Wardli_Basement_B.25 _ Open Study Area | NT-NT21-BA-B.25 | NT21-BA-B.25-Open Study Area | North Terrace | NT | NT21 | Ingkarni Wardli | BA | Basement | B.25 | 99939 | Unusable Spaces | 99939 | Unusable Spaces | 83.38 | Open Study Area | 5 | Library, IT and Learning Space Group | 517 | Informal Learning | INFORMAL-PRIM-C | Good | 19,795.66 | NO
North Terrace_NT21-Ingkarni Wardli_Basement_B.26 _ Stair 6 | NT-NT21-BA-B.26 | NT21-BA-B.26-Stair 6 | North Terrace | NT | NT21 | Ingkarni Wardli | BA | Basement | B.26 | 99939 | Unusable Spaces | 99939 | Unusable Spaces | 5.58 | Stair 6 | 8 | Non Useable Floor Area Space Group | 805 | Non-usable - Circulation space |  | Unknown | 0.00 | NO
North Terrace_NT21-Ingkarni Wardli_Ground Floor_G.00A _ Corr. | NT-NT21-GN-G.00A | NT21-GN-G.00A-Corr. | North Terrace | NT | NT21 | Ingkarni Wardli | GN | Ground Floor | G.00A | 99939 | Unusable Spaces | 99939 | Unusable Spaces | 27.04 | Corr. | 8 | Non Useable Floor Area Space Group | 805 | Non-usable - Circulation space |  | Unknown | 0.00 | NO
North Terrace_NT21-Ingkarni Wardli_Ground Floor_G.00B _ Corr. | NT-NT21-GN-G.00B | NT21-GN-G.00B-Corr. | North Terrace | NT | NT21 | Ingkarni Wardli | GN | Ground Floor | G.00B | 99939 | Unusable Spaces | 99939 | Unusable Spaces | 61.07 | Corr. | 8 | Non Useable Floor Area Space Group | 805 | Non-usable - Circulation space |  | Unknown | 0.00 | NO
North Terrace_NT21-Ingkarni Wardli_Ground Floor_G.00C _ Corr. | NT-NT21-GN-G.00C | NT21-GN-G.00C-Corr. | North Terrace | NT | NT21 | Ingkarni Wardli | GN | Ground Floor | G.00C | 99939 | Unusable Spaces | 99939 | Unusable Spaces | 14.57 | Corr. | 8 | Non Useable Floor Area Space Group | 805 | Non-usable - Circulation space |  | Unknown | 0.00 | NO
North Terrace_NT21-Ingkarni Wardli_Ground Floor_G.00D _ VSR | NT-NT21-GN-G.00D | NT21-GN-G.00D-VSR | North Terrace | NT | NT21 | Ingkarni Wardli | GN | Ground Floor | G.00D | 99939 | Unusable Spaces | 99939 | Unusable Spaces | 1.95 | VSR | 8 | Non Useable Floor Area Space Group | 840 | Non-usable - Service riser |  | Unknown | 0.00 | NO
North Terrace_NT21-Ingkarni Wardli_Ground Floor_G.00E _ BTT-BMS Computer Cupboard | NT-NT21-GN-G.00E | NT21-GN-G.00E-BTT-BMS Computer Cupboard | North Terrace | NT | NT21 | Ingkarni Wardli | GN | Ground Floor | G.00E | 99939 | Unusable Spaces | 99939 | Unusable Spaces | 0.84 | BTT-BMS Computer Cupboard | 8 | Non Useable Floor Area Space Group | 840 | Non-usable - Service riser |  | Unknown | 0.00 | NO
North Terrace_NT21-Ingkarni Wardli_Ground Floor_G.00F _ FHR | NT-NT21-GN-G.00F | NT21-GN-G.00F-FHR | North Terrace | NT | NT21 | Ingkarni Wardli | GN | Ground Floor | G.00F | 99939 | Unusable Spaces | 99939 | Unusable Spaces | 0.25 | FHR | 8 | Non Useable Floor Area Space Group | 840 | Non-usable - Service riser |  | Unknown | 0.00 | NO
North Terrace_NT21-Ingkarni Wardli_Ground Floor_G.01 _ Fire Stair 1 | NT-NT21-GN-G.01 | NT21-GN-G.01-Fire Stair 1 | North Terrace | NT | NT21 | Ingkarni Wardli | GN | Ground Floor | G.01 | 99939 | Unusable Spaces | 99939 | Unusable Spaces | 9.28 | Fire Stair 1 | 8 | Non Useable Floor Area Space Group | 805 | Non-usable - Circulation space |  | Unknown | 0.00 | NO
North Terrace_NT21-Ingkarni Wardli_Ground Floor_G.01A _ Fire Stair 3 | NT-NT21-GN-G.01A | NT21-GN-G.01A-Fire Stair 3 | North Terrace | NT | NT21 | Ingkarni Wardli | GN | Ground Floor | G.01A | 99939 | Unusable Spaces | 99939 | Unusable Spaces | 4.88 | Fire Stair 3 | 8 | Non Useable Floor Area Space Group | 805 | Non-usable - Circulation space |  | Unknown | 0.00 | NO
North Terrace_NT21-Ingkarni Wardli_Ground Floor_G.02 _ Plantroom | NT-NT21-GN-G.02 | NT21-GN-G.02-Plantroom | North Terrace | NT | NT21 | Ingkarni Wardli | GN | Ground Floor | G.02 | 99939 | Unusable Spaces | 99939 | Unusable Spaces | 23.19 | Plantroom | 8 | Non Useable Floor Area Space Group | 811 | Non-usable - Plant room other |  | Unknown | 0.00 | NO
North Terrace_NT21-Ingkarni Wardli_Ground Floor_G.03 _ WC - U - Access (RH+S) | NT-NT21-GN-G.03 | NT21-GN-G.03-WC - U - Access (RH+S) | North Terrace | NT | NT21 | Ingkarni Wardli | GN | Ground Floor | G.03 | 99939 | Unusable Spaces | 99939 | Unusable Spaces | 6.54 | WC - U - Access (RH+S) | 8 | Non Useable Floor Area Space Group | 818 | Non-usable - Toilets/Amenities - Unisex Accessible |  | Unknown | 0.00 | NO
North Terrace_NT21-Ingkarni Wardli_Ground Floor_G.03A _ Riser | NT-NT21-GN-G.03A | NT21-GN-G.03A-Riser | North Terrace | NT | NT21 | Ingkarni Wardli | GN | Ground Floor | G.03A | 99939 | Unusable Spaces | 99939 | Unusable Spaces | 0.9 | Riser | 8 | Non Useable Floor Area Space Group | 840 | Non-usable - Service riser |  | Unknown | 0.00 | NO
North Terrace_NT21-Ingkarni Wardli_Ground Floor_G.03B _ Riser | NT-NT21-GN-G.03B | NT21-GN-G.03B-Riser | North Terrace | NT | NT21 | Ingkarni Wardli | GN | Ground Floor | G.03B | 99939 | Unusable Spaces | 99939 | Unusable Spaces | 0.75 | Riser | 8 | Non Useable Floor Area Space Group | 840 | Non-usable - Service riser |  | Unknown | 0.00 | NO
North Terrace_NT21-Ingkarni Wardli_Ground Floor_G.04 _ WC - F | NT-NT21-GN-G.04 | NT21-GN-G.04-WC - F | North Terrace | NT | NT21 | Ingkarni Wardli | GN | Ground Floor | G.04 | 99939 | Unusable Spaces | 99939 | Unusable Spaces | 15.97 | WC - F | 8 | Non Useable Floor Area Space Group | 820 | Non-usable - Toilets/Amenities - Female |  | Unknown | 0.00 | NO
North Terrace_NT21-Ingkarni Wardli_Ground Floor_G.05 _ WC - F | NT-NT21-GN-G.05 | NT21-GN-G.05-WC - F | North Terrace | NT | NT21 | Ingkarni Wardli | GN | Ground Floor | G.05 | 99939 | Unusable Spaces | 99939 | Unusable Spaces | 8.26 | WC - F | 8 | Non Useable Floor Area Space Group | 820 | Non-usable - Toilets/Amenities - Female |  | Unknown | 0.00 | NO
North Terrace_NT21-Ingkarni Wardli_Ground Floor_G.06 _ WC - M | NT-NT21-GN-G.06 | NT21-GN-G.06-WC - M | North Terrace | NT | NT21 | Ingkarni Wardli | GN | Ground Floor | G.06 | 99939 | Unusable Spaces | 99939 | Unusable Spaces | 14.4 | WC - M | 8 | Non Useable Floor Area Space Group | 821 | Non-usable - Toilets/Amenities - Male |  | Unknown | 0.00 | NO
North Terrace_NT21-Ingkarni Wardli_Ground Floor_G.07 _ A/L / vanity - M | NT-NT21-GN-G.07 | NT21-GN-G.07-A/L / vanity - M | North Terrace | NT | NT21 | Ingkarni Wardli | GN | Ground Floor | G.07 | 99939 | Unusable Spaces | 99939 | Unusable Spaces | 8.26 | A/L / vanity - M | 8 | Non Useable Floor Area Space Group | 821 | Non-usable - Toilets/Amenities - Male |  | Unknown | 0.00 | NO
North Terrace_NT21-Ingkarni Wardli_Ground Floor_G.08 _ Comms | NT-NT21-GN-G.08 | NT21-GN-G.08-Comms | North Terrace | NT | NT21 | Ingkarni Wardli | GN | Ground Floor | G.08 | 850 | ITDS Branch Central Costs | 869 | Information Technology and Digital Services | 9.68 | Comms | 8 | Non Useable Floor Area Space Group | 812 | Non-usable - Comms/network system/Telephone/PABX |  | Excellent | 0.00 | NO
North Terrace_NT21-Ingkarni Wardli_Ground Floor_G.09 _ WC - Parenting Room | NT-NT21-GN-G.09 | NT21-GN-G.09-WC - Parenting Room | North Terrace | NT | NT21 | Ingkarni Wardli | GN | Ground Floor | G.09 | 99939 | Unusable Spaces | 99939 | Unusable Spaces | 2.62 | WC - Parenting Room | 8 | Non Useable Floor Area Space Group | 835 | Non-usable - Toilets/Amenities - Other |  | Excellent | 0.00 | NO
North Terrace_NT21-Ingkarni Wardli_Ground Floor_G.10 _ Plantroom | NT-NT21-GN-G.10 | NT21-GN-G.10-Plantroom | North Terrace | NT | NT21 | Ingkarni Wardli | GN | Ground Floor | G.10 | 99939 | Unusable Spaces | 99939 | Unusable Spaces | 22.14 | Plantroom | 8 | Non Useable Floor Area Space Group | 811 | Non-usable - Plant room other |  | Unknown | 0.00 | NO
North Terrace_NT21-Ingkarni Wardli_Ground Floor_G.11 _ Fire Stair 2 | NT-NT21-GN-G.11 | NT21-GN-G.11-Fire Stair 2 | North Terrace | NT | NT21 | Ingkarni Wardli | GN | Ground Floor | G.11 | 99939 | Unusable Spaces | 99939 | Unusable Spaces | 5.53 | Fire Stair 2 | 8 | Non Useable Floor Area Space Group | 805 | Non-usable - Circulation space |  | Unknown | 0.00 | NO
North Terrace_NT21-Ingkarni Wardli_Ground Floor_G.12 _ Fire Stair 4 | NT-NT21-GN-G.12 | NT21-GN-G.12-Fire Stair 4 | North Terrace | NT | NT21 | Ingkarni Wardli | GN | Ground Floor | G.12 | 99939 | Unusable Spaces | 99939 | Unusable Spaces | 5.68 | Fire Stair 4 | 8 | Non Useable Floor Area Space Group | 805 | Non-usable - Circulation space |  | Unknown | 0.00 | NO
North Terrace_NT21-Ingkarni Wardli_Ground Floor_G.13 _ Changeroom | NT-NT21-GN-G.13 | NT21-GN-G.13-Changeroom | North Terrace | NT | NT21 | Ingkarni Wardli | GN | Ground Floor | G.13 | 99939 | Unusable Spaces | 99939 | Unusable Spaces | 5.95 | Changeroom | 8 | Non Useable Floor Area Space Group | 835 | Non-usable - Toilets/Amenities - Other |  | Unknown | 0.00 | NO
North Terrace_NT21-Ingkarni Wardli_Ground Floor_G.14 _ Transformer Room | NT-NT21-GN-G.14 | NT21-GN-G.14-Transformer Room | North Terrace | NT | NT21 | Ingkarni Wardli | GN | Ground Floor | G.14 | 99939 | Unusable Spaces | 99939 | Unusable Spaces | 15.08 | Transformer Room | 8 | Non Useable Floor Area Space Group | 811 | Non-usable - Plant room other |  | Unknown | 0.00 | NO
North Terrace_NT21-Ingkarni Wardli_Ground Floor_G.15 _ Switchboard - Main | NT-NT21-GN-G.15 | NT21-GN-G.15-Switchboard - Main | North Terrace | NT | NT21 | Ingkarni Wardli | GN | Ground Floor | G.15 | 99939 | Unusable Spaces | 99939 | Unusable Spaces | 27.54 | Switchboard - Main | 8 | Non Useable Floor Area Space Group | 815 | Non-usable - Switch room |  | Unknown | 0.00 | NO
North Terrace_NT21-Ingkarni Wardli_Ground Floor_G.16 _ Fire Stair | NT-NT21-GN-G.16 | NT21-GN-G.16-Fire Stair | North Terrace | NT | NT21 | Ingkarni Wardli | GN | Ground Floor | G.16 | 99939 | Unusable Spaces | 99939 | Unusable Spaces | 16.22 | Fire Stair | 8 | Non Useable Floor Area Space Group | 805 | Non-usable - Circulation space |  | Unknown | 0.00 | NO
North Terrace_NT21-Ingkarni Wardli_Ground Floor_G.17 _ Maths "Drop In Centre" | NT-NT21-GN-G.17 | NT21-GN-G.17-Maths "Drop In Centre" | North Terrace | NT | NT21 | Ingkarni Wardli | GN | Ground Floor | G.17 | 214 | ECMS Infrastructure | 214 | ECMS Faculty Services | 125.89 | Maths "Drop In Centre" | 5 | Library, IT and Learning Space Group | 517 | Informal Learning | INFORMAL-PRIM-C | Good | 29,888.17 | NO
North Terrace_NT21-Ingkarni Wardli_Ground Floor_G.18 _ Retail - Cafe Kitchen | NT-NT21-GN-G.18 | NT21-GN-G.18-Retail - Cafe Kitchen | North Terrace | NT | NT21 | Ingkarni Wardli | GN | Ground Floor | G.18 | 99202 | Commercial - Aroma Café | 859 | Infrastructure | 31.29 | Retail - Cafe Kitchen | 6 | General Facility Space Group | 611 | General Facility - Commercial/Business/Retail Facilities |  | Excellent | 8,736.17 | NO
North Terrace_NT21-Ingkarni Wardli_Ground Floor_G.18A _ Office | NT-NT21-GN-G.18A | NT21-GN-G.18A-Office | North Terrace | NT | NT21 | Ingkarni Wardli | GN | Ground Floor | G.18A | 99202 | Commercial - Aroma Café | 859 | Infrastructure | 2.58 | Office | 6 | General Facility Space Group | 611 | General Facility - Commercial/Business/Retail Facilities |  | Excellent | 720.34 | NO
North Terrace_NT21-Ingkarni Wardli_Ground Floor_G.19 _ Retail - Cafe | NT-NT21-GN-G.19 | NT21-GN-G.19-Retail - Cafe | North Terrace | NT | NT21 | Ingkarni Wardli | GN | Ground Floor | G.19 | 99202 | Commercial - Aroma Café | 859 | Infrastructure | 61.4 | Retail - Cafe | 6 | General Facility Space Group | 611 | General Facility - Commercial/Business/Retail Facilities | INFORMAL-PRIM-S | Excellent | 17,142.88 | NO
North Terrace_NT21-Ingkarni Wardli_Ground Floor_G.19A _ Store | NT-NT21-GN-G.19A | NT21-GN-G.19A-Store | North Terrace | NT | NT21 | Ingkarni Wardli | GN | Ground Floor | G.19A | 99202 | Commercial - Aroma Café | 859 | Infrastructure | 0.35 | Store | 6 | General Facility Space Group | 611 | General Facility - Commercial/Business/Retail Facilities |  | Excellent | 97.72 | NO
North Terrace_NT21-Ingkarni Wardli_Ground Floor_G.20 _ Retail - Cafe Seating | NT-NT21-GN-G.20 | NT21-GN-G.20-Retail - Cafe Seating | North Terrace | NT | NT21 | Ingkarni Wardli | GN | Ground Floor | G.20 | 99202 | Commercial - Aroma Café | 859 | Infrastructure | 109.42 | Retail - Cafe Seating | 6 | General Facility Space Group | 607 | General Facility - Cafeteria/Refectory/Canteen/Dining Room | INFORMAL-PRIM-S | Excellent | 30,550.07 | NO
North Terrace_NT21-Ingkarni Wardli_Ground Floor_G.20A _ VSR | NT-NT21-GN-G.20A | NT21-GN-G.20A-VSR | North Terrace | NT | NT21 | Ingkarni Wardli | GN | Ground Floor | G.20A | 99939 | Unusable Spaces | 99939 | Unusable Spaces | 2.16 | VSR | 8 | Non Useable Floor Area Space Group | 840 | Non-usable - Service riser |  | Unknown | 0.00 | NO
North Terrace_NT21-Ingkarni Wardli_Ground Floor_G.21 _ Cafe Seating | NT-NT21-GN-G.21 | NT21-GN-G.21-Cafe Seating | North Terrace | NT | NT21 | Ingkarni Wardli | GN | Ground Floor | G.21 | 99202 | Commercial - Aroma Café | 859 | Infrastructure | 21.49 | Cafe Seating | 6 | General Facility Space Group | 607 | General Facility - Cafeteria/Refectory/Canteen/Dining Room | INFORMAL-PRIM-S | Excellent | 6,000.01 | NO
North Terrace_NT21-Ingkarni Wardli_Ground Floor_G.22 _ CAT Suite 5 | NT-NT21-GN-G.22 | NT21-GN-G.22-CAT Suite 5 | North Terrace | NT | NT21 | Ingkarni Wardli | GN | Ground Floor | G.22 | 214 | ECMS Infrastructure | 214 | ECMS Faculty Services | 190.76 | CAT Suite 5 | 3 | Specialist Teaching or Research Space Group | 310 | Laboratory - Computing - Open Access |  | Good | 53,781.03 | NO
North Terrace_NT21-Ingkarni Wardli_Ground Floor_G.22A _ Riser | NT-NT21-GN-G.22A | NT21-GN-G.22A-Riser | North Terrace | NT | NT21 | Ingkarni Wardli | GN | Ground Floor | G.22A | 99939 | Unusable Spaces | 99939 | Unusable Spaces | 2.19 | Riser | 8 | Non Useable Floor Area Space Group | 840 | Non-usable - Service riser |  | Unknown | 0.00 | NO
North Terrace_NT21-Ingkarni Wardli_Ground Floor_G.22B _ FHR | NT-NT21-GN-G.22B | NT21-GN-G.22B-FHR | North Terrace | NT | NT21 | Ingkarni Wardli | GN | Ground Floor | G.22B | 99939 | Unusable Spaces | 99939 | Unusable Spaces | 0.2 | FHR | 8 | Non Useable Floor Area Space Group | 840 | Non-usable - Service riser |  | Unknown | 0.00 | NO
North Terrace_NT21-Ingkarni Wardli_Ground Floor_G.23 _ Parenting Room | NT-NT21-GN-G.23 | NT21-GN-G.23-Parenting Room | North Terrace | NT | NT21 | Ingkarni Wardli | GN | Ground Floor | G.23 | 859 | Infrastructure Office | 859 | Infrastructure | 13.57 | Parenting Room | 6 | General Facility Space Group | 625 | General Facility - Parent Room |  | Excellent | 3,788.74 | NO
North Terrace_NT21-Ingkarni Wardli_Ground Floor_G.24 _ Print Centre | NT-NT21-GN-G.24 | NT21-GN-G.24-Print Centre | North Terrace | NT | NT21 | Ingkarni Wardli | GN | Ground Floor | G.24 | 214 | ECMS Infrastructure | 214 | ECMS Faculty Services | 7 | Print Centre | 6 | General Facility Space Group | 603 | General Facility - Resource room |  | Excellent | 1,954.40 | NO
North Terrace_NT21-Ingkarni Wardli_Ground Floor_G.24A _ AV Store | NT-NT21-GN-G.24A | NT21-GN-G.24A-AV Store | North Terrace | NT | NT21 | Ingkarni Wardli | GN | Ground Floor | G.24A | 214 | ECMS Infrastructure | 214 | ECMS Faculty Services | 5.73 | AV Store | 4 | Ancillary Area Space Group | 419 | Ancillary Area - Store Room - Generic |  | Excellent | 1,257.00 | NO
North Terrace_NT21-Ingkarni Wardli_Ground Floor_G.25 _ Peer Assist Centre - Benches | NT-NT21-GN-G.25 | NT21-GN-G.25-Peer Assist Centre - Benches | North Terrace | NT | NT21 | Ingkarni Wardli | GN | Ground Floor | G.25 | 214 | ECMS Infrastructure | 214 | ECMS Faculty Services | 42.96 | Peer Assist Centre - Benches | 3 | Specialist Teaching or Research Space Group | 310 | Laboratory - Computing - Open Access | INFORMAL-PRIM-I | Excellent | 14,243.39 | NO
North Terrace_NT21-Ingkarni Wardli_Ground Floor_G.26 _ Peer Assist Centre - Lounge | NT-NT21-GN-G.26 | NT21-GN-G.26-Peer Assist Centre - Lounge | North Terrace | NT | NT21 | Ingkarni Wardli | GN | Ground Floor | G.26 | 214 | ECMS Infrastructure | 214 | ECMS Faculty Services | 56.74 | Peer Assist Centre - Lounge | 3 | Specialist Teaching or Research Space Group | 310 | Laboratory - Computing - Open Access | INFORMAL-PRIM-C | Excellent | 18,812.15 | NO
North Terrace_NT21-Ingkarni Wardli_Ground Floor_G.28 _ Stair 6 | NT-NT21-GN-G.28 | NT21-GN-G.28-Stair 6 | North Terrace | NT | NT21 | Ingkarni Wardli | GN | Ground Floor | G.28 | 99939 | Unusable Spaces | 99939 | Unusable Spaces | 13.86 | Stair 6 | 8 | Non Useable Floor Area Space Group | 805 | Non-usable - Circulation space |  | Unknown | 0.00 | NO
North Terrace_NT21-Ingkarni Wardli_Ground Floor_G.29 _ Circ. | NT-NT21-GN-G.29 | NT21-GN-G.29-Circ. | North Terrace | NT | NT21 | Ingkarni Wardli | GN | Ground Floor | G.29 | 99939 | Unusable Spaces | 99939 | Unusable Spaces | 181.73 | Circ. | 8 | Non Useable Floor Area Space Group | 805 | Non-usable - Circulation space |  | Excellent | 0.00 | NO
North Terrace_NT21-Ingkarni Wardli_Ground Floor_G.29A _ FIP | NT-NT21-GN-G.29A | NT21-GN-G.29A-FIP | North Terrace | NT | NT21 | Ingkarni Wardli | GN | Ground Floor | G.29A | 99939 | Unusable Spaces | 99939 | Unusable Spaces | 1.54 | FIP | 8 | Non Useable Floor Area Space Group | 840 | Non-usable - Service riser |  | Unknown | 0.00 | NO
North Terrace_NT21-Ingkarni Wardli_Ground Floor_G.29B _ FHR | NT-NT21-GN-G.29B | NT21-GN-G.29B-FHR | North Terrace | NT | NT21 | Ingkarni Wardli | GN | Ground Floor | G.29B | 99939 | Unusable Spaces | 99939 | Unusable Spaces | 0.37 | FHR | 8 | Non Useable Floor Area Space Group | 840 | Non-usable - Service riser |  | Unknown | 0.00 | NO
North Terrace_NT21-Ingkarni Wardli_Ground Floor_G.29C _ Riser | NT-NT21-GN-G.29C | NT21-GN-G.29C-Riser | North Terrace | NT | NT21 | Ingkarni Wardli | GN | Ground Floor | G.29C | 99939 | Unusable Spaces | 99939 | Unusable Spaces | 0.25 | Riser | 8 | Non Useable Floor Area Space Group | 840 | Non-usable - Service riser |  | Unknown | 0.00 | NO
North Terrace_NT21-Ingkarni Wardli_Ground Floor_G.29D _ Informal Learning | NT-NT21-GN-G.29D | NT21-GN-G.29D-Informal Learning | North Terrace | NT | NT21 | Ingkarni Wardli | GN | Ground Floor | G.29D | 214 | ECMS Infrastructure | 214 | ECMS Faculty Services | 171.1 | Informal Learning | 5 | Library, IT and Learning Space Group | 517 | Informal Learning | INFORMAL-PRIM-S | Good | 40,621.71 | NO
North Terrace_NT21-Ingkarni Wardli_Ground Floor_G.29E _ Informal Learning | NT-NT21-GN-G.29E | NT21-GN-G.29E-Informal Learning | North Terrace | NT | NT21 | Ingkarni Wardli | GN | Ground Floor | G.29E | 214 | ECMS Infrastructure | 214 | ECMS Faculty Services | 90.24 | Informal Learning | 5 | Library, IT and Learning Space Group | 517 | Informal Learning | INFORMAL-PRIM-P | Good | 21,424.33 | NO
North Terrace_NT21-Ingkarni Wardli_Ground Floor_G.30A _ Store | NT-NT21-GN-G.30A | NT21-GN-G.30A-Store | North Terrace | NT | NT21 | Ingkarni Wardli | GN | Ground Floor | G.30A | 859 | Infrastructure Office | 859 | Infrastructure | 11.09 | Store | 4 | Ancillary Area Space Group | 419 | Ancillary Area - Store Room - Generic |  | Excellent | 2,432.83 | NO
North Terrace_NT21-Ingkarni Wardli_Ground Floor_G.31 _ Stair 6a | NT-NT21-GN-G.31 | NT21-GN-G.31-Stair 6a | North Terrace | NT | NT21 | Ingkarni Wardli | GN | Ground Floor | G.31 | 99939 | Unusable Spaces | 99939 | Unusable Spaces | 3.03 | Stair 6a | 8 | Non Useable Floor Area Space Group | 805 | Non-usable - Circulation space |  | Excellent | 0.00 | NO
North Terrace_NT21-Ingkarni Wardli_Ground Floor_G.32 _ Entry | NT-NT21-GN-G.32 | NT21-GN-G.32-Entry | North Terrace | NT | NT21 | Ingkarni Wardli | GN | Ground Floor | G.32 | 99939 | Unusable Spaces | 99939 | Unusable Spaces | 8.8 | Entry | 8 | Non Useable Floor Area Space Group | 805 | Non-usable - Circulation space |  | Excellent | 0.00 | NO
North Terrace_NT21-Ingkarni Wardli_Ground Floor_G.33 _ Entry | NT-NT21-GN-G.33 | NT21-GN-G.33-Entry | North Terrace | NT | NT21 | Ingkarni Wardli | GN | Ground Floor | G.33 | 99939 | Unusable Spaces | 99939 | Unusable Spaces | 16.12 | Entry | 8 | Non Useable Floor Area Space Group | 805 | Non-usable - Circulation space |  | Excellent | 0.00 | NO
North Terrace_NT21-Ingkarni Wardli_Ground Floor_G.40A _ Lift | NT-NT21-GN-G.40A | NT21-GN-G.40A-Lift | North Terrace | NT | NT21 | Ingkarni Wardli | GN | Ground Floor | G.40A | 99939 | Unusable Spaces | 99939 | Unusable Spaces | 4.43 | Lift | 8 | Non Useable Floor Area Space Group | 838 | Non-usable - Lift |  | Excellent | 0.00 | NO
North Terrace_NT21-Ingkarni Wardli_Ground Floor_G.40B _ Lift | NT-NT21-GN-G.40B | NT21-GN-G.40B-Lift | North Terrace | NT | NT21 | Ingkarni Wardli | GN | Ground Floor | G.40B | 99939 | Unusable Spaces | 99939 | Unusable Spaces | 4.43 | Lift | 8 | Non Useable Floor Area Space Group | 838 | Non-usable - Lift |  | Excellent | 0.00 | NO
North Terrace_NT21-Ingkarni Wardli_Ground Floor_G.40C _ Lift | NT-NT21-GN-G.40C | NT21-GN-G.40C-Lift | North Terrace | NT | NT21 | Ingkarni Wardli | GN | Ground Floor | G.40C | 99939 | Unusable Spaces | 99939 | Unusable Spaces | 4.43 | Lift | 8 | Non Useable Floor Area Space Group | 838 | Non-usable - Lift |  | Excellent | 0.00 | NO
North Terrace_NT21-Ingkarni Wardli_Ground Floor_G.40D _ Lift | NT-NT21-GN-G.40D | NT21-GN-G.40D-Lift | North Terrace | NT | NT21 | Ingkarni Wardli | GN | Ground Floor | G.40D | 99939 | Unusable Spaces | 99939 | Unusable Spaces | 4.43 | Lift | 8 | Non Useable Floor Area Space Group | 838 | Non-usable - Lift |  | Excellent | 0.00 | NO
North Terrace_NT22-Johnson_Basement_B0 _ Corr. | NT-NT22-01-B0 | NT22-01-B0-Corr. | North Terrace | NT | NT22 | Johnson | 01 | Basement | B0 | 99939 | Unusable Spaces | 99939 | Unusable Spaces | 6.11 | Corr. | 8 | Non Useable Floor Area Space Group | 805 | Non-usable - Circulation space |  | Unknown | 0.00 | NO
North Terrace_NT22-Johnson_Basement_B0A _ Stair | NT-NT22-01-B0A | NT22-01-B0A-Stair | North Terrace | NT | NT22 | Johnson | 01 | Basement | B0A | 99939 | Unusable Spaces | 99939 | Unusable Spaces | 4.19 | Stair | 8 | Non Useable Floor Area Space Group | 805 | Non-usable - Circulation space |  | Unknown | 0.00 | NO
North Terrace_NT22-Johnson_Basement_B1 _ Store Room 1 | NT-NT22-01-B1 | NT22-01-B1-Store Room 1 | North Terrace | NT | NT22 | Johnson | 01 | Basement | B1 | 284 | School of Physical Sciences | 284 | School of Physical Sciences | 46.28 | Store Room 1 | 4 | Ancillary Area Space Group | 419 | Ancillary Area - Store Room - Generic |  | Adequate | 6,906.47 | NO
North Terrace_NT22-Johnson_Basement_B2 _ Store Room 2 | NT-NT22-01-B2 | NT22-01-B2-Store Room 2 | North Terrace | NT | NT22 | Johnson | 01 | Basement | B2 | 284 | School of Physical Sciences | 284 | School of Physical Sciences | 10.02 | Store Room 2 | 4 | Ancillary Area Space Group | 419 | Ancillary Area - Store Room - Generic |  | Adequate | 1,495.31 | NO
North Terrace_NT22-Johnson_Basement_B3 _ Store Room 3 | NT-NT22-01-B3 | NT22-01-B3-Store Room 3 | North Terrace | NT | NT22 | Johnson | 01 | Basement | B3 | 284 | School of Physical Sciences | 284 | School of Physical Sciences | 5.73 | Store Room 3 | 4 | Ancillary Area Space Group | 419 | Ancillary Area - Store Room - Generic |  | Adequate | 855.10 | NO
North Terrace_NT22-Johnson_Basement_B4 _ Store Room 4 | NT-NT22-01-B4 | NT22-01-B4-Store Room 4 | North Terrace | NT | NT22 | Johnson | 01 | Basement | B4 | 284 | School of Physical Sciences | 284 | School of Physical Sciences | 47.23 | Store Room 4 | 4 | Ancillary Area Space Group | 419 | Ancillary Area - Store Room - Generic |  | Adequate | 7,048.24 | NO
North Terrace_NT22-Johnson_Basement_B4B _ VSR | NT-NT22-01-B4B | NT22-01-B4B-VSR | North Terrace | NT | NT22 | Johnson | 01 | Basement | B4B | 99939 | Unusable Spaces | 99939 | Unusable Spaces | 1.32 | VSR | 8 | Non Useable Floor Area Space Group | 840 | Non-usable - Service riser |  | Unknown | 0.00 | NO
North Terrace_NT22-Johnson_Basement_B5 _ Store Room 5 | NT-NT22-01-B5 | NT22-01-B5-Store Room 5 | North Terrace | NT | NT22 | Johnson | 01 | Basement | B5 | 284 | School of Physical Sciences | 284 | School of Physical Sciences | 22.21 | Store Room 5 | 4 | Ancillary Area Space Group | 419 | Ancillary Area - Store Room - Generic |  | Adequate | 3,314.45 | NO
North Terrace_NT22-Johnson_Ground Floor_G00 _ Verandah (UCA) | NT-NT22-02-G00 | NT22-02-G00-Verandah (UCA) | North Terrace | NT | NT22 | Johnson | 02 | Ground Floor | G00 | 99939 | Unusable Spaces | 99939 | Unusable Spaces | 86.65 | Verandah (UCA) | 8 | Non Useable Floor Area Space Group | 839 | Non-usable - Verandah/Balcony |  | Adequate | 0.00 | NO
North Terrace_NT22-Johnson_Ground Floor_G01 _ Centre for Advanced Nanomaterial | NT-NT22-02-G01 | NT22-02-G01-Centre for Advanced Nanomaterial | North Terrace | NT | NT22 | Johnson | 02 | Ground Floor | G01 | 284 | School of Physical Sciences | 284 | School of Physical Sciences | 90.58 | Centre for Advanced Nanomaterial | 3 | Specialist Teaching or Research Space Group | 312 | Laboratory - Research Only |  | Adequate | 20,429.80 | NO
North Terrace_NT22-Johnson_Ground Floor_G01A _ Office - Research | NT-NT22-02-G01A | NT22-02-G01A-Office - Research | North Terrace | NT | NT22 | Johnson | 02 | Ground Floor | G01A | 284 | School of Physical Sciences | 284 | School of Physical Sciences | 10.47 | Office - Research | 1 | Office Space Group | 102 | Office - Research Staff |  | Adequate | 1,775.53 | NO
North Terrace_NT22-Johnson_Ground Floor_G02 _ Office | NT-NT22-02-G02 | NT22-02-G02-Office | North Terrace | NT | NT22 | Johnson | 02 | Ground Floor | G02 | 284 | School of Physical Sciences | 284 | School of Physical Sciences | 29.33 | Office | 1 | Office Space Group | 103 | Office - Research Students |  | Adequate | 4,973.84 | NO
North Terrace_NT22-Johnson_Ground Floor_G03 _ Corr. | NT-NT22-02-G03 | NT22-02-G03-Corr. | North Terrace | NT | NT22 | Johnson | 02 | Ground Floor | G03 | 99939 | Unusable Spaces | 99939 | Unusable Spaces | 15.82 | Corr. | 8 | Non Useable Floor Area Space Group | 805 | Non-usable - Circulation space |  | Unknown | 0.00 | NO
North Terrace_NT22-Johnson_Ground Floor_G04 _ Bragg Crystallography Facility | NT-NT22-02-G04 | NT22-02-G04-Bragg Crystallography Facility | North Terrace | NT | NT22 | Johnson | 02 | Ground Floor | G04 | 284 | School of Physical Sciences | 284 | School of Physical Sciences | 58.52 | Bragg Crystallography Facility | 3 | Specialist Teaching or Research Space Group | 312 | Laboratory - Research Only |  | Adequate | 13,198.85 | NO
North Terrace_NT22-Johnson_Ground Floor_G05 _ Office | NT-NT22-02-G05 | NT22-02-G05-Office | North Terrace | NT | NT22 | Johnson | 02 | Ground Floor | G05 | 284 | School of Physical Sciences | 284 | School of Physical Sciences | 33.37 | Office | 1 | Office Space Group | 103 | Office - Research Students |  | Adequate | 5,658.96 | NO
North Terrace_NT22-Johnson_Ground Floor_G06 _ Prep Room | NT-NT22-02-G06 | NT22-02-G06-Prep Room | North Terrace | NT | NT22 | Johnson | 02 | Ground Floor | G06 | 284 | School of Physical Sciences | 284 | School of Physical Sciences | 6.38 | Prep Room | 4 | Ancillary Area Space Group | 401 | Ancillary Area - Laboratory Service and Preparation |  | Adequate | 952.10 | NO
North Terrace_NT22-Johnson_Ground Floor_G07 _ Wet Area | NT-NT22-02-G07 | NT22-02-G07-Wet Area | North Terrace | NT | NT22 | Johnson | 02 | Ground Floor | G07 | 284 | School of Physical Sciences | 284 | School of Physical Sciences | 7.65 | Wet Area | 4 | Ancillary Area Space Group | 401 | Ancillary Area - Laboratory Service and Preparation |  | Adequate | 1,141.63 | NO
North Terrace_NT22-Johnson_Ground Floor_G08 _ Laboratory 11 | NT-NT22-02-G08 | NT22-02-G08-Laboratory 11 | North Terrace | NT | NT22 | Johnson | 02 | Ground Floor | G08 | 284 | School of Physical Sciences | 284 | School of Physical Sciences | 65.3 | Laboratory 11 | 3 | Specialist Teaching or Research Space Group | 306 | Laboratory - Scientific/Medical/Engineering - WET - Postgraduate/Research |  | Adequate | 14,728.04 | NO
North Terrace_NT22-Johnson_Ground Floor_G09 _ Write Up Room 11 | NT-NT22-02-G09 | NT22-02-G09-Write Up Room 11 | North Terrace | NT | NT22 | Johnson | 02 | Ground Floor | G09 | 284 | School of Physical Sciences | 284 | School of Physical Sciences | 29.04 | Write Up Room 11 | 1 | Office Space Group | 103 | Office - Research Students |  | Adequate | 4,924.67 | NO
North Terrace_NT22-Johnson_Ground Floor_G10 _ Write Up Room 12 | NT-NT22-02-G10 | NT22-02-G10-Write Up Room 12 | North Terrace | NT | NT22 | Johnson | 02 | Ground Floor | G10 | 284 | School of Physical Sciences | 284 | School of Physical Sciences | 30.91 | Write Up Room 12 | 1 | Office Space Group | 103 | Office - Research Students |  | Adequate | 5,241.78 | NO
North Terrace_NT22-Johnson_Ground Floor_G11 _ Laboratory 12 | NT-NT22-02-G11 | NT22-02-G11-Laboratory 12 | North Terrace | NT | NT22 | Johnson | 02 | Ground Floor | G11 | 284 | School of Physical Sciences | 284 | School of Physical Sciences | 106.2 | Laboratory 12 | 3 | Specialist Teaching or Research Space Group | 306 | Laboratory - Scientific/Medical/Engineering - WET - Postgraduate/Research |  | Adequate | 23,952.80 | NO
North Terrace_NT22-Johnson_Ground Floor_G12 _ Laboratory 13 | NT-NT22-02-G12 | NT22-02-G12-Laboratory 13 | North Terrace | NT | NT22 | Johnson | 02 | Ground Floor | G12 | 284 | School of Physical Sciences | 284 | School of Physical Sciences | 39.81 | Laboratory 13 | 3 | Specialist Teaching or Research Space Group | 307 | Laboratory - Scientific/Medical/Engineering - DRY - Postgraduate/Research |  | Adequate | 8,978.92 | NO
North Terrace_NT22-Johnson_Ground Floor_G13 _ Write Up Room | NT-NT22-02-G13 | NT22-02-G13-Write Up Room | North Terrace | NT | NT22 | Johnson | 02 | Ground Floor | G13 | 284 | School of Physical Sciences | 284 | School of Physical Sciences | 18.78 | Write Up Room | 1 | Office Space Group | 103 | Office - Research Students |  | Adequate | 3,184.75 | NO
North Terrace_NT22-Johnson_Ground Floor_G13A _ Corr. | NT-NT22-02-G13A | NT22-02-G13A-Corr. | North Terrace | NT | NT22 | Johnson | 02 | Ground Floor | G13A | 99939 | Unusable Spaces | 99939 | Unusable Spaces | 13.1 | Corr. | 8 | Non Useable Floor Area Space Group | 805 | Non-usable - Circulation space |  | Excellent | 0.00 | NO
North Terrace_NT22-Johnson_Ground Floor_G14 _ Laboratory | NT-NT22-02-G14 | NT22-02-G14-Laboratory | North Terrace | NT | NT22 | Johnson | 02 | Ground Floor | G14 | 284 | School of Physical Sciences | 284 | School of Physical Sciences | 76.86 | Laboratory | 3 | Specialist Teaching or Research Space Group | 307 | Laboratory - Scientific/Medical/Engineering - DRY - Postgraduate/Research |  | Adequate | 17,335.33 | NO
North Terrace_NT22-Johnson_Ground Floor_G15 _ Write-up Room | NT-NT22-02-G15 | NT22-02-G15-Write-up Room | North Terrace | NT | NT22 | Johnson | 02 | Ground Floor | G15 | 284 | School of Physical Sciences | 284 | School of Physical Sciences | 12.6 | Write-up Room | 4 | Ancillary Area Space Group | 419 | Ancillary Area - Store Room - Generic |  | Adequate | 1,880.33 | NO
North Terrace_NT22-Johnson_Ground Floor_G16 _ Laser Chemistry Laboratory 14 | NT-NT22-02-G16 | NT22-02-G16-Laser Chemistry Laboratory 14 | North Terrace | NT | NT22 | Johnson | 02 | Ground Floor | G16 | 284 | School of Physical Sciences | 284 | School of Physical Sciences | 84.59 | Laser Chemistry Laboratory 14 | 3 | Specialist Teaching or Research Space Group | 307 | Laboratory - Scientific/Medical/Engineering - DRY - Postgraduate/Research |  | Adequate | 19,078.79 | NO
North Terrace_NT22-Johnson_Ground Floor_G17 _ Write Up Room 14 | NT-NT22-02-G17 | NT22-02-G17-Write Up Room 14 | North Terrace | NT | NT22 | Johnson | 02 | Ground Floor | G17 | 284 | School of Physical Sciences | 284 | School of Physical Sciences | 22.23 | Write Up Room 14 | 1 | Office Space Group | 103 | Office - Research Students |  | Adequate | 3,769.81 | NO
North Terrace_NT22-Johnson_Ground Floor_G18 _ Play Area | NT-NT22-02-G18 | NT22-02-G18-Play Area | North Terrace | NT | NT22 | Johnson | 02 | Ground Floor | G18 | 99200 | Commercial - Adelaide Campus Childrens Centre | 859 | Infrastructure | 32.2 | Play Area | 6 | General Facility Space Group | 617 | General Facility - Child Care Facility |  | Adequate | 6,115.81 | NO
North Terrace_NT22-Johnson_Ground Floor_G20 _ Play Area | NT-NT22-02-G20 | NT22-02-G20-Play Area | North Terrace | NT | NT22 | Johnson | 02 | Ground Floor | G20 | 99200 | Commercial - Adelaide Campus Childrens Centre | 859 | Infrastructure | 68.08 | Play Area | 6 | General Facility Space Group | 617 | General Facility - Child Care Facility |  | Adequate | 12,930.57 | NO
North Terrace_NT22-Johnson_Ground Floor_G20A _ Store | NT-NT22-02-G20A | NT22-02-G20A-Store | North Terrace | NT | NT22 | Johnson | 02 | Ground Floor | G20A | 99200 | Commercial - Adelaide Campus Childrens Centre | 859 | Infrastructure | 12.92 | Store | 4 | Ancillary Area Space Group | 419 | Ancillary Area - Store Room - Generic |  | Adequate | 1,928.08 | NO
North Terrace_NT22-Johnson_Ground Floor_G21 _ Lobby | NT-NT22-02-G21 | NT22-02-G21-Lobby | North Terrace | NT | NT22 | Johnson | 02 | Ground Floor | G21 | 99200 | Commercial - Adelaide Campus Childrens Centre | 859 | Infrastructure | 10.79 | Lobby | 8 | Non Useable Floor Area Space Group | 805 | Non-usable - Circulation space |  | Adequate | 0.00 | NO
North Terrace_NT22-Johnson_Ground Floor_G22 _ WC | NT-NT22-02-G22 | NT22-02-G22-WC | North Terrace | NT | NT22 | Johnson | 02 | Ground Floor | G22 | 99939 | Unusable Spaces | 99939 | Unusable Spaces | 10.06 | WC | 8 | Non Useable Floor Area Space Group | 822 | Non-usable - Toilets/Amenities - Unisex |  | Unknown | 0.00 | NO
North Terrace_NT22-Johnson_Ground Floor_G23 _ Lobby | NT-NT22-02-G23 | NT22-02-G23-Lobby | North Terrace | NT | NT22 | Johnson | 02 | Ground Floor | G23 | 99200 | Commercial - Adelaide Campus Childrens Centre | 859 | Infrastructure | 13.02 | Lobby | 8 | Non Useable Floor Area Space Group | 805 | Non-usable - Circulation space |  | Adequate | 0.00 | NO
North Terrace_NT22-Johnson_Ground Floor_G24 _ Staff Room | NT-NT22-02-G24 | NT22-02-G24-Staff Room | North Terrace | NT | NT22 | Johnson | 02 | Ground Floor | G24 | 99200 | Commercial - Adelaide Campus Childrens Centre | 859 | Infrastructure | 9.08 | Staff Room | 6 | General Facility Space Group | 617 | General Facility - Child Care Facility |  | Adequate | 1,724.58 | NO
North Terrace_NT22-Johnson_Ground Floor_G25 _ Ldry | NT-NT22-02-G25 | NT22-02-G25-Ldry | North Terrace | NT | NT22 | Johnson | 02 | Ground Floor | G25 | 99200 | Commercial - Adelaide Campus Childrens Centre | 859 | Infrastructure | 5.49 | Ldry | 6 | General Facility Space Group | 624 | General Facility - Laundry |  | Adequate | 1,042.73 | NO
North Terrace_NT22-Johnson_Ground Floor_G26 _ Bathroom | NT-NT22-02-G26 | NT22-02-G26-Bathroom | North Terrace | NT | NT22 | Johnson | 02 | Ground Floor | G26 | 99200 | Commercial - Adelaide Campus Childrens Centre | 859 | Infrastructure | 3.24 | Bathroom | 6 | General Facility Space Group | 617 | General Facility - Child Care Facility |  | Adequate | 615.38 | NO
North Terrace_NT22-Johnson_Ground Floor_G28 _ Lobby | NT-NT22-02-G28 | NT22-02-G28-Lobby | North Terrace | NT | NT22 | Johnson | 02 | Ground Floor | G28 | 99939 | Unusable Spaces | 99939 | Unusable Spaces | 9.68 | Lobby | 8 | Non Useable Floor Area Space Group | 805 | Non-usable - Circulation space |  | Unknown | 0.00 | NO
North Terrace_NT22-Johnson_Ground Floor_G29 _ "Rennie Lecture Theatre" | NT-NT22-02-G29 | NT22-02-G29-"Rennie Lecture Theatre" | North Terrace | NT | NT22 | Johnson | 02 | Ground Floor | G29 | 99998 | Central Common Teaching Areas (In Use) | 952 | Corporate Services Division Admin | 232.36 | "Rennie Lecture Theatre" | 2 | Teaching Space Group | 202 | Lecture Theatre (> 100 seats) |  | Adequate | 48,073.01 | NO
North Terrace_NT22-Johnson_Ground Floor_G30 _ Lobby | NT-NT22-02-G30 | NT22-02-G30-Lobby | North Terrace | NT | NT22 | Johnson | 02 | Ground Floor | G30 | 99939 | Unusable Spaces | 99939 | Unusable Spaces | 35.9 | Lobby | 8 | Non Useable Floor Area Space Group | 805 | Non-usable - Circulation space |  | Unknown | 0.00 | NO
North Terrace_NT22-Johnson_Ground Floor_G30A _ Stair | NT-NT22-02-G30A | NT22-02-G30A-Stair | North Terrace | NT | NT22 | Johnson | 02 | Ground Floor | G30A | 99939 | Unusable Spaces | 99939 | Unusable Spaces | 6.67 | Stair | 8 | Non Useable Floor Area Space Group | 805 | Non-usable - Circulation space |  | Unknown | 0.00 | NO
North Terrace_NT22-Johnson_Ground Floor_G31 _ WC - F | NT-NT22-02-G31 | NT22-02-G31-WC - F | North Terrace | NT | NT22 | Johnson | 02 | Ground Floor | G31 | 99939 | Unusable Spaces | 99939 | Unusable Spaces | 11.2 | WC - F | 8 | Non Useable Floor Area Space Group | 820 | Non-usable - Toilets/Amenities - Female |  | Unknown | 0.00 | NO
North Terrace_NT22-Johnson_Ground Floor_G32 _ WC - M | NT-NT22-02-G32 | NT22-02-G32-WC - M | North Terrace | NT | NT22 | Johnson | 02 | Ground Floor | G32 | 99939 | Unusable Spaces | 99939 | Unusable Spaces | 10.28 | WC - M | 8 | Non Useable Floor Area Space Group | 821 | Non-usable - Toilets/Amenities - Male |  | Unknown | 0.00 | NO
North Terrace_NT22-Johnson_Ground Floor_G33 _ WC - M | NT-NT22-02-G33 | NT22-02-G33-WC - M | North Terrace | NT | NT22 | Johnson | 02 | Ground Floor | G33 | 99939 | Unusable Spaces | 99939 | Unusable Spaces | 10.9 | WC - M | 8 | Non Useable Floor Area Space Group | 821 | Non-usable - Toilets/Amenities - Male |  | Unknown | 0.00 | NO
North Terrace_NT22-Johnson_Ground Floor_G34 _ WC - F | NT-NT22-02-G34 | NT22-02-G34-WC - F | North Terrace | NT | NT22 | Johnson | 02 | Ground Floor | G34 | 99939 | Unusable Spaces | 99939 | Unusable Spaces | 12.23 | WC - F | 8 | Non Useable Floor Area Space Group | 820 | Non-usable - Toilets/Amenities - Female |  | Unknown | 0.00 | NO
North Terrace_NT22-Johnson_Ground Floor_G35 _ Entry | NT-NT22-02-G35 | NT22-02-G35-Entry | North Terrace | NT | NT22 | Johnson | 02 | Ground Floor | G35 | 99939 | Unusable Spaces | 99939 | Unusable Spaces | 5.89 | Entry | 8 | Non Useable Floor Area Space Group | 805 | Non-usable - Circulation space |  | Unknown | 0.00 | NO
North Terrace_NT22-Johnson_Ground Floor_G35A _ Stair | NT-NT22-02-G35A | NT22-02-G35A-Stair | North Terrace | NT | NT22 | Johnson | 02 | Ground Floor | G35A | 99939 | Unusable Spaces | 99939 | Unusable Spaces | 1.72 | Stair | 8 | Non Useable Floor Area Space Group | 805 | Non-usable - Circulation space |  | Unknown | 0.00 | NO
North Terrace_NT22-Johnson_Ground Floor_G36 _ Cleaner Store | NT-NT22-02-G36 | NT22-02-G36-Cleaner Store | North Terrace | NT | NT22 | Johnson | 02 | Ground Floor | G36 | 99939 | Unusable Spaces | 99939 | Unusable Spaces | 4.07 | Cleaner Store | 8 | Non Useable Floor Area Space Group | 806 | Non-usable - Cleaners room |  | Unknown | 0.00 | NO
North Terrace_NT22-Johnson_Ground Floor_G37 _ Lobby | NT-NT22-02-G37 | NT22-02-G37-Lobby | North Terrace | NT | NT22 | Johnson | 02 | Ground Floor | G37 | 99939 | Unusable Spaces | 99939 | Unusable Spaces | 24.18 | Lobby | 8 | Non Useable Floor Area Space Group | 805 | Non-usable - Circulation space |  | Unknown | 0.00 | NO
North Terrace_NT22-Johnson_Ground Floor_G37A _ Lift Lobby | NT-NT22-02-G37A | NT22-02-G37A-Lift Lobby | North Terrace | NT | NT22 | Johnson | 02 | Ground Floor | G37A | 99939 | Unusable Spaces | 99939 | Unusable Spaces | 5.1 | Lift Lobby | 8 | Non Useable Floor Area Space Group | 805 | Non-usable - Circulation space |  | Unknown | 0.00 | NO
North Terrace_NT22-Johnson_Ground Floor_G37B _ Stair | NT-NT22-02-G37B | NT22-02-G37B-Stair | North Terrace | NT | NT22 | Johnson | 02 | Ground Floor | G37B | 99939 | Unusable Spaces | 99939 | Unusable Spaces | 2.98 | Stair | 8 | Non Useable Floor Area Space Group | 805 | Non-usable - Circulation space |  | Unknown | 0.00 | NO
North Terrace_NT22-Johnson_Ground Floor_G37C _ Lift | NT-NT22-02-G37C | NT22-02-G37C-Lift | North Terrace | NT | NT22 | Johnson | 02 | Ground Floor | G37C | 99939 | Unusable Spaces | 99939 | Unusable Spaces | 3.88 | Lift | 8 | Non Useable Floor Area Space Group | 838 | Non-usable - Lift |  | Unknown | 0.00 | NO
North Terrace_NT22-Johnson_Ground Floor_G38 _ Office - Honours & PG Write Up | NT-NT22-02-G38 | NT22-02-G38-Office - Honours & PG Write Up | North Terrace | NT | NT22 | Johnson | 02 | Ground Floor | G38 | 284 | School of Physical Sciences | 284 | School of Physical Sciences | 20.6 | Office - Honours & PG Write Up | 1 | Office Space Group | 103 | Office - Research Students |  | Adequate | 3,493.39 | NO
North Terrace_NT22-Johnson_Ground Floor_G38A _ VSR | NT-NT22-02-G38A | NT22-02-G38A-VSR | North Terrace | NT | NT22 | Johnson | 02 | Ground Floor | G38A | 99939 | Unusable Spaces | 99939 | Unusable Spaces | 1.6 | VSR | 8 | Non Useable Floor Area Space Group | 840 | Non-usable - Service riser |  | Unknown | 0.00 | NO
North Terrace_NT22-Johnson_Ground Floor_G39 _ Prep Room | NT-NT22-02-G39 | NT22-02-G39-Prep Room | North Terrace | NT | NT22 | Johnson | 02 | Ground Floor | G39 | 284 | School of Physical Sciences | 284 | School of Physical Sciences | 17.17 | Prep Room | 4 | Ancillary Area Space Group | 401 | Ancillary Area - Laboratory Service and Preparation |  | Adequate | 2,562.32 | NO
North Terrace_NT22-Johnson_Ground Floor_G40 _ Workshop | NT-NT22-02-G40 | NT22-02-G40-Workshop | North Terrace | NT | NT22 | Johnson | 02 | Ground Floor | G40 | 284 | School of Physical Sciences | 284 | School of Physical Sciences | 36.09 | Workshop | 4 | Ancillary Area Space Group | 401 | Ancillary Area - Laboratory Service and Preparation |  | Adequate | 5,385.79 | NO
North Terrace_NT22-Johnson_Ground Floor_G41 _ Prep Room | NT-NT22-02-G41 | NT22-02-G41-Prep Room | North Terrace | NT | NT22 | Johnson | 02 | Ground Floor | G41 | 284 | School of Physical Sciences | 284 | School of Physical Sciences | 6.74 | Prep Room | 4 | Ancillary Area Space Group | 401 | Ancillary Area - Laboratory Service and Preparation |  | Adequate | 1,005.83 | NO
North Terrace_NT22-Johnson_Ground Floor_G42 _ Switchboard - Elec | NT-NT22-02-G42 | NT22-02-G42-Switchboard - Elec | North Terrace | NT | NT22 | Johnson | 02 | Ground Floor | G42 | 99939 | Unusable Spaces | 99939 | Unusable Spaces | 7.05 | Switchboard - Elec | 8 | Non Useable Floor Area Space Group | 815 | Non-usable - Switch room |  | Unknown | 0.00 | NO
North Terrace_NT22-Johnson_Ground Floor_G43 _ Corr. | NT-NT22-02-G43 | NT22-02-G43-Corr. | North Terrace | NT | NT22 | Johnson | 02 | Ground Floor | G43 | 99939 | Unusable Spaces | 99939 | Unusable Spaces | 21.68 | Corr. | 8 | Non Useable Floor Area Space Group | 805 | Non-usable - Circulation space |  | Unknown | 0.00 | NO
North Terrace_NT22-Johnson_Ground Floor_G43A _ Corr. | NT-NT22-02-G43A | NT22-02-G43A-Corr. | North Terrace | NT | NT22 | Johnson | 02 | Ground Floor | G43A | 99939 | Unusable Spaces | 99939 | Unusable Spaces | 14.45 | Corr. | 8 | Non Useable Floor Area Space Group | 805 | Non-usable - Circulation space |  | Unknown | 0.00 | NO
North Terrace_NT22-Johnson_Ground Floor_G44 _ Lobby | NT-NT22-02-G44 | NT22-02-G44-Lobby | North Terrace | NT | NT22 | Johnson | 02 | Ground Floor | G44 | 99939 | Unusable Spaces | 99939 | Unusable Spaces | 13.41 | Lobby | 8 | Non Useable Floor Area Space Group | 805 | Non-usable - Circulation space |  | Unknown | 0.00 | NO
North Terrace_NT22-Johnson_Ground Floor_G44B _ Stair | NT-NT22-02-G44B | NT22-02-G44B-Stair | North Terrace | NT | NT22 | Johnson | 02 | Ground Floor | G44B | 99939 | Unusable Spaces | 99939 | Unusable Spaces | 4.25 | Stair | 8 | Non Useable Floor Area Space Group | 805 | Non-usable - Circulation space |  | Unknown | 0.00 | NO
North Terrace_NT22-Johnson_Ground Floor_G45 _ Comms | NT-NT22-02-G45 | NT22-02-G45-Comms | North Terrace | NT | NT22 | Johnson | 02 | Ground Floor | G45 | 99939 | Unusable Spaces | 99939 | Unusable Spaces | 4.02 | Comms | 8 | Non Useable Floor Area Space Group | 812 | Non-usable - Comms/network system/Telephone/PABX |  | Adequate | 0.00 | NO
North Terrace_NT22-Johnson_Ground Floor_G46 _ Comms | NT-NT22-02-G46 | NT22-02-G46-Comms | North Terrace | NT | NT22 | Johnson | 02 | Ground Floor | G46 | 850 | ITDS Branch Central Costs | 869 | Information Technology and Digital Services | 6.02 | Comms | 8 | Non Useable Floor Area Space Group | 812 | Non-usable - Comms/network system/Telephone/PABX |  | Adequate | 0.00 | NO
North Terrace_NT22-Johnson_Ground Floor_G47 _ WC - U - Access (LH) | NT-NT22-02-G47 | NT22-02-G47-WC - U - Access (LH) | North Terrace | NT | NT22 | Johnson | 02 | Ground Floor | G47 | 99939 | Unusable Spaces | 99939 | Unusable Spaces | 3.65 | WC - U - Access (LH) | 8 | Non Useable Floor Area Space Group | 818 | Non-usable - Toilets/Amenities - Unisex Accessible |  | Unknown | 0.00 | NO
North Terrace_NT22-Johnson_First Floor_101 _ Write Up 9 | NT-NT22-03-101 | NT22-03-101-Write Up 9 | North Terrace | NT | NT22 | Johnson | 03 | First Floor | 101 | 284 | School of Physical Sciences | 284 | School of Physical Sciences | 22.29 | Write Up 9 | 1 | Office Space Group | 103 | Office - Research Students |  | Adequate | 3,779.99 | NO
North Terrace_NT22-Johnson_First Floor_102 _ Research Laboratory 9 | NT-NT22-03-102 | NT22-03-102-Research Laboratory 9 | North Terrace | NT | NT22 | Johnson | 03 | First Floor | 102 | 284 | School of Physical Sciences | 284 | School of Physical Sciences | 70.4 | Research Laboratory 9 | 3 | Specialist Teaching or Research Space Group | 312 | Laboratory - Research Only |  | Adequate | 15,878.31 | NO
North Terrace_NT22-Johnson_First Floor_103 _ Research Laboratory 10 | NT-NT22-03-103 | NT22-03-103-Research Laboratory 10 | North Terrace | NT | NT22 | Johnson | 03 | First Floor | 103 | 284 | School of Physical Sciences | 284 | School of Physical Sciences | 80.73 | Research Laboratory 10 | 3 | Specialist Teaching or Research Space Group | 312 | Laboratory - Research Only |  | Adequate | 18,208.19 | NO
North Terrace_NT22-Johnson_First Floor_104 _ Write Up 10 | NT-NT22-03-104 | NT22-03-104-Write Up 10 | North Terrace | NT | NT22 | Johnson | 03 | First Floor | 104 | 284 | School of Physical Sciences | 284 | School of Physical Sciences | 28.02 | Write Up 10 | 1 | Office Space Group | 103 | Office - Research Students |  | Adequate | 4,751.69 | NO
North Terrace_NT22-Johnson_First Floor_105 _ Balance Room | NT-NT22-03-105 | NT22-03-105-Balance Room | North Terrace | NT | NT22 | Johnson | 03 | First Floor | 105 | 284 | School of Physical Sciences | 284 | School of Physical Sciences | 30.07 | Balance Room | 4 | Ancillary Area Space Group | 401 | Ancillary Area - Laboratory Service and Preparation |  | Excellent | 6,596.50 | NO
North Terrace_NT22-Johnson_First Floor_106 _ Laboratory - 1st Year | NT-NT22-03-106 | NT22-03-106-Laboratory - 1st Year | North Terrace | NT | NT22 | Johnson | 03 | First Floor | 106 | 284 | School of Physical Sciences | 284 | School of Physical Sciences | 349.32 | Laboratory - 1st Year | 3 | Specialist Teaching or Research Space Group | 300 | Laboratory - Specialist teaching and research - type not defined |  | Excellent | 115,817.06 | NO
North Terrace_NT22-Johnson_First Floor_106A _ Stair | NT-NT22-03-106A | NT22-03-106A-Stair | North Terrace | NT | NT22 | Johnson | 03 | First Floor | 106A | 99939 | Unusable Spaces | 99939 | Unusable Spaces | 17.6 | Stair | 8 | Non Useable Floor Area Space Group | 805 | Non-usable - Circulation space |  | Unknown | 0.00 | NO
North Terrace_NT22-Johnson_First Floor_106B _ Lockers | NT-NT22-03-106B | NT22-03-106B-Lockers | North Terrace | NT | NT22 | Johnson | 03 | First Floor | 106B | 284 | School of Physical Sciences | 284 | School of Physical Sciences | 16.63 | Lockers | 4 | Ancillary Area Space Group | 416 | Ancillary Area - Locker Storage/Room |  | Excellent | 3,648.15 | NO
North Terrace_NT22-Johnson_First Floor_107 _ Store | NT-NT22-03-107 | NT22-03-107-Store | North Terrace | NT | NT22 | Johnson | 03 | First Floor | 107 | 284 | School of Physical Sciences | 284 | School of Physical Sciences | 39.46 | Store | 4 | Ancillary Area Space Group | 419 | Ancillary Area - Store Room - Generic |  | Excellent | 8,656.40 | NO
North Terrace_NT22-Johnson_First Floor_108 _ Store | NT-NT22-03-108 | NT22-03-108-Store | North Terrace | NT | NT22 | Johnson | 03 | First Floor | 108 | 284 | School of Physical Sciences | 284 | School of Physical Sciences | 10.16 | Store | 4 | Ancillary Area Space Group | 419 | Ancillary Area - Store Room - Generic |  | Excellent | 2,228.81 | NO
North Terrace_NT22-Johnson_First Floor_109 _ Store/Utility | NT-NT22-03-109 | NT22-03-109-Store/Utility | North Terrace | NT | NT22 | Johnson | 03 | First Floor | 109 | 284 | School of Physical Sciences | 284 | School of Physical Sciences | 9.09 | Store/Utility | 6 | General Facility Space Group | 603 | General Facility - Resource room |  | Adequate | 1,726.48 | NO
North Terrace_NT22-Johnson_First Floor_110 _ Office | NT-NT22-03-110 | NT22-03-110-Office | North Terrace | NT | NT22 | Johnson | 03 | First Floor | 110 | 121 | Sciences Faculty Office | 121 | Sciences Faculty Administration | 7.92 | Office | 1 | Office Space Group | 111 | Open Plan - Specific type not defined |  | Adequate | 1,343.09 | NO
North Terrace_NT22-Johnson_First Floor_111 _ Computer Suite | NT-NT22-03-111 | NT22-03-111-Computer Suite | North Terrace | NT | NT22 | Johnson | 03 | First Floor | 111 | 284 | School of Physical Sciences | 284 | School of Physical Sciences | 88.03 | Computer Suite | 3 | Specialist Teaching or Research Space Group | 310 | Laboratory - Computing - Open Access |  | Adequate | 19,854.66 | NO
North Terrace_NT22-Johnson_First Floor_112 _ Computer Suite | NT-NT22-03-112 | NT22-03-112-Computer Suite | North Terrace | NT | NT22 | Johnson | 03 | First Floor | 112 | 284 | School of Physical Sciences | 284 | School of Physical Sciences | 21.07 | Computer Suite | 3 | Specialist Teaching or Research Space Group | 310 | Laboratory - Computing - Open Access |  | Excellent | 6,985.76 | NO
North Terrace_NT22-Johnson_First Floor_113 _ Laboratory - Physical Chemistry | NT-NT22-03-113 | NT22-03-113-Laboratory - Physical Chemistry | North Terrace | NT | NT22 | Johnson | 03 | First Floor | 113 | 284 | School of Physical Sciences | 284 | School of Physical Sciences | 329.47 | Laboratory - Physical Chemistry | 3 | Specialist Teaching or Research Space Group | 301 | Laboratory - Scientific/Medical/Engineering - WET - Undergraduate |  | Excellent | 109,235.79 | NO
North Terrace_NT22-Johnson_First Floor_113A _ VSR | NT-NT22-03-113A | NT22-03-113A-VSR | North Terrace | NT | NT22 | Johnson | 03 | First Floor | 113A | 99939 | Unusable Spaces | 99939 | Unusable Spaces | 0.6 | VSR | 8 | Non Useable Floor Area Space Group | 840 | Non-usable - Service riser |  | Unknown | 0.00 | NO
North Terrace_NT22-Johnson_First Floor_114 _ Laboratory - Laser | NT-NT22-03-114 | NT22-03-114-Laboratory - Laser | North Terrace | NT | NT22 | Johnson | 03 | First Floor | 114 | 284 | School of Physical Sciences | 284 | School of Physical Sciences | 18.61 | Laboratory - Laser | 3 | Specialist Teaching or Research Space Group | 302 | Laboratory - Scientific/Medical/Engineering - DRY - Undergraduate |  | Excellent | 6,170.15 | NO
North Terrace_NT22-Johnson_First Floor_115 _ Locker / Wash | NT-NT22-03-115 | NT22-03-115-Locker / Wash | North Terrace | NT | NT22 | Johnson | 03 | First Floor | 115 | 284 | School of Physical Sciences | 284 | School of Physical Sciences | 16.21 | Locker / Wash | 4 | Ancillary Area Space Group | 401 | Ancillary Area - Laboratory Service and Preparation |  | Excellent | 3,556.01 | NO
North Terrace_NT22-Johnson_First Floor_116 _ Chemisrty Resource Cente | NT-NT22-03-116 | NT22-03-116-Chemisrty Resource Cente | North Terrace | NT | NT22 | Johnson | 03 | First Floor | 116 | 284 | School of Physical Sciences | 284 | School of Physical Sciences | 52.94 | Chemisrty Resource Cente | 6 | General Facility Space Group | 606 | General Facility - Common Room Student access |  | Excellent | 14,780.85 | NO
North Terrace_NT22-Johnson_First Floor_117 _ Waiting | NT-NT22-03-117 | NT22-03-117-Waiting | North Terrace | NT | NT22 | Johnson | 03 | First Floor | 117 | 284 | School of Physical Sciences | 284 | School of Physical Sciences | 21.13 | Waiting | 5 | Library, IT and Learning Space Group | 517 | Informal Learning |  | Excellent | 5,899.50 | NO
North Terrace_NT22-Johnson_First Floor_117A _ Quite Room | NT-NT22-03-117A | NT22-03-117A-Quite Room | North Terrace | NT | NT22 | Johnson | 03 | First Floor | 117A | 284 | School of Physical Sciences | 284 | School of Physical Sciences | 4.34 | Quite Room | 5 | Library, IT and Learning Space Group | 517 | Informal Learning |  | Excellent | 1,211.73 | NO
North Terrace_NT22-Johnson_First Floor_118 _ Office - Open Plan | NT-NT22-03-118 | NT22-03-118-Office - Open Plan | North Terrace | NT | NT22 | Johnson | 03 | First Floor | 118 | 284 | School of Physical Sciences | 284 | School of Physical Sciences | 30.36 | Office - Open Plan | 1 | Office Space Group | 111 | Open Plan - Specific type not defined |  | Excellent | 7,568.32 | NO
North Terrace_NT22-Johnson_First Floor_120A _ VSR | NT-NT22-03-120A | NT22-03-120A-VSR | North Terrace | NT | NT22 | Johnson | 03 | First Floor | 120A | 99939 | Unusable Spaces | 99939 | Unusable Spaces | 0.41 | VSR | 8 | Non Useable Floor Area Space Group | 840 | Non-usable - Service riser |  | Unknown | 0.00 | NO
North Terrace_NT22-Johnson_First Floor_120B _ VSR | NT-NT22-03-120B | NT22-03-120B-VSR | North Terrace | NT | NT22 | Johnson | 03 | First Floor | 120B | 99939 | Unusable Spaces | 99939 | Unusable Spaces | 0.4 | VSR | 8 | Non Useable Floor Area Space Group | 840 | Non-usable - Service riser |  | Unknown | 0.00 | NO
North Terrace_NT22-Johnson_First Floor_121 _ Foyer | NT-NT22-03-121 | NT22-03-121-Foyer | North Terrace | NT | NT22 | Johnson | 03 | First Floor | 121 | 99939 | Unusable Spaces | 99939 | Unusable Spaces | 14.68 | Foyer | 8 | Non Useable Floor Area Space Group | 805 | Non-usable - Circulation space |  | Unknown | 0.00 | NO
North Terrace_NT22-Johnson_First Floor_122 _ Lobby | NT-NT22-03-122 | NT22-03-122-Lobby | North Terrace | NT | NT22 | Johnson | 03 | First Floor | 122 | 99939 | Unusable Spaces | 99939 | Unusable Spaces | 7.4 | Lobby | 8 | Non Useable Floor Area Space Group | 805 | Non-usable - Circulation space |  | Unknown | 0.00 | NO
North Terrace_NT22-Johnson_First Floor_122A _ Stair | NT-NT22-03-122A | NT22-03-122A-Stair | North Terrace | NT | NT22 | Johnson | 03 | First Floor | 122A | 99939 | Unusable Spaces | 99939 | Unusable Spaces | 12.58 | Stair | 8 | Non Useable Floor Area Space Group | 805 | Non-usable - Circulation space |  | Excellent | 0.00 | NO
North Terrace_NT22-Johnson_First Floor_122B _ Corr. | NT-NT22-03-122B | NT22-03-122B-Corr. | North Terrace | NT | NT22 | Johnson | 03 | First Floor | 122B | 99939 | Unusable Spaces | 99939 | Unusable Spaces | 28.09 | Corr. | 8 | Non Useable Floor Area Space Group | 805 | Non-usable - Circulation space |  | Excellent | 0.00 | NO
North Terrace_NT22-Johnson_First Floor_122D _ Corr. | NT-NT22-03-122D | NT22-03-122D-Corr. | North Terrace | NT | NT22 | Johnson | 03 | First Floor | 122D | 99939 | Unusable Spaces | 99939 | Unusable Spaces | 8.91 | Corr. | 8 | Non Useable Floor Area Space Group | 805 | Non-usable - Circulation space |  | Excellent | 0.00 | NO
North Terrace_NT22-Johnson_First Floor_122E _ Corr. | NT-NT22-03-122E | NT22-03-122E-Corr. | North Terrace | NT | NT22 | Johnson | 03 | First Floor | 122E | 99939 | Unusable Spaces | 99939 | Unusable Spaces | 9.9 | Corr. | 8 | Non Useable Floor Area Space Group | 805 | Non-usable - Circulation space |  | Excellent | 0.00 | NO
North Terrace_NT22-Johnson_First Floor_122F _ Corr. | NT-NT22-03-122F | NT22-03-122F-Corr. | North Terrace | NT | NT22 | Johnson | 03 | First Floor | 122F | 99939 | Unusable Spaces | 99939 | Unusable Spaces | 20.47 | Corr. | 8 | Non Useable Floor Area Space Group | 805 | Non-usable - Circulation space |  | Excellent | 0.00 | NO
North Terrace_NT22-Johnson_First Floor_123 _ Lift Motor Room | NT-NT22-03-123 | NT22-03-123-Lift Motor Room | North Terrace | NT | NT22 | Johnson | 03 | First Floor | 123 | 99939 | Unusable Spaces | 99939 | Unusable Spaces | 3.89 | Lift Motor Room | 8 | Non Useable Floor Area Space Group | 838 | Non-usable - Lift |  | Unknown | 0.00 | NO
North Terrace_NT22-Johnson_First Floor_124A _ VSR | NT-NT22-03-124A | NT22-03-124A-VSR | North Terrace | NT | NT22 | Johnson | 03 | First Floor | 124A | 99939 | Unusable Spaces | 99939 | Unusable Spaces | 1.7 | VSR | 8 | Non Useable Floor Area Space Group | 840 | Non-usable - Service riser |  | Unknown | 0.00 | NO
North Terrace_NT22-Johnson_First Floor_127 _ Foyer | NT-NT22-03-127 | NT22-03-127-Foyer | North Terrace | NT | NT22 | Johnson | 03 | First Floor | 127 | 99939 | Unusable Spaces | 99939 | Unusable Spaces | 11.81 | Foyer | 8 | Non Useable Floor Area Space Group | 805 | Non-usable - Circulation space |  | Unknown | 0.00 | NO
North Terrace_NT22-Johnson_First Floor_127A _ Vertical | NT-NT22-03-127A | NT22-03-127A-Vertical | North Terrace | NT | NT22 | Johnson | 03 | First Floor | 127A | 99939 | Unusable Spaces | 99939 | Unusable Spaces | 9.86 | Vertical | 8 | Non Useable Floor Area Space Group | 805 | Non-usable - Circulation space |  | Unknown | 0.00 | NO
North Terrace_NT22-Johnson_First Floor_128 _ Corr. | NT-NT22-03-128 | NT22-03-128-Corr. | North Terrace | NT | NT22 | Johnson | 03 | First Floor | 128 | 99939 | Unusable Spaces | 99939 | Unusable Spaces | 21.5 | Corr. | 8 | Non Useable Floor Area Space Group | 805 | Non-usable - Circulation space |  | Unknown | 0.00 | NO
North Terrace_NT22-Johnson_First Floor_129 _ Cleaner | NT-NT22-03-129 | NT22-03-129-Cleaner | North Terrace | NT | NT22 | Johnson | 03 | First Floor | 129 | 99939 | Unusable Spaces | 99939 | Unusable Spaces | 6.12 | Cleaner | 8 | Non Useable Floor Area Space Group | 806 | Non-usable - Cleaners room |  | Unknown | 0.00 | NO
North Terrace_NT22-Johnson_Roof Level_200 _ Stair | NT-NT22-04-200 | NT22-04-200-Stair | North Terrace | NT | NT22 | Johnson | 04 | Roof Level | 200 | 99939 | Unusable Spaces | 99939 | Unusable Spaces | 14.83 | Stair | 8 | Non Useable Floor Area Space Group | 805 | Non-usable - Circulation space |  | Unknown | 0.00 | NO
North Terrace_NT22-Johnson_Roof Level_201 _ Platform | NT-NT22-04-201 | NT22-04-201-Platform | North Terrace | NT | NT22 | Johnson | 04 | Roof Level | 201 | 99939 | Unusable Spaces | 99939 | Unusable Spaces | 71.35 | Platform | 8 | Non Useable Floor Area Space Group | 805 | Non-usable - Circulation space |  | Unknown | 0.00 | NO
North Terrace_NT22-Johnson_Roof Level_201A _ Steps | NT-NT22-04-201A | NT22-04-201A-Steps | North Terrace | NT | NT22 | Johnson | 04 | Roof Level | 201A | 99939 | Unusable Spaces | 99939 | Unusable Spaces | 3.25 | Steps | 8 | Non Useable Floor Area Space Group | 805 | Non-usable - Circulation space |  | Unknown | 0.00 | NO
North Terrace_NT22-Johnson_Roof Level_202 _ Platform | NT-NT22-04-202 | NT22-04-202-Platform | North Terrace | NT | NT22 | Johnson | 04 | Roof Level | 202 | 99939 | Unusable Spaces | 99939 | Unusable Spaces | 44.87 | Platform | 8 | Non Useable Floor Area Space Group | 805 | Non-usable - Circulation space |  | Unknown | 0.00 | NO
North Terrace_NT22-Johnson_Roof Level_202A _ Catwalk | NT-NT22-04-202A | NT22-04-202A-Catwalk | North Terrace | NT | NT22 | Johnson | 04 | Roof Level | 202A | 99939 | Unusable Spaces | 99939 | Unusable Spaces | 5.07 | Catwalk | 8 | Non Useable Floor Area Space Group | 805 | Non-usable - Circulation space |  | Unknown | 0.00 | NO
North Terrace_NT22-Johnson_Roof Level_203 _ Platform | NT-NT22-04-203 | NT22-04-203-Platform | North Terrace | NT | NT22 | Johnson | 04 | Roof Level | 203 | 99939 | Unusable Spaces | 99939 | Unusable Spaces | 27.39 | Platform | 8 | Non Useable Floor Area Space Group | 805 | Non-usable - Circulation space |  | Unknown | 0.00 | NO
North Terrace_NT22-Johnson_Roof Level_204 _ Plantroom | NT-NT22-04-204 | NT22-04-204-Plantroom | North Terrace | NT | NT22 | Johnson | 04 | Roof Level | 204 | 99939 | Unusable Spaces | 99939 | Unusable Spaces | 9.64 | Plantroom | 8 | Non Useable Floor Area Space Group | 811 | Non-usable - Plant room other |  | Unknown | 0.00 | NO
North Terrace_NT22-Johnson_Roof Level_205 _ Platform | NT-NT22-04-205 | NT22-04-205-Platform | North Terrace | NT | NT22 | Johnson | 04 | Roof Level | 205 | 99939 | Unusable Spaces | 99939 | Unusable Spaces | 26.8 | Platform | 8 | Non Useable Floor Area Space Group | 805 | Non-usable - Circulation space |  | Unknown | 0.00 | NO
North Terrace_NT22-Johnson_Roof Level_205A _ Access - Catwalk | NT-NT22-04-205A | NT22-04-205A-Access - Catwalk | North Terrace | NT | NT22 | Johnson | 04 | Roof Level | 205A | 99939 | Unusable Spaces | 99939 | Unusable Spaces | 3.14 | Access - Catwalk | 8 | Non Useable Floor Area Space Group | 805 | Non-usable - Circulation space |  | Unknown | 0.00 | NO
North Terrace_NT22-Johnson_Roof Level_206 _ Catwalk | NT-NT22-04-206 | NT22-04-206-Catwalk | North Terrace | NT | NT22 | Johnson | 04 | Roof Level | 206 | 99939 | Unusable Spaces | 99939 | Unusable Spaces | 12.32 | Catwalk | 8 | Non Useable Floor Area Space Group | 805 | Non-usable - Circulation space |  | Unknown | 0.00 | NO
North Terrace_NT22-Johnson_Roof Level_207 _ Access Platform | NT-NT22-04-207 | NT22-04-207-Access Platform | North Terrace | NT | NT22 | Johnson | 04 | Roof Level | 207 | 99939 | Unusable Spaces | 99939 | Unusable Spaces | 49.97 | Access Platform | 8 | Non Useable Floor Area Space Group | 805 | Non-usable - Circulation space |  | Unknown | 0.00 | NO
North Terrace_NT23-Jordan_Basement_B01 _ Stair | NT-NT23-01-B01 | NT23-01-B01-Stair | North Terrace | NT | NT23 | Jordan | 01 | Basement | B01 | 99939 | Unusable Spaces | 99939 | Unusable Spaces | 2.47 | Stair | 8 | Non Useable Floor Area Space Group | 805 | Non-usable - Circulation space |  | Unknown | 0.00 | NO
North Terrace_NT23-Jordan_Basement_B02 _ Foyer | NT-NT23-01-B02 | NT23-01-B02-Foyer | North Terrace | NT | NT23 | Jordan | 01 | Basement | B02 | 99939 | Unusable Spaces | 99939 | Unusable Spaces | 20 | Foyer | 8 | Non Useable Floor Area Space Group | 805 | Non-usable - Circulation space |  | Unknown | 0.00 | NO
North Terrace_NT23-Jordan_Basement_B02A _ Lift Overrun | NT-NT23-01-B02A | NT23-01-B02A-Lift Overrun | North Terrace | NT | NT23 | Jordan | 01 | Basement | B02A | 99939 | Unusable Spaces | 99939 | Unusable Spaces | 9.58 | Lift Overrun | 8 | Non Useable Floor Area Space Group | 838 | Non-usable - Lift |  | Unknown | 0.00 | NO
North Terrace_NT23-Jordan_Basement_B03 _ Store Room | NT-NT23-01-B03 | NT23-01-B03-Store Room | North Terrace | NT | NT23 | Jordan | 01 | Basement | B03 | 99946 | Vacant not occupiable | 99939 | Unusable Spaces | 27.6 | Store Room | 4 | Ancillary Area Space Group | 419 | Ancillary Area - Store Room - Generic |  | Unknown | 0.00 | NO
North Terrace_NT23-Jordan_Basement_B04 _ Tank 4 | NT-NT23-01-B04 | NT23-01-B04-Tank 4 | North Terrace | NT | NT23 | Jordan | 01 | Basement | B04 | 99939 | Unusable Spaces | 99939 | Unusable Spaces | 28.63 | Tank 4 | 9 | Non Reportable Areas Space Group | 999 | Non-reportable - Not Elsewhere Classifiable |  | Unknown | 0.00 | NO
North Terrace_NT23-Jordan_Basement_B05 _ Tank 3 | NT-NT23-01-B05 | NT23-01-B05-Tank 3 | North Terrace | NT | NT23 | Jordan | 01 | Basement | B05 | 99939 | Unusable Spaces | 99939 | Unusable Spaces | 28.87 | Tank 3 | 9 | Non Reportable Areas Space Group | 999 | Non-reportable - Not Elsewhere Classifiable |  | Unknown | 0.00 | NO
North Terrace_NT23-Jordan_Basement_B06 _ Tank 2 | NT-NT23-01-B06 | NT23-01-B06-Tank 2 | North Terrace | NT | NT23 | Jordan | 01 | Basement | B06 | 99939 | Unusable Spaces | 99939 | Unusable Spaces | 28.87 | Tank 2 | 9 | Non Reportable Areas Space Group | 999 | Non-reportable - Not Elsewhere Classifiable |  | Unknown | 0.00 | NO
North Terrace_NT23-Jordan_Basement_B07 _ Tank 5 | NT-NT23-01-B07 | NT23-01-B07-Tank 5 | North Terrace | NT | NT23 | Jordan | 01 | Basement | B07 | 99946 | Vacant not occupiable | 99939 | Unusable Spaces | 10.05 | Tank 5 | 4 | Ancillary Area Space Group | 400 | Ancillary Area - Specific Type Not Defined |  | Unknown | 0.00 | NO
North Terrace_NT23-Jordan_Basement_B08 _ Tank 1 | NT-NT23-01-B08 | NT23-01-B08-Tank 1 | North Terrace | NT | NT23 | Jordan | 01 | Basement | B08 | 99946 | Vacant not occupiable | 99939 | Unusable Spaces | 17.77 | Tank 1 | 4 | Ancillary Area Space Group | 400 | Ancillary Area - Specific Type Not Defined |  | Unknown | 0.00 | NO
North Terrace_NT23-Jordan_Basement_B09 _ Store Room | NT-NT23-01-B09 | NT23-01-B09-Store Room | North Terrace | NT | NT23 | Jordan | 01 | Basement | B09 | 99946 | Vacant not occupiable | 99939 | Unusable Spaces | 27.6 | Store Room | 4 | Ancillary Area Space Group | 419 | Ancillary Area - Store Room - Generic |  | Unknown | 0.00 | NO
North Terrace_NT23-Jordan_Basement_B10 _ Foyer | NT-NT23-01-B10 | NT23-01-B10-Foyer | North Terrace | NT | NT23 | Jordan | 01 | Basement | B10 | 99939 | Unusable Spaces | 99939 | Unusable Spaces | 14.33 | Foyer | 8 | Non Useable Floor Area Space Group | 805 | Non-usable - Circulation space |  | Unknown | 0.00 | NO
North Terrace_NT23-Jordan_Basement_B11 _ Stair | NT-NT23-01-B11 | NT23-01-B11-Stair | North Terrace | NT | NT23 | Jordan | 01 | Basement | B11 | 99939 | Unusable Spaces | 99939 | Unusable Spaces | 2.74 | Stair | 8 | Non Useable Floor Area Space Group | 805 | Non-usable - Circulation space |  | Unknown | 0.00 | NO
North Terrace_NT23-Jordan_Basement_B12 _ Radioact Source (RRS) | NT-NT23-01-B12 | NT23-01-B12-Radioact Source (RRS) | North Terrace | NT | NT23 | Jordan | 01 | Basement | B12 | 99946 | Vacant not occupiable | 99939 | Unusable Spaces | 11.8 | Radioact Source (RRS) | 4 | Ancillary Area Space Group | 400 | Ancillary Area - Specific Type Not Defined |  | Unknown | 0.00 | NO
North Terrace_NT23-Jordan_Basement_B13 _ Store Room | NT-NT23-01-B13 | NT23-01-B13-Store Room | North Terrace | NT | NT23 | Jordan | 01 | Basement | B13 | 99946 | Vacant not occupiable | 99939 | Unusable Spaces | 30.68 | Store Room | 4 | Ancillary Area Space Group | 419 | Ancillary Area - Store Room - Generic |  | Unknown | 0.00 | NO
North Terrace_NT23-Jordan_Basement_B14 _ Store | NT-NT23-01-B14 | NT23-01-B14-Store | North Terrace | NT | NT23 | Jordan | 01 | Basement | B14 | 99996 | Vacant | 859 | Infrastructure | 30.68 | Store | 4 | Ancillary Area Space Group | 419 | Ancillary Area - Store Room - Generic |  | Barely Adequate | 4,395.31 | NO
North Terrace_NT23-Jordan_Basement_B15 _ Plumbers Store | NT-NT23-01-B15 | NT23-01-B15-Plumbers Store | North Terrace | NT | NT23 | Jordan | 01 | Basement | B15 | 99946 | Vacant not occupiable | 99939 | Unusable Spaces | 17 | Plumbers Store | 4 | Ancillary Area Space Group | 419 | Ancillary Area - Store Room - Generic |  | Unknown | 0.00 | NO
North Terrace_NT23-Jordan_Basement_B15A _ A/C Store | NT-NT23-01-B15A | NT23-01-B15A-A/C Store | North Terrace | NT | NT23 | Jordan | 01 | Basement | B15A | 99946 | Vacant not occupiable | 99939 | Unusable Spaces | 12.51 | A/C Store | 8 | Non Useable Floor Area Space Group | 800 | Non-usable - Specific type not defined |  | Barely Adequate | 0.00 | NO
North Terrace_NT23-Jordan_Basement_B15B _ Lift | NT-NT23-01-B15B | NT23-01-B15B-Lift | North Terrace | NT | NT23 | Jordan | 01 | Basement | B15B | 99939 | Unusable Spaces | 99939 | Unusable Spaces | 0.25 | Lift | 8 | Non Useable Floor Area Space Group | 838 | Non-usable - Lift |  | Unknown | 0.00 | NO
North Terrace_NT23-Jordan_Basement_B16 _ Lamp Store | NT-NT23-01-B16 | NT23-01-B16-Lamp Store | North Terrace | NT | NT23 | Jordan | 01 | Basement | B16 | 99946 | Vacant not occupiable | 99939 | Unusable Spaces | 17 | Lamp Store | 4 | Ancillary Area Space Group | 419 | Ancillary Area - Store Room - Generic |  | Unknown | 0.00 | NO
North Terrace_NT23-Jordan_Basement_B16A _ Store | NT-NT23-01-B16A | NT23-01-B16A-Store | North Terrace | NT | NT23 | Jordan | 01 | Basement | B16A | 99946 | Vacant not occupiable | 99939 | Unusable Spaces | 13.47 | Store | 4 | Ancillary Area Space Group | 419 | Ancillary Area - Store Room - Generic |  | Unknown | 0.00 | NO
North Terrace_NT23-Jordan_Ground Floor_1 _ Lift 01 | NT-NT23-02-1 | NT23-02-1-Lift 01 | North Terrace | NT | NT23 | Jordan | 02 | Ground Floor | 1 | 99939 | Unusable Spaces | 99939 | Unusable Spaces | 2.33 | Lift 01 | 8 | Non Useable Floor Area Space Group | 838 | Non-usable - Lift |  | Unknown | 0.00 | NO
North Terrace_NT23-Jordan_Ground Floor_2 _ Lift 02 | NT-NT23-02-2 | NT23-02-2-Lift 02 | North Terrace | NT | NT23 | Jordan | 02 | Ground Floor | 2 | 99939 | Unusable Spaces | 99939 | Unusable Spaces | 2.33 | Lift 02 | 8 | Non Useable Floor Area Space Group | 838 | Non-usable - Lift |  | Unknown | 0.00 | NO
North Terrace_NT23-Jordan_Ground Floor_G00 _ Entry | NT-NT23-02-G00 | NT23-02-G00-Entry | North Terrace | NT | NT23 | Jordan | 02 | Ground Floor | G00 | 99939 | Unusable Spaces | 99939 | Unusable Spaces | 16.19 | Entry | 8 | Non Useable Floor Area Space Group | 805 | Non-usable - Circulation space |  | Excellent | 0.00 | NO
North Terrace_NT23-Jordan_Ground Floor_G00B _ Stair | NT-NT23-02-G00B | NT23-02-G00B-Stair | North Terrace | NT | NT23 | Jordan | 02 | Ground Floor | G00B | 99939 | Unusable Spaces | 99939 | Unusable Spaces | 8.97 | Stair | 8 | Non Useable Floor Area Space Group | 805 | Non-usable - Circulation space |  | Unknown | 0.00 | NO
North Terrace_NT23-Jordan_Ground Floor_G00C _ Entry | NT-NT23-02-G00C | NT23-02-G00C-Entry | North Terrace | NT | NT23 | Jordan | 02 | Ground Floor | G00C | 99939 | Unusable Spaces | 99939 | Unusable Spaces | 9.6 | Entry | 8 | Non Useable Floor Area Space Group | 805 | Non-usable - Circulation space |  | Excellent | 0.00 | NO
North Terrace_NT23-Jordan_Ground Floor_G01 _ Circ. | NT-NT23-02-G01 | NT23-02-G01-Circ. | North Terrace | NT | NT23 | Jordan | 02 | Ground Floor | G01 | 99939 | Unusable Spaces | 99939 | Unusable Spaces | 61.06 | Circ. | 8 | Non Useable Floor Area Space Group | 805 | Non-usable - Circulation space |  | Excellent | 0.00 | NO
North Terrace_NT23-Jordan_Ground Floor_G01A _ Student Breakout | NT-NT23-02-G01A | NT23-02-G01A-Student Breakout | North Terrace | NT | NT23 | Jordan | 02 | Ground Floor | G01A | 99979 | Commercial - University Senior College | 859 | Infrastructure | 11.87 | Student Breakout | 5 | Library, IT and Learning Space Group | 517 | Informal Learning |  | Excellent | 3,314.10 | NO
North Terrace_NT23-Jordan_Ground Floor_G01AW _ Stair | NT-NT23-02-G01AW | NT23-02-G01AW-Stair | North Terrace | NT | NT23 | Jordan | 02 | Ground Floor | G01AW | 99939 | Unusable Spaces | 99939 | Unusable Spaces | 7.79 | Stair | 8 | Non Useable Floor Area Space Group | 805 | Non-usable - Circulation space |  | Unknown | 0.00 | NO
North Terrace_NT23-Jordan_Ground Floor_G01B _ Circ. | NT-NT23-02-G01B | NT23-02-G01B-Circ. | North Terrace | NT | NT23 | Jordan | 02 | Ground Floor | G01B | 99939 | Unusable Spaces | 99939 | Unusable Spaces | 21.48 | Circ. | 8 | Non Useable Floor Area Space Group | 805 | Non-usable - Circulation space |  | Excellent | 0.00 | NO
North Terrace_NT23-Jordan_Ground Floor_G01C _ Waiting Area | NT-NT23-02-G01C | NT23-02-G01C-Waiting Area | North Terrace | NT | NT23 | Jordan | 02 | Ground Floor | G01C | 99979 | Commercial - University Senior College | 859 | Infrastructure | 13.11 | Waiting Area | 5 | Library, IT and Learning Space Group | 517 | Informal Learning |  | Excellent | 3,660.31 | NO
North Terrace_NT23-Jordan_Ground Floor_G01D _ Circ. | NT-NT23-02-G01D | NT23-02-G01D-Circ. | North Terrace | NT | NT23 | Jordan | 02 | Ground Floor | G01D | 99939 | Unusable Spaces | 99939 | Unusable Spaces | 24.79 | Circ. | 8 | Non Useable Floor Area Space Group | 805 | Non-usable - Circulation space |  | Excellent | 0.00 | NO
North Terrace_NT23-Jordan_Ground Floor_G01F _ FHR | NT-NT23-02-G01F | NT23-02-G01F-FHR | North Terrace | NT | NT23 | Jordan | 02 | Ground Floor | G01F | 99939 | Unusable Spaces | 99939 | Unusable Spaces | 0.36 | FHR | 8 | Non Useable Floor Area Space Group | 840 | Non-usable - Service riser |  | Unknown | 0.00 | NO
North Terrace_NT23-Jordan_Ground Floor_G01G _ Store | NT-NT23-02-G01G | NT23-02-G01G-Store | North Terrace | NT | NT23 | Jordan | 02 | Ground Floor | G01G | 99979 | Commercial - University Senior College | 859 | Infrastructure | 1.57 | Store | 4 | Ancillary Area Space Group | 419 | Ancillary Area - Store Room - Generic |  | Excellent | 344.41 | NO
North Terrace_NT23-Jordan_Ground Floor_G01H _ Seating | NT-NT23-02-G01H | NT23-02-G01H-Seating | North Terrace | NT | NT23 | Jordan | 02 | Ground Floor | G01H | 99979 | Commercial - University Senior College | 859 | Infrastructure | 3.22 | Seating | 1 | Office Space Group | 119 | Informal Work Space |  | Excellent | 802.70 | NO
North Terrace_NT23-Jordan_Ground Floor_G01W _ Stair | NT-NT23-02-G01W | NT23-02-G01W-Stair | North Terrace | NT | NT23 | Jordan | 02 | Ground Floor | G01W | 99939 | Unusable Spaces | 99939 | Unusable Spaces | 2.06 | Stair | 8 | Non Useable Floor Area Space Group | 805 | Non-usable - Circulation space |  | Unknown | 0.00 | NO
North Terrace_NT23-Jordan_Ground Floor_G02 _ WC - U - Access (RH) | NT-NT23-02-G02 | NT23-02-G02-WC - U - Access (RH) | North Terrace | NT | NT23 | Jordan | 02 | Ground Floor | G02 | 99939 | Unusable Spaces | 99939 | Unusable Spaces | 5.69 | WC - U - Access (RH) | 8 | Non Useable Floor Area Space Group | 818 | Non-usable - Toilets/Amenities - Unisex Accessible |  | Excellent | 0.00 | NO
North Terrace_NT23-Jordan_Ground Floor_G03 _ WC - F | NT-NT23-02-G03 | NT23-02-G03-WC - F | North Terrace | NT | NT23 | Jordan | 02 | Ground Floor | G03 | 99939 | Unusable Spaces | 99939 | Unusable Spaces | 8.03 | WC - F | 8 | Non Useable Floor Area Space Group | 820 | Non-usable - Toilets/Amenities - Female |  | Excellent | 0.00 | NO
North Terrace_NT23-Jordan_Ground Floor_G04 _ WC - M | NT-NT23-02-G04 | NT23-02-G04-WC - M | North Terrace | NT | NT23 | Jordan | 02 | Ground Floor | G04 | 99939 | Unusable Spaces | 99939 | Unusable Spaces | 6.76 | WC - M | 8 | Non Useable Floor Area Space Group | 821 | Non-usable - Toilets/Amenities - Male |  | Excellent | 0.00 | NO
North Terrace_NT23-Jordan_Ground Floor_G04A _ A/L - M | NT-NT23-02-G04A | NT23-02-G04A-A/L - M | North Terrace | NT | NT23 | Jordan | 02 | Ground Floor | G04A | 99939 | Unusable Spaces | 99939 | Unusable Spaces | 1.52 | A/L - M | 8 | Non Useable Floor Area Space Group | 805 | Non-usable - Circulation space |  | Excellent | 0.00 | NO
North Terrace_NT23-Jordan_Ground Floor_G04B _ VSR | NT-NT23-02-G04B | NT23-02-G04B-VSR | North Terrace | NT | NT23 | Jordan | 02 | Ground Floor | G04B | 99939 | Unusable Spaces | 99939 | Unusable Spaces | 0.52 | VSR | 8 | Non Useable Floor Area Space Group | 840 | Non-usable - Service riser |  | Unknown | 0.00 | NO
North Terrace_NT23-Jordan_Ground Floor_G05 _ Reception | NT-NT23-02-G05 | NT23-02-G05-Reception | North Terrace | NT | NT23 | Jordan | 02 | Ground Floor | G05 | 99979 | Commercial - University Senior College | 859 | Infrastructure | 13.83 | Reception | 6 | General Facility Space Group | 603 | General Facility - Resource room |  | Excellent | 3,861.34 | NO
North Terrace_NT23-Jordan_Ground Floor_G05A _ Workstation | NT-NT23-02-G05A | NT23-02-G05A-Workstation | North Terrace | NT | NT23 | Jordan | 02 | Ground Floor | G05A | 99979 | Commercial - University Senior College | 859 | Infrastructure | 5.94 | Workstation | 1 | Office Space Group | 112 | Open Plan - Academic Staff |  | Excellent | 1,480.76 | NO
North Terrace_NT23-Jordan_Ground Floor_G05B _ Circ. | NT-NT23-02-G05B | NT23-02-G05B-Circ. | North Terrace | NT | NT23 | Jordan | 02 | Ground Floor | G05B | 99939 | Unusable Spaces | 99939 | Unusable Spaces | 16.89 | Circ. | 8 | Non Useable Floor Area Space Group | 805 | Non-usable - Circulation space |  | Excellent | 0.00 | NO
North Terrace_NT23-Jordan_Ground Floor_G05C _ Photocopy | NT-NT23-02-G05C | NT23-02-G05C-Photocopy | North Terrace | NT | NT23 | Jordan | 02 | Ground Floor | G05C | 99979 | Commercial - University Senior College | 859 | Infrastructure | 6.44 | Photocopy | 6 | General Facility Space Group | 603 | General Facility - Resource room |  | Excellent | 1,798.05 | NO
North Terrace_NT23-Jordan_Ground Floor_G05D _ Compactus | NT-NT23-02-G05D | NT23-02-G05D-Compactus | North Terrace | NT | NT23 | Jordan | 02 | Ground Floor | G05D | 99979 | Commercial - University Senior College | 859 | Infrastructure | 4.64 | Compactus | 5 | Library, IT and Learning Space Group | 506 | Library and Learning - Compactus stack |  | Excellent | 1,295.49 | NO
North Terrace_NT23-Jordan_Ground Floor_G06 _ Workstation | NT-NT23-02-G06 | NT23-02-G06-Workstation | North Terrace | NT | NT23 | Jordan | 02 | Ground Floor | G06 | 99979 | Commercial - University Senior College | 859 | Infrastructure | 5.62 | Workstation | 1 | Office Space Group | 112 | Open Plan - Academic Staff |  | Excellent | 1,400.99 | NO
North Terrace_NT23-Jordan_Ground Floor_G06A _ Workstation | NT-NT23-02-G06A | NT23-02-G06A-Workstation | North Terrace | NT | NT23 | Jordan | 02 | Ground Floor | G06A | 99979 | Commercial - University Senior College | 859 | Infrastructure | 5.54 | Workstation | 1 | Office Space Group | 112 | Open Plan - Academic Staff |  | Excellent | 1,381.04 | NO
North Terrace_NT23-Jordan_Ground Floor_G07 _ Workstation | NT-NT23-02-G07 | NT23-02-G07-Workstation | North Terrace | NT | NT23 | Jordan | 02 | Ground Floor | G07 | 99979 | Commercial - University Senior College | 859 | Infrastructure | 5.54 | Workstation | 1 | Office Space Group | 112 | Open Plan - Academic Staff |  | Excellent | 1,381.04 | NO
North Terrace_NT23-Jordan_Ground Floor_G07A _ Workstation | NT-NT23-02-G07A | NT23-02-G07A-Workstation | North Terrace | NT | NT23 | Jordan | 02 | Ground Floor | G07A | 99979 | Commercial - University Senior College | 859 | Infrastructure | 5.54 | Workstation | 1 | Office Space Group | 112 | Open Plan - Academic Staff |  | Excellent | 1,381.04 | NO
North Terrace_NT23-Jordan_Ground Floor_G08 _ Workstation | NT-NT23-02-G08 | NT23-02-G08-Workstation | North Terrace | NT | NT23 | Jordan | 02 | Ground Floor | G08 | 99979 | Commercial - University Senior College | 859 | Infrastructure | 10.98 | Workstation | 1 | Office Space Group | 112 | Open Plan - Academic Staff |  | Excellent | 2,737.16 | NO
North Terrace_NT23-Jordan_Ground Floor_G08AW _ Main Switch Room | NT-NT23-02-G08AW | NT23-02-G08AW-Main Switch Room | North Terrace | NT | NT23 | Jordan | 02 | Ground Floor | G08AW | 99939 | Unusable Spaces | 99939 | Unusable Spaces | 6.37 | Main Switch Room | 8 | Non Useable Floor Area Space Group | 815 | Non-usable - Switch room |  | Unknown | 0.00 | NO
North Terrace_NT23-Jordan_Ground Floor_G08BW _ Circ. - external | NT-NT23-02-G08BW | NT23-02-G08BW-Circ. - external | North Terrace | NT | NT23 | Jordan | 02 | Ground Floor | G08BW | 99939 | Unusable Spaces | 99939 | Unusable Spaces | 8.49 | Circ. - external | 8 | Non Useable Floor Area Space Group | 805 | Non-usable - Circulation space |  | Excellent | 0.00 | NO
North Terrace_NT23-Jordan_Ground Floor_G08W _ Corr. | NT-NT23-02-G08W | NT23-02-G08W-Corr. | North Terrace | NT | NT23 | Jordan | 02 | Ground Floor | G08W | 99939 | Unusable Spaces | 99939 | Unusable Spaces | 17.01 | Corr. | 8 | Non Useable Floor Area Space Group | 805 | Non-usable - Circulation space |  | Excellent | 0.00 | NO
North Terrace_NT23-Jordan_Ground Floor_G09 _ Meeting | NT-NT23-02-G09 | NT23-02-G09-Meeting | North Terrace | NT | NT23 | Jordan | 02 | Ground Floor | G09 | 99979 | Commercial - University Senior College | 859 | Infrastructure | 28.26 | Meeting | 6 | General Facility Space Group | 601 | General Facility - Committee/Conference/Meeting room |  | Excellent | 7,890.19 | NO
North Terrace_NT23-Jordan_Ground Floor_G09A _ VSR | NT-NT23-02-G09A | NT23-02-G09A-VSR | North Terrace | NT | NT23 | Jordan | 02 | Ground Floor | G09A | 99939 | Unusable Spaces | 99939 | Unusable Spaces | 0.41 | VSR | 8 | Non Useable Floor Area Space Group | 840 | Non-usable - Service riser |  | Unknown | 0.00 | NO
North Terrace_NT23-Jordan_Ground Floor_G09B _ VSR | NT-NT23-02-G09B | NT23-02-G09B-VSR | North Terrace | NT | NT23 | Jordan | 02 | Ground Floor | G09B | 99939 | Unusable Spaces | 99939 | Unusable Spaces | 1.17 | VSR | 8 | Non Useable Floor Area Space Group | 840 | Non-usable - Service riser |  | Unknown | 0.00 | NO
North Terrace_NT23-Jordan_Ground Floor_G10 _ Kitchenette - Staff | NT-NT23-02-G10 | NT23-02-G10-Kitchenette - Staff | North Terrace | NT | NT23 | Jordan | 02 | Ground Floor | G10 | 99979 | Commercial - University Senior College | 859 | Infrastructure | 8.03 | Kitchenette - Staff | 6 | General Facility Space Group | 608 | General Facility - Kitchen/Servery/Food Storage |  | Excellent | 2,241.98 | NO
North Terrace_NT23-Jordan_Ground Floor_G11 _ Store | NT-NT23-02-G11 | NT23-02-G11-Store | North Terrace | NT | NT23 | Jordan | 02 | Ground Floor | G11 | 99979 | Commercial - University Senior College | 859 | Infrastructure | 7.8 | Store | 4 | Ancillary Area Space Group | 419 | Ancillary Area - Store Room - Generic |  | Excellent | 1,711.10 | NO
North Terrace_NT23-Jordan_Ground Floor_G11W _ Stair | NT-NT23-02-G11W | NT23-02-G11W-Stair | North Terrace | NT | NT23 | Jordan | 02 | Ground Floor | G11W | 99939 | Unusable Spaces | 99939 | Unusable Spaces | 3.33 | Stair | 8 | Non Useable Floor Area Space Group | 805 | Non-usable - Circulation space |  | Unknown | 0.00 | NO
North Terrace_NT23-Jordan_Ground Floor_G12 _ WC - U | NT-NT23-02-G12 | NT23-02-G12-WC - U | North Terrace | NT | NT23 | Jordan | 02 | Ground Floor | G12 | 99939 | Unusable Spaces | 99939 | Unusable Spaces | 2.17 | WC - U | 8 | Non Useable Floor Area Space Group | 822 | Non-usable - Toilets/Amenities - Unisex |  | Excellent | 0.00 | NO
North Terrace_NT23-Jordan_Ground Floor_G12A _ A/L | NT-NT23-02-G12A | NT23-02-G12A-A/L | North Terrace | NT | NT23 | Jordan | 02 | Ground Floor | G12A | 99939 | Unusable Spaces | 99939 | Unusable Spaces | 2.53 | A/L | 8 | Non Useable Floor Area Space Group | 805 | Non-usable - Circulation space |  | Excellent | 0.00 | NO
North Terrace_NT23-Jordan_Ground Floor_G12B _ VSR | NT-NT23-02-G12B | NT23-02-G12B-VSR | North Terrace | NT | NT23 | Jordan | 02 | Ground Floor | G12B | 99939 | Unusable Spaces | 99939 | Unusable Spaces | 0.39 | VSR | 8 | Non Useable Floor Area Space Group | 840 | Non-usable - Service riser |  | Unknown | 0.00 | NO
North Terrace_NT23-Jordan_Ground Floor_G13 _ Office | NT-NT23-02-G13 | NT23-02-G13-Office | North Terrace | NT | NT23 | Jordan | 02 | Ground Floor | G13 | 99979 | Commercial - University Senior College | 859 | Infrastructure | 15.72 | Office | 1 | Office Space Group | 101 | Office - Academic Staff |  | Excellent | 3,918.77 | NO
North Terrace_NT23-Jordan_Ground Floor_G13W _ Stair | NT-NT23-02-G13W | NT23-02-G13W-Stair | North Terrace | NT | NT23 | Jordan | 02 | Ground Floor | G13W | 99939 | Unusable Spaces | 99939 | Unusable Spaces | 4.53 | Stair | 8 | Non Useable Floor Area Space Group | 805 | Non-usable - Circulation space |  | Unknown | 0.00 | NO
North Terrace_NT23-Jordan_Ground Floor_G14 _ Interview Room | NT-NT23-02-G14 | NT23-02-G14-Interview Room | North Terrace | NT | NT23 | Jordan | 02 | Ground Floor | G14 | 99979 | Commercial - University Senior College | 859 | Infrastructure | 6.6 | Interview Room | 5 | Library, IT and Learning Space Group | 502 | Library and Learning - Small group study room |  | Excellent | 1,842.72 | NO
North Terrace_NT23-Jordan_Ground Floor_G15 _ Office | NT-NT23-02-G15 | NT23-02-G15-Office | North Terrace | NT | NT23 | Jordan | 02 | Ground Floor | G15 | 99979 | Commercial - University Senior College | 859 | Infrastructure | 15.64 | Office | 1 | Office Space Group | 101 | Office - Academic Staff |  | Excellent | 3,898.83 | NO
North Terrace_NT23-Jordan_Ground Floor_G16 _ Office | NT-NT23-02-G16 | NT23-02-G16-Office | North Terrace | NT | NT23 | Jordan | 02 | Ground Floor | G16 | 99979 | Commercial - University Senior College | 859 | Infrastructure | 15.22 | Office | 1 | Office Space Group | 101 | Office - Academic Staff |  | Excellent | 3,794.13 | NO
North Terrace_NT23-Jordan_Ground Floor_G17 _ Office | NT-NT23-02-G17 | NT23-02-G17-Office | North Terrace | NT | NT23 | Jordan | 02 | Ground Floor | G17 | 99979 | Commercial - University Senior College | 859 | Infrastructure | 12.4 | Office | 1 | Office Space Group | 101 | Office - Academic Staff |  | Excellent | 3,091.14 | NO
North Terrace_NT23-Jordan_Ground Floor_G17A _ Lift | NT-NT23-02-G17A | NT23-02-G17A-Lift | North Terrace | NT | NT23 | Jordan | 02 | Ground Floor | G17A | 99939 | Unusable Spaces | 99939 | Unusable Spaces | 0.25 | Lift | 8 | Non Useable Floor Area Space Group | 838 | Non-usable - Lift |  | Unknown | 0.00 | NO
North Terrace_NT23-Jordan_Ground Floor_G18 _ Interview Room | NT-NT23-02-G18 | NT23-02-G18-Interview Room | North Terrace | NT | NT23 | Jordan | 02 | Ground Floor | G18 | 99979 | Commercial - University Senior College | 859 | Infrastructure | 5.87 | Interview Room | 5 | Library, IT and Learning Space Group | 502 | Library and Learning - Small group study room |  | Excellent | 1,638.90 | NO
North Terrace_NT23-Jordan_Ground Floor_G19 _ Classroom | NT-NT23-02-G19 | NT23-02-G19-Classroom | North Terrace | NT | NT23 | Jordan | 02 | Ground Floor | G19 | 99979 | Commercial - University Senior College | 859 | Infrastructure | 46.1 | Classroom | 2 | Teaching Space Group | 206 | Lecture/Seminar/Tutorial/Class Room (<30) Flat Floor |  | Excellent | 14,020.33 | NO
North Terrace_NT23-Jordan_Ground Floor_G20 _ Sick Bay | NT-NT23-02-G20 | NT23-02-G20-Sick Bay | North Terrace | NT | NT23 | Jordan | 02 | Ground Floor | G20 | 99979 | Commercial - University Senior College | 859 | Infrastructure | 5.65 | Sick Bay | 6 | General Facility Space Group | 621 | General Facility - Sick Bay |  | Excellent | 1,577.48 | NO
North Terrace_NT23-Jordan_First Floor_100 _ Corr. | NT-NT23-03-100 | NT23-03-100-Corr. | North Terrace | NT | NT23 | Jordan | 03 | First Floor | 100 | 99939 | Unusable Spaces | 99939 | Unusable Spaces | 38.64 | Corr. | 8 | Non Useable Floor Area Space Group | 805 | Non-usable - Circulation space |  | Excellent | 0.00 | NO
North Terrace_NT23-Jordan_First Floor_100A _ Corr. | NT-NT23-03-100A | NT23-03-100A-Corr. | North Terrace | NT | NT23 | Jordan | 03 | First Floor | 100A | 99939 | Unusable Spaces | 99939 | Unusable Spaces | 5.89 | Corr. | 8 | Non Useable Floor Area Space Group | 805 | Non-usable - Circulation space |  | Excellent | 0.00 | NO
North Terrace_NT23-Jordan_First Floor_100B _ Corr. | NT-NT23-03-100B | NT23-03-100B-Corr. | North Terrace | NT | NT23 | Jordan | 03 | First Floor | 100B | 99939 | Unusable Spaces | 99939 | Unusable Spaces | 7.95 | Corr. | 8 | Non Useable Floor Area Space Group | 805 | Non-usable - Circulation space |  | Excellent | 0.00 | NO
North Terrace_NT23-Jordan_First Floor_100C _ VSR | NT-NT23-03-100C | NT23-03-100C-VSR | North Terrace | NT | NT23 | Jordan | 03 | First Floor | 100C | 99939 | Unusable Spaces | 99939 | Unusable Spaces | 0.19 | VSR | 8 | Non Useable Floor Area Space Group | 840 | Non-usable - Service riser |  | Unknown | 0.00 | NO
North Terrace_NT23-Jordan_First Floor_101 _ Office | NT-NT23-03-101 | NT23-03-101-Office | North Terrace | NT | NT23 | Jordan | 03 | First Floor | 101 | 99979 | Commercial - University Senior College | 859 | Infrastructure | 13.46 | Office | 1 | Office Space Group | 101 | Office - Academic Staff |  | Excellent | 3,355.39 | NO
North Terrace_NT23-Jordan_First Floor_102 _ Interview | NT-NT23-03-102 | NT23-03-102-Interview | North Terrace | NT | NT23 | Jordan | 03 | First Floor | 102 | 99979 | Commercial - University Senior College | 859 | Infrastructure | 4.28 | Interview | 1 | Office Space Group | 101 | Office - Academic Staff |  | Excellent | 1,066.94 | NO
North Terrace_NT23-Jordan_First Floor_103 _ Physics Laboratory | NT-NT23-03-103 | NT23-03-103-Physics Laboratory | North Terrace | NT | NT23 | Jordan | 03 | First Floor | 103 | 99979 | Commercial - University Senior College | 859 | Infrastructure | 69.47 | Physics Laboratory | 3 | Specialist Teaching or Research Space Group | 300 | Laboratory - Specialist teaching and research - type not defined |  | Excellent | 23,032.78 | NO
North Terrace_NT23-Jordan_First Floor_104 _ Biology Laboratory | NT-NT23-03-104 | NT23-03-104-Biology Laboratory | North Terrace | NT | NT23 | Jordan | 03 | First Floor | 104 | 99979 | Commercial - University Senior College | 859 | Infrastructure | 80.28 | Biology Laboratory | 3 | Specialist Teaching or Research Space Group | 300 | Laboratory - Specialist teaching and research - type not defined |  | Excellent | 26,616.84 | NO
North Terrace_NT23-Jordan_First Floor_105 _ General Lab | NT-NT23-03-105 | NT23-03-105-General Lab | North Terrace | NT | NT23 | Jordan | 03 | First Floor | 105 | 99979 | Commercial - University Senior College | 859 | Infrastructure | 77.19 | General Lab | 3 | Specialist Teaching or Research Space Group | 300 | Laboratory - Specialist teaching and research - type not defined |  | Excellent | 25,592.35 | NO
North Terrace_NT23-Jordan_First Floor_105A _ Store | NT-NT23-03-105A | NT23-03-105A-Store | North Terrace | NT | NT23 | Jordan | 03 | First Floor | 105A | 99979 | Commercial - University Senior College | 859 | Infrastructure | 6.95 | Store | 4 | Ancillary Area Space Group | 419 | Ancillary Area - Store Room - Generic |  | Excellent | 1,524.63 | NO
North Terrace_NT23-Jordan_First Floor_106 _ Chemistry Laboratory | NT-NT23-03-106 | NT23-03-106-Chemistry Laboratory | North Terrace | NT | NT23 | Jordan | 03 | First Floor | 106 | 99979 | Commercial - University Senior College | 859 | Infrastructure | 79.75 | Chemistry Laboratory | 3 | Specialist Teaching or Research Space Group | 300 | Laboratory - Specialist teaching and research - type not defined |  | Excellent | 26,441.12 | NO
North Terrace_NT23-Jordan_First Floor_107 _ Comms | NT-NT23-03-107 | NT23-03-107-Comms | North Terrace | NT | NT23 | Jordan | 03 | First Floor | 107 | 850 | ITDS Branch Central Costs | 869 | Information Technology and Digital Services | 9.22 | Comms | 8 | Non Useable Floor Area Space Group | 840 | Non-usable - Service riser |  | Excellent | 0.00 | NO
North Terrace_NT23-Jordan_First Floor_108 _ Preparation Room | NT-NT23-03-108 | NT23-03-108-Preparation Room | North Terrace | NT | NT23 | Jordan | 03 | First Floor | 108 | 99979 | Commercial - University Senior College | 859 | Infrastructure | 27.76 | Preparation Room | 4 | Ancillary Area Space Group | 401 | Ancillary Area - Laboratory Service and Preparation |  | Excellent | 6,089.75 | NO
North Terrace_NT23-Jordan_First Floor_109 _ Store Dry | NT-NT23-03-109 | NT23-03-109-Store Dry | North Terrace | NT | NT23 | Jordan | 03 | First Floor | 109 | 99979 | Commercial - University Senior College | 859 | Infrastructure | 10.42 | Store Dry | 4 | Ancillary Area Space Group | 419 | Ancillary Area - Store Room - Generic |  | Excellent | 2,285.85 | NO
North Terrace_NT23-Jordan_First Floor_109A _ VSR | NT-NT23-03-109A | NT23-03-109A-VSR | North Terrace | NT | NT23 | Jordan | 03 | First Floor | 109A | 99939 | Unusable Spaces | 99939 | Unusable Spaces | 0.81 | VSR | 8 | Non Useable Floor Area Space Group | 840 | Non-usable - Service riser |  | Unknown | 0.00 | NO
North Terrace_NT23-Jordan_First Floor_109B _ VSR | NT-NT23-03-109B | NT23-03-109B-VSR | North Terrace | NT | NT23 | Jordan | 03 | First Floor | 109B | 99939 | Unusable Spaces | 99939 | Unusable Spaces | 0.48 | VSR | 8 | Non Useable Floor Area Space Group | 840 | Non-usable - Service riser |  | Unknown | 0.00 | NO
North Terrace_NT23-Jordan_First Floor_109C _ VSR | NT-NT23-03-109C | NT23-03-109C-VSR | North Terrace | NT | NT23 | Jordan | 03 | First Floor | 109C | 99939 | Unusable Spaces | 99939 | Unusable Spaces | 0.48 | VSR | 8 | Non Useable Floor Area Space Group | 840 | Non-usable - Service riser |  | Unknown | 0.00 | NO
North Terrace_NT23-Jordan_First Floor_109D _ VSR | NT-NT23-03-109D | NT23-03-109D-VSR | North Terrace | NT | NT23 | Jordan | 03 | First Floor | 109D | 99939 | Unusable Spaces | 99939 | Unusable Spaces | 0.81 | VSR | 8 | Non Useable Floor Area Space Group | 840 | Non-usable - Service riser |  | Unknown | 0.00 | NO
North Terrace_NT23-Jordan_First Floor_110 _ Chemical Store | NT-NT23-03-110 | NT23-03-110-Chemical Store | North Terrace | NT | NT23 | Jordan | 03 | First Floor | 110 | 99979 | Commercial - University Senior College | 859 | Infrastructure | 13.24 | Chemical Store | 4 | Ancillary Area Space Group | 418 | Ancillary Area - Dangerous goods storage |  | Excellent | 2,904.48 | NO
North Terrace_NT23-Jordan_First Floor_110A _ VSR | NT-NT23-03-110A | NT23-03-110A-VSR | North Terrace | NT | NT23 | Jordan | 03 | First Floor | 110A | 99939 | Unusable Spaces | 99939 | Unusable Spaces | 0.26 | VSR | 8 | Non Useable Floor Area Space Group | 840 | Non-usable - Service riser |  | Unknown | 0.00 | NO
North Terrace_NT23-Jordan_First Floor_110B _ VSR | NT-NT23-03-110B | NT23-03-110B-VSR | North Terrace | NT | NT23 | Jordan | 03 | First Floor | 110B | 99939 | Unusable Spaces | 99939 | Unusable Spaces | 0.44 | VSR | 8 | Non Useable Floor Area Space Group | 840 | Non-usable - Service riser |  | Unknown | 0.00 | NO
North Terrace_NT23-Jordan_First Floor_111 _ Office | NT-NT23-03-111 | NT23-03-111-Office | North Terrace | NT | NT23 | Jordan | 03 | First Floor | 111 | 99979 | Commercial - University Senior College | 859 | Infrastructure | 4.44 | Office | 1 | Office Space Group | 101 | Office - Academic Staff |  | Excellent | 1,106.83 | NO
North Terrace_NT23-Jordan_First Floor_111A _ Cupboard | NT-NT23-03-111A | NT23-03-111A-Cupboard | North Terrace | NT | NT23 | Jordan | 03 | First Floor | 111A | 99939 | Unusable Spaces | 99939 | Unusable Spaces | 0.36 | Cupboard | 8 | Non Useable Floor Area Space Group | 840 | Non-usable - Service riser |  | Unknown | 0.00 | NO
North Terrace_NT23-Jordan_First Floor_112 _ Entry | NT-NT23-03-112 | NT23-03-112-Entry | North Terrace | NT | NT23 | Jordan | 03 | First Floor | 112 | 99939 | Unusable Spaces | 99939 | Unusable Spaces | 5.42 | Entry | 8 | Non Useable Floor Area Space Group | 805 | Non-usable - Circulation space |  | Unknown | 0.00 | NO
North Terrace_NT23-Jordan_First Floor_112A _ DB | NT-NT23-03-112A | NT23-03-112A-DB | North Terrace | NT | NT23 | Jordan | 03 | First Floor | 112A | 99939 | Unusable Spaces | 99939 | Unusable Spaces | 0.45 | DB | 8 | Non Useable Floor Area Space Group | 840 | Non-usable - Service riser |  | Unknown | 0.00 | NO
North Terrace_NT23-Jordan_First Floor_112C _ Service Area | NT-NT23-03-112C | NT23-03-112C-Service Area | North Terrace | NT | NT23 | Jordan | 03 | First Floor | 112C | 99939 | Unusable Spaces | 99939 | Unusable Spaces | 0.18 | Service Area | 8 | Non Useable Floor Area Space Group | 840 | Non-usable - Service riser |  | Unknown | 0.00 | NO
North Terrace_NT23-Jordan_First Floor_113 _ Stair | NT-NT23-03-113 | NT23-03-113-Stair | North Terrace | NT | NT23 | Jordan | 03 | First Floor | 113 | 99939 | Unusable Spaces | 99939 | Unusable Spaces | 9.55 | Stair | 8 | Non Useable Floor Area Space Group | 805 | Non-usable - Circulation space |  | Unknown | 0.00 | NO
North Terrace_NT23-Jordan_First Floor_114 _ Stair | NT-NT23-03-114 | NT23-03-114-Stair | North Terrace | NT | NT23 | Jordan | 03 | First Floor | 114 | 99939 | Unusable Spaces | 99939 | Unusable Spaces | 8.37 | Stair | 8 | Non Useable Floor Area Space Group | 805 | Non-usable - Circulation space |  | Unknown | 0.00 | NO
North Terrace_NT23-Jordan_Second Floor_200 _ Stair - external | NT-NT23-04-200 | NT23-04-200-Stair - external | North Terrace | NT | NT23 | Jordan | 04 | Second Floor | 200 | 99939 | Unusable Spaces | 99939 | Unusable Spaces | 14.5 | Stair - external | 8 | Non Useable Floor Area Space Group | 805 | Non-usable - Circulation space |  | Excellent | 0.00 | NO
North Terrace_NT23-Jordan_Second Floor_201 _ Circ. | NT-NT23-04-201 | NT23-04-201-Circ. | North Terrace | NT | NT23 | Jordan | 04 | Second Floor | 201 | 99939 | Unusable Spaces | 99939 | Unusable Spaces | 24.24 | Circ. | 8 | Non Useable Floor Area Space Group | 805 | Non-usable - Circulation space |  | Excellent | 0.00 | NO
North Terrace_NT23-Jordan_Second Floor_201A _ Photocopy | NT-NT23-04-201A | NT23-04-201A-Photocopy | North Terrace | NT | NT23 | Jordan | 04 | Second Floor | 201A | 99979 | Commercial - University Senior College | 859 | Infrastructure | 7.08 | Photocopy | 6 | General Facility Space Group | 603 | General Facility - Resource room |  | Excellent | 1,976.74 | NO
North Terrace_NT23-Jordan_Second Floor_201B _ Circ. | NT-NT23-04-201B | NT23-04-201B-Circ. | North Terrace | NT | NT23 | Jordan | 04 | Second Floor | 201B | 99939 | Unusable Spaces | 99939 | Unusable Spaces | 34.97 | Circ. | 8 | Non Useable Floor Area Space Group | 805 | Non-usable - Circulation space |  | Excellent | 0.00 | NO
North Terrace_NT23-Jordan_Second Floor_201C _ Ramp | NT-NT23-04-201C | NT23-04-201C-Ramp | North Terrace | NT | NT23 | Jordan | 04 | Second Floor | 201C | 99939 | Unusable Spaces | 99939 | Unusable Spaces | 5.46 | Ramp | 8 | Non Useable Floor Area Space Group | 805 | Non-usable - Circulation space |  | Excellent | 0.00 | NO
North Terrace_NT23-Jordan_Second Floor_201D _ Circ. | NT-NT23-04-201D | NT23-04-201D-Circ. | North Terrace | NT | NT23 | Jordan | 04 | Second Floor | 201D | 99939 | Unusable Spaces | 99939 | Unusable Spaces | 6.25 | Circ. | 8 | Non Useable Floor Area Space Group | 805 | Non-usable - Circulation space |  | Excellent | 0.00 | NO
North Terrace_NT23-Jordan_Second Floor_201E _ VSR | NT-NT23-04-201E | NT23-04-201E-VSR | North Terrace | NT | NT23 | Jordan | 04 | Second Floor | 201E | 99939 | Unusable Spaces | 99939 | Unusable Spaces | 0.19 | VSR | 8 | Non Useable Floor Area Space Group | 840 | Non-usable - Service riser |  | Unknown | 0.00 | NO
North Terrace_NT23-Jordan_Second Floor_201F _ FHR | NT-NT23-04-201F | NT23-04-201F-FHR | North Terrace | NT | NT23 | Jordan | 04 | Second Floor | 201F | 99939 | Unusable Spaces | 99939 | Unusable Spaces | 0.37 | FHR | 8 | Non Useable Floor Area Space Group | 840 | Non-usable - Service riser |  | Unknown | 0.00 | NO
North Terrace_NT23-Jordan_Second Floor_201G _ VSR | NT-NT23-04-201G | NT23-04-201G-VSR | North Terrace | NT | NT23 | Jordan | 04 | Second Floor | 201G | 99939 | Unusable Spaces | 99939 | Unusable Spaces | 0.75 | VSR | 8 | Non Useable Floor Area Space Group | 840 | Non-usable - Service riser |  | Unknown | 0.00 | NO
North Terrace_NT23-Jordan_Second Floor_201H _ VSR | NT-NT23-04-201H | NT23-04-201H-VSR | North Terrace | NT | NT23 | Jordan | 04 | Second Floor | 201H | 99939 | Unusable Spaces | 99939 | Unusable Spaces | 0.32 | VSR | 8 | Non Useable Floor Area Space Group | 840 | Non-usable - Service riser |  | Unknown | 0.00 | NO
North Terrace_NT23-Jordan_Second Floor_201I _ VSR | NT-NT23-04-201I | NT23-04-201I-VSR | North Terrace | NT | NT23 | Jordan | 04 | Second Floor | 201I | 99939 | Unusable Spaces | 99939 | Unusable Spaces | 1.59 | VSR | 8 | Non Useable Floor Area Space Group | 840 | Non-usable - Service riser |  | Unknown | 0.00 | NO
North Terrace_NT23-Jordan_Second Floor_201J _ VSR | NT-NT23-04-201J | NT23-04-201J-VSR | North Terrace | NT | NT23 | Jordan | 04 | Second Floor | 201J | 99939 | Unusable Spaces | 99939 | Unusable Spaces | 0.84 | VSR | 8 | Non Useable Floor Area Space Group | 840 | Non-usable - Service riser |  | Unknown | 0.00 | NO
North Terrace_NT23-Jordan_Second Floor_201K _ VSR | NT-NT23-04-201K | NT23-04-201K-VSR | North Terrace | NT | NT23 | Jordan | 04 | Second Floor | 201K | 99939 | Unusable Spaces | 99939 | Unusable Spaces | 0.73 | VSR | 8 | Non Useable Floor Area Space Group | 840 | Non-usable - Service riser |  | Unknown | 0.00 | NO
North Terrace_NT23-Jordan_Second Floor_201L _ VSR | NT-NT23-04-201L | NT23-04-201L-VSR | North Terrace | NT | NT23 | Jordan | 04 | Second Floor | 201L | 99939 | Unusable Spaces | 99939 | Unusable Spaces | 0.27 | VSR | 8 | Non Useable Floor Area Space Group | 840 | Non-usable - Service riser |  | Unknown | 0.00 | NO
North Terrace_NT23-Jordan_Second Floor_202A _ WC - M | NT-NT23-04-202A | NT23-04-202A-WC - M | North Terrace | NT | NT23 | Jordan | 04 | Second Floor | 202A | 99939 | Unusable Spaces | 99939 | Unusable Spaces | 4.15 | WC - M | 8 | Non Useable Floor Area Space Group | 821 | Non-usable - Toilets/Amenities - Male |  | Excellent | 0.00 | NO
North Terrace_NT23-Jordan_Second Floor_202B _ WC - F | NT-NT23-04-202B | NT23-04-202B-WC - F | North Terrace | NT | NT23 | Jordan | 04 | Second Floor | 202B | 99939 | Unusable Spaces | 99939 | Unusable Spaces | 2.72 | WC - F | 8 | Non Useable Floor Area Space Group | 820 | Non-usable - Toilets/Amenities - Female |  | Excellent | 0.00 | NO
North Terrace_NT23-Jordan_Second Floor_203 _ WC - F - Access (LH) | NT-NT23-04-203 | NT23-04-203-WC - F - Access (LH) | North Terrace | NT | NT23 | Jordan | 04 | Second Floor | 203 | 99939 | Unusable Spaces | 99939 | Unusable Spaces | 5.27 | WC - F - Access (LH) | 8 | Non Useable Floor Area Space Group | 823 | Non-usable - Toilets/Amenities - Female Accessible |  | Excellent | 0.00 | NO
North Terrace_NT23-Jordan_Second Floor_204 _ Kitchenette - Staff | NT-NT23-04-204 | NT23-04-204-Kitchenette - Staff | North Terrace | NT | NT23 | Jordan | 04 | Second Floor | 204 | 99979 | Commercial - University Senior College | 859 | Infrastructure | 8.13 | Kitchenette - Staff | 6 | General Facility Space Group | 608 | General Facility - Kitchen/Servery/Food Storage |  | Excellent | 2,269.90 | NO
North Terrace_NT23-Jordan_Second Floor_204A _ WC - Staff | NT-NT23-04-204A | NT23-04-204A-WC - Staff | North Terrace | NT | NT23 | Jordan | 04 | Second Floor | 204A | 99939 | Unusable Spaces | 99939 | Unusable Spaces | 2.59 | WC - Staff | 8 | Non Useable Floor Area Space Group | 822 | Non-usable - Toilets/Amenities - Unisex |  | Excellent | 0.00 | NO
North Terrace_NT23-Jordan_Second Floor_204B _ WC - Staff | NT-NT23-04-204B | NT23-04-204B-WC - Staff | North Terrace | NT | NT23 | Jordan | 04 | Second Floor | 204B | 99939 | Unusable Spaces | 99939 | Unusable Spaces | 5.5 | WC - Staff | 8 | Non Useable Floor Area Space Group | 822 | Non-usable - Toilets/Amenities - Unisex |  | Excellent | 0.00 | NO
North Terrace_NT23-Jordan_Second Floor_204C _ A/L | NT-NT23-04-204C | NT23-04-204C-A/L | North Terrace | NT | NT23 | Jordan | 04 | Second Floor | 204C | 99939 | Unusable Spaces | 99939 | Unusable Spaces | 1.26 | A/L | 8 | Non Useable Floor Area Space Group | 805 | Non-usable - Circulation space |  | Excellent | 0.00 | NO
North Terrace_NT23-Jordan_Second Floor_204D _ VSR | NT-NT23-04-204D | NT23-04-204D-VSR | North Terrace | NT | NT23 | Jordan | 04 | Second Floor | 204D | 99939 | Unusable Spaces | 99939 | Unusable Spaces | 0.44 | VSR | 8 | Non Useable Floor Area Space Group | 840 | Non-usable - Service riser |  | Unknown | 0.00 | NO
North Terrace_NT23-Jordan_Second Floor_204E _ VSR | NT-NT23-04-204E | NT23-04-204E-VSR | North Terrace | NT | NT23 | Jordan | 04 | Second Floor | 204E | 99939 | Unusable Spaces | 99939 | Unusable Spaces | 0.24 | VSR | 8 | Non Useable Floor Area Space Group | 840 | Non-usable - Service riser |  | Unknown | 0.00 | NO
North Terrace_NT23-Jordan_Second Floor_205 _ Office | NT-NT23-04-205 | NT23-04-205-Office | North Terrace | NT | NT23 | Jordan | 04 | Second Floor | 205 | 99979 | Commercial - University Senior College | 859 | Infrastructure | 17.64 | Office | 1 | Office Space Group | 101 | Office - Academic Staff |  | Excellent | 4,397.40 | NO
North Terrace_NT23-Jordan_Second Floor_205A _ Circ. | NT-NT23-04-205A | NT23-04-205A-Circ. | North Terrace | NT | NT23 | Jordan | 04 | Second Floor | 205A | 99939 | Unusable Spaces | 99939 | Unusable Spaces | 2.08 | Circ. | 8 | Non Useable Floor Area Space Group | 805 | Non-usable - Circulation space |  | Excellent | 0.00 | NO
North Terrace_NT23-Jordan_Second Floor_206 _ Office | NT-NT23-04-206 | NT23-04-206-Office | North Terrace | NT | NT23 | Jordan | 04 | Second Floor | 206 | 99979 | Commercial - University Senior College | 859 | Infrastructure | 12.39 | Office | 1 | Office Space Group | 101 | Office - Academic Staff |  | Excellent | 3,088.65 | NO
North Terrace_NT23-Jordan_Second Floor_207 _ Editing | NT-NT23-04-207 | NT23-04-207-Editing | North Terrace | NT | NT23 | Jordan | 04 | Second Floor | 207 | 99979 | Commercial - University Senior College | 859 | Infrastructure | 5.42 | Editing | 1 | Office Space Group | 100 | Office - Specific type not defined |  | Excellent | 1,351.13 | NO
North Terrace_NT23-Jordan_Second Floor_208 _ Classroom | NT-NT23-04-208 | NT23-04-208-Classroom | North Terrace | NT | NT23 | Jordan | 04 | Second Floor | 208 | 99979 | Commercial - University Senior College | 859 | Infrastructure | 42.54 | Classroom | 2 | Teaching Space Group | 206 | Lecture/Seminar/Tutorial/Class Room (<30) Flat Floor |  | Excellent | 12,937.63 | NO
North Terrace_NT23-Jordan_Second Floor_209 _ Classroom | NT-NT23-04-209 | NT23-04-209-Classroom | North Terrace | NT | NT23 | Jordan | 04 | Second Floor | 209 | 99979 | Commercial - University Senior College | 859 | Infrastructure | 52.72 | Classroom | 2 | Teaching Space Group | 206 | Lecture/Seminar/Tutorial/Class Room (<30) Flat Floor |  | Excellent | 16,033.66 | NO
North Terrace_NT23-Jordan_Second Floor_210 _ Classroom | NT-NT23-04-210 | NT23-04-210-Classroom | North Terrace | NT | NT23 | Jordan | 04 | Second Floor | 210 | 99979 | Commercial - University Senior College | 859 | Infrastructure | 58.04 | Classroom | 2 | Teaching Space Group | 206 | Lecture/Seminar/Tutorial/Class Room (<30) Flat Floor |  | Excellent | 17,651.62 | NO
North Terrace_NT23-Jordan_Second Floor_211 _ Office | NT-NT23-04-211 | NT23-04-211-Office | North Terrace | NT | NT23 | Jordan | 04 | Second Floor | 211 | 99979 | Commercial - University Senior College | 859 | Infrastructure | 14.12 | Office | 1 | Office Space Group | 101 | Office - Academic Staff |  | Excellent | 3,519.91 | NO
North Terrace_NT23-Jordan_Second Floor_212 _ Breakout | NT-NT23-04-212 | NT23-04-212-Breakout | North Terrace | NT | NT23 | Jordan | 04 | Second Floor | 212 | 99979 | Commercial - University Senior College | 859 | Infrastructure | 36.11 | Breakout | 5 | Library, IT and Learning Space Group | 517 | Informal Learning |  | Excellent | 10,081.91 | NO
North Terrace_NT23-Jordan_Second Floor_212A _ Study | NT-NT23-04-212A | NT23-04-212A-Study | North Terrace | NT | NT23 | Jordan | 04 | Second Floor | 212A | 99979 | Commercial - University Senior College | 859 | Infrastructure | 7.91 | Study | 5 | Library, IT and Learning Space Group | 502 | Library and Learning - Small group study room |  | Excellent | 2,208.47 | NO
North Terrace_NT23-Jordan_Second Floor_212B _ Study | NT-NT23-04-212B | NT23-04-212B-Study | North Terrace | NT | NT23 | Jordan | 04 | Second Floor | 212B | 99979 | Commercial - University Senior College | 859 | Infrastructure | 7.98 | Study | 5 | Library, IT and Learning Space Group | 502 | Library and Learning - Small group study room |  | Excellent | 2,228.02 | NO
North Terrace_NT23-Jordan_Second Floor_212C _ Study | NT-NT23-04-212C | NT23-04-212C-Study | North Terrace | NT | NT23 | Jordan | 04 | Second Floor | 212C | 99979 | Commercial - University Senior College | 859 | Infrastructure | 7.98 | Study | 5 | Library, IT and Learning Space Group | 502 | Library and Learning - Small group study room |  | Excellent | 2,228.02 | NO
North Terrace_NT23-Jordan_Second Floor_213 _ Classroom | NT-NT23-04-213 | NT23-04-213-Classroom | North Terrace | NT | NT23 | Jordan | 04 | Second Floor | 213 | 99979 | Commercial - University Senior College | 859 | Infrastructure | 67.67 | Classroom | 2 | Teaching Space Group | 206 | Lecture/Seminar/Tutorial/Class Room (<30) Flat Floor |  | Excellent | 20,580.38 | NO
North Terrace_NT23-Jordan_Second Floor_213A _ VSR | NT-NT23-04-213A | NT23-04-213A-VSR | North Terrace | NT | NT23 | Jordan | 04 | Second Floor | 213A | 99939 | Unusable Spaces | 99939 | Unusable Spaces | 0.9 | VSR | 8 | Non Useable Floor Area Space Group | 840 | Non-usable - Service riser |  | Unknown | 0.00 | NO
North Terrace_NT23-Jordan_Second Floor_220 _ Stair | NT-NT23-04-220 | NT23-04-220-Stair | North Terrace | NT | NT23 | Jordan | 04 | Second Floor | 220 | 99939 | Unusable Spaces | 99939 | Unusable Spaces | 9.45 | Stair | 8 | Non Useable Floor Area Space Group | 805 | Non-usable - Circulation space |  | Excellent | 0.00 | NO
North Terrace_NT23-Jordan_Second Floor_221 _ Stair | NT-NT23-04-221 | NT23-04-221-Stair | North Terrace | NT | NT23 | Jordan | 04 | Second Floor | 221 | 99939 | Unusable Spaces | 99939 | Unusable Spaces | 8.78 | Stair | 8 | Non Useable Floor Area Space Group | 805 | Non-usable - Circulation space |  | Excellent | 0.00 | NO
North Terrace_NT23-Jordan_Second Floor_221A _ VSR | NT-NT23-04-221A | NT23-04-221A-VSR | North Terrace | NT | NT23 | Jordan | 04 | Second Floor | 221A | 99939 | Unusable Spaces | 99939 | Unusable Spaces | 0.68 | VSR | 8 | Non Useable Floor Area Space Group | 840 | Non-usable - Service riser |  | Unknown | 0.00 | NO
North Terrace_NT23-Jordan_Third Floor_300 _ Lift Lobby | NT-NT23-05-300 | NT23-05-300-Lift Lobby | North Terrace | NT | NT23 | Jordan | 05 | Third Floor | 300 | 99939 | Unusable Spaces | 99939 | Unusable Spaces | 5.71 | Lift Lobby | 8 | Non Useable Floor Area Space Group | 805 | Non-usable - Circulation space |  | Excellent | 0.00 | NO
North Terrace_NT23-Jordan_Third Floor_300A _ Corr. | NT-NT23-05-300A | NT23-05-300A-Corr. | North Terrace | NT | NT23 | Jordan | 05 | Third Floor | 300A | 99939 | Unusable Spaces | 99939 | Unusable Spaces | 31.53 | Corr. | 8 | Non Useable Floor Area Space Group | 805 | Non-usable - Circulation space |  | Excellent | 0.00 | NO
North Terrace_NT23-Jordan_Third Floor_300B _ FHR | NT-NT23-05-300B | NT23-05-300B-FHR | North Terrace | NT | NT23 | Jordan | 05 | Third Floor | 300B | 99939 | Unusable Spaces | 99939 | Unusable Spaces | 0.39 | FHR | 8 | Non Useable Floor Area Space Group | 840 | Non-usable - Service riser |  | Excellent | 0.00 | NO
North Terrace_NT23-Jordan_Third Floor_300C _ Storage | NT-NT23-05-300C | NT23-05-300C-Storage | North Terrace | NT | NT23 | Jordan | 05 | Third Floor | 300C | 99979 | Commercial - University Senior College | 859 | Infrastructure | 0.64 | Storage | 8 | Non Useable Floor Area Space Group | 805 | Non-usable - Circulation space |  | Excellent | 0.00 | NO
North Terrace_NT23-Jordan_Third Floor_300D _ Seating | NT-NT23-05-300D | NT23-05-300D-Seating | North Terrace | NT | NT23 | Jordan | 05 | Third Floor | 300D | 99979 | Commercial - University Senior College | 859 | Infrastructure | 1.14 | Seating | 5 | Library, IT and Learning Space Group | 517 | Informal Learning |  | Excellent | 318.29 | NO
North Terrace_NT23-Jordan_Third Floor_300E _ Cleaners | NT-NT23-05-300E | NT23-05-300E-Cleaners | North Terrace | NT | NT23 | Jordan | 05 | Third Floor | 300E | 99939 | Unusable Spaces | 99939 | Unusable Spaces | 1.08 | Cleaners | 8 | Non Useable Floor Area Space Group | 806 | Non-usable - Cleaners room |  | Excellent | 0.00 | NO
North Terrace_NT23-Jordan_Third Floor_300F _ Storage | NT-NT23-05-300F | NT23-05-300F-Storage | North Terrace | NT | NT23 | Jordan | 05 | Third Floor | 300F | 99979 | Commercial - University Senior College | 859 | Infrastructure | 0.91 | Storage | 4 | Ancillary Area Space Group | 419 | Ancillary Area - Store Room - Generic |  | Excellent | 199.63 | NO
North Terrace_NT23-Jordan_Third Floor_301 _ Stair | NT-NT23-05-301 | NT23-05-301-Stair | North Terrace | NT | NT23 | Jordan | 05 | Third Floor | 301 | 99939 | Unusable Spaces | 99939 | Unusable Spaces | 9.45 | Stair | 8 | Non Useable Floor Area Space Group | 805 | Non-usable - Circulation space |  | Excellent | 0.00 | NO
North Terrace_NT23-Jordan_Third Floor_302 _ WC - U - Access (RH) | NT-NT23-05-302 | NT23-05-302-WC - U - Access (RH) | North Terrace | NT | NT23 | Jordan | 05 | Third Floor | 302 | 99939 | Unusable Spaces | 99939 | Unusable Spaces | 6.78 | WC - U - Access (RH) | 8 | Non Useable Floor Area Space Group | 822 | Non-usable - Toilets/Amenities - Unisex |  | Excellent | 0.00 | NO
North Terrace_NT23-Jordan_Third Floor_302A _ VSR | NT-NT23-05-302A | NT23-05-302A-VSR | North Terrace | NT | NT23 | Jordan | 05 | Third Floor | 302A | 99939 | Unusable Spaces | 99939 | Unusable Spaces | 0.19 | VSR | 8 | Non Useable Floor Area Space Group | 805 | Non-usable - Circulation space |  | Excellent | 0.00 | NO
North Terrace_NT23-Jordan_Third Floor_303 _ Classroom 1 | NT-NT23-05-303 | NT23-05-303-Classroom 1 | North Terrace | NT | NT23 | Jordan | 05 | Third Floor | 303 | 99979 | Commercial - University Senior College | 859 | Infrastructure | 52.61 | Classroom 1 | 2 | Teaching Space Group | 206 | Lecture/Seminar/Tutorial/Class Room (<30) Flat Floor |  | Excellent | 16,000.21 | NO
North Terrace_NT23-Jordan_Third Floor_303A _ BMS | NT-NT23-05-303A | NT23-05-303A-BMS | North Terrace | NT | NT23 | Jordan | 05 | Third Floor | 303A | 99939 | Unusable Spaces | 99939 | Unusable Spaces | 1.16 | BMS | 8 | Non Useable Floor Area Space Group | 811 | Non-usable - Plant room other |  | Excellent | 0.00 | NO
North Terrace_NT23-Jordan_Third Floor_304 _ Lecture | NT-NT23-05-304 | NT23-05-304-Lecture | North Terrace | NT | NT23 | Jordan | 05 | Third Floor | 304 | 99979 | Commercial - University Senior College | 859 | Infrastructure | 93.2 | Lecture | 2 | Teaching Space Group | 203 | Lecture Theatre (< 100 seats) |  | Excellent | 28,344.79 | NO
North Terrace_NT23-Jordan_Third Floor_304A _ VSR | NT-NT23-05-304A | NT23-05-304A-VSR | North Terrace | NT | NT23 | Jordan | 05 | Third Floor | 304A | 99939 | Unusable Spaces | 99939 | Unusable Spaces | 0.85 | VSR | 8 | Non Useable Floor Area Space Group | 805 | Non-usable - Circulation space |  | Excellent | 0.00 | NO
North Terrace_NT23-Jordan_Third Floor_304B _ VSR | NT-NT23-05-304B | NT23-05-304B-VSR | North Terrace | NT | NT23 | Jordan | 05 | Third Floor | 304B | 99939 | Unusable Spaces | 99939 | Unusable Spaces | 0.13 | VSR | 8 | Non Useable Floor Area Space Group | 805 | Non-usable - Circulation space |  | Excellent | 0.00 | NO
North Terrace_NT23-Jordan_Third Floor_304C _ VSR | NT-NT23-05-304C | NT23-05-304C-VSR | North Terrace | NT | NT23 | Jordan | 05 | Third Floor | 304C | 99939 | Unusable Spaces | 99939 | Unusable Spaces | 1.44 | VSR | 8 | Non Useable Floor Area Space Group | 805 | Non-usable - Circulation space |  | Excellent | 0.00 | NO
North Terrace_NT23-Jordan_Third Floor_304D _ VSR | NT-NT23-05-304D | NT23-05-304D-VSR | North Terrace | NT | NT23 | Jordan | 05 | Third Floor | 304D | 99939 | Unusable Spaces | 99939 | Unusable Spaces | 0.24 | VSR | 8 | Non Useable Floor Area Space Group | 805 | Non-usable - Circulation space |  | Excellent | 0.00 | NO
North Terrace_NT23-Jordan_Third Floor_305 _ Classroom 2 | NT-NT23-05-305 | NT23-05-305-Classroom 2 | North Terrace | NT | NT23 | Jordan | 05 | Third Floor | 305 | 99979 | Commercial - University Senior College | 859 | Infrastructure | 53.11 | Classroom 2 | 2 | Teaching Space Group | 206 | Lecture/Seminar/Tutorial/Class Room (<30) Flat Floor |  | Excellent | 16,152.27 | NO
North Terrace_NT23-Jordan_Third Floor_305A _ DB - Elec | NT-NT23-05-305A | NT23-05-305A-DB - Elec | North Terrace | NT | NT23 | Jordan | 05 | Third Floor | 305A | 99939 | Unusable Spaces | 99939 | Unusable Spaces | 0.48 | DB - Elec | 8 | Non Useable Floor Area Space Group | 815 | Non-usable - Switch room |  | Excellent | 0.00 | NO
North Terrace_NT23-Jordan_Third Floor_306 _ Student Meals | NT-NT23-05-306 | NT23-05-306-Student Meals | North Terrace | NT | NT23 | Jordan | 05 | Third Floor | 306 | 99979 | Commercial - University Senior College | 859 | Infrastructure | 5.01 | Student Meals | 6 | General Facility Space Group | 608 | General Facility - Kitchen/Servery/Food Storage |  | Excellent | 1,398.79 | NO
North Terrace_NT23-Jordan_Third Floor_306A _ VSR | NT-NT23-05-306A | NT23-05-306A-VSR | North Terrace | NT | NT23 | Jordan | 05 | Third Floor | 306A | 99939 | Unusable Spaces | 99939 | Unusable Spaces | 0.31 | VSR | 8 | Non Useable Floor Area Space Group | 805 | Non-usable - Circulation space |  | Excellent | 0.00 | NO
North Terrace_NT23-Jordan_Third Floor_307 _ Stair | NT-NT23-05-307 | NT23-05-307-Stair | North Terrace | NT | NT23 | Jordan | 05 | Third Floor | 307 | 99939 | Unusable Spaces | 99939 | Unusable Spaces | 8.78 | Stair | 8 | Non Useable Floor Area Space Group | 805 | Non-usable - Circulation space |  | Excellent | 0.00 | NO
North Terrace_NT23-Jordan_Third Floor_308 _ Utilities | NT-NT23-05-308 | NT23-05-308-Utilities | North Terrace | NT | NT23 | Jordan | 05 | Third Floor | 308 | 99979 | Commercial - University Senior College | 859 | Infrastructure | 12.33 | Utilities | 8 | Non Useable Floor Area Space Group | 805 | Non-usable - Circulation space |  | Excellent | 0.00 | NO
North Terrace_NT23-Jordan_Third Floor_309 _ Interview | NT-NT23-05-309 | NT23-05-309-Interview | North Terrace | NT | NT23 | Jordan | 05 | Third Floor | 309 | 99979 | Commercial - University Senior College | 859 | Infrastructure | 5.28 | Interview | 1 | Office Space Group | 119 | Informal Work Space |  | Excellent | 1,316.23 | NO
North Terrace_NT23-Jordan_Third Floor_310 _ Office | NT-NT23-05-310 | NT23-05-310-Office | North Terrace | NT | NT23 | Jordan | 05 | Third Floor | 310 | 99979 | Commercial - University Senior College | 859 | Infrastructure | 14.5 | Office | 1 | Office Space Group | 101 | Office - Academic Staff |  | Excellent | 3,614.64 | NO
North Terrace_NT23-Jordan_Third Floor_311 _ Office - Open Plan | NT-NT23-05-311 | NT23-05-311-Office - Open Plan | North Terrace | NT | NT23 | Jordan | 05 | Third Floor | 311 | 99979 | Commercial - University Senior College | 859 | Infrastructure | 21.3 | Office - Open Plan | 1 | Office Space Group | 112 | Open Plan - Academic Staff |  | Excellent | 5,309.79 | NO
North Terrace_NT23-Jordan_Third Floor_312 _ Breakout - Open Plan | NT-NT23-05-312 | NT23-05-312-Breakout - Open Plan | North Terrace | NT | NT23 | Jordan | 05 | Third Floor | 312 | 99979 | Commercial - University Senior College | 859 | Infrastructure | 41.96 | Breakout - Open Plan | 5 | Library, IT and Learning Space Group | 517 | Informal Learning |  | Excellent | 11,715.23 | NO
North Terrace_NT23-Jordan_Third Floor_313 _ Study | NT-NT23-05-313 | NT23-05-313-Study | North Terrace | NT | NT23 | Jordan | 05 | Third Floor | 313 | 99979 | Commercial - University Senior College | 859 | Infrastructure | 7.98 | Study | 8 | Non Useable Floor Area Space Group | 805 | Non-usable - Circulation space |  | Excellent | 0.00 | NO
North Terrace_NT23-Jordan_Third Floor_314 _ Study | NT-NT23-05-314 | NT23-05-314-Study | North Terrace | NT | NT23 | Jordan | 05 | Third Floor | 314 | 99979 | Commercial - University Senior College | 859 | Infrastructure | 7.99 | Study | 8 | Non Useable Floor Area Space Group | 805 | Non-usable - Circulation space |  | Excellent | 0.00 | NO
North Terrace_NT23-Jordan_Third Floor_315 _ Office | NT-NT23-05-315 | NT23-05-315-Office | North Terrace | NT | NT23 | Jordan | 05 | Third Floor | 315 | 99979 | Commercial - University Senior College | 859 | Infrastructure | 11.78 | Office | 1 | Office Space Group | 101 | Office - Academic Staff |  | Excellent | 2,936.59 | NO
North Terrace_NT23-Jordan_Third Floor_316 _ Office | NT-NT23-05-316 | NT23-05-316-Office | North Terrace | NT | NT23 | Jordan | 05 | Third Floor | 316 | 99979 | Commercial - University Senior College | 859 | Infrastructure | 6.32 | Office | 1 | Office Space Group | 101 | Office - Academic Staff |  | Excellent | 1,575.49 | NO
North Terrace_NT23-Jordan_Third Floor_R.01 _ | NT-NT23-05-R.01 | NT23-05-R.01- | North Terrace | NT | NT23 | Jordan | 05 | Third Floor | R.01 | 99939 | Unusable Spaces | 99939 | Unusable Spaces | 103.35 |  | 8 | Non Useable Floor Area Space Group | 810 | Non-usable - Mechanical plant room |  | Unknown |  | NO
North Terrace_NT23-Jordan_Fourth Floor_400 _ Lift Lobby | NT-NT23-06-400 | NT23-06-400-Lift Lobby | North Terrace | NT | NT23 | Jordan | 06 | Fourth Floor | 400 | 99939 | Unusable Spaces | 99939 | Unusable Spaces | 6.07 | Lift Lobby | 8 | Non Useable Floor Area Space Group | 805 | Non-usable - Circulation space |  | Excellent | 0.00 | NO
North Terrace_NT23-Jordan_Fourth Floor_400A _ Corr. | NT-NT23-06-400A | NT23-06-400A-Corr. | North Terrace | NT | NT23 | Jordan | 06 | Fourth Floor | 400A | 99939 | Unusable Spaces | 99939 | Unusable Spaces | 38.1 | Corr. | 8 | Non Useable Floor Area Space Group | 805 | Non-usable - Circulation space |  | Excellent | 0.00 | NO
North Terrace_NT23-Jordan_Fourth Floor_400B _ FHR | NT-NT23-06-400B | NT23-06-400B-FHR | North Terrace | NT | NT23 | Jordan | 06 | Fourth Floor | 400B | 99939 | Unusable Spaces | 99939 | Unusable Spaces | 0.47 | FHR | 8 | Non Useable Floor Area Space Group | 840 | Non-usable - Service riser |  | Unknown | 0.00 | NO
North Terrace_NT23-Jordan_Fourth Floor_400C _ VSR | NT-NT23-06-400C | NT23-06-400C-VSR | North Terrace | NT | NT23 | Jordan | 06 | Fourth Floor | 400C | 99939 | Unusable Spaces | 99939 | Unusable Spaces | 0.36 | VSR | 8 | Non Useable Floor Area Space Group | 840 | Non-usable - Service riser |  | Unknown | 0.00 | NO
North Terrace_NT23-Jordan_Fourth Floor_400D _ Storage | NT-NT23-06-400D | NT23-06-400D-Storage | North Terrace | NT | NT23 | Jordan | 06 | Fourth Floor | 400D | 99979 | Commercial - University Senior College | 859 | Infrastructure | 0.85 | Storage | 4 | Ancillary Area Space Group | 419 | Ancillary Area - Store Room - Generic |  | Excellent | 186.47 | NO
North Terrace_NT23-Jordan_Fourth Floor_400E _ Seating | NT-NT23-06-400E | NT23-06-400E-Seating | North Terrace | NT | NT23 | Jordan | 06 | Fourth Floor | 400E | 99979 | Commercial - University Senior College | 859 | Infrastructure | 1.21 | Seating | 5 | Library, IT and Learning Space Group | 517 | Informal Learning |  | Excellent | 337.83 | NO
North Terrace_NT23-Jordan_Fourth Floor_400F _ Storage | NT-NT23-06-400F | NT23-06-400F-Storage | North Terrace | NT | NT23 | Jordan | 06 | Fourth Floor | 400F | 99979 | Commercial - University Senior College | 859 | Infrastructure | 0.79 | Storage | 4 | Ancillary Area Space Group | 419 | Ancillary Area - Store Room - Generic |  | Excellent | 173.30 | NO
North Terrace_NT23-Jordan_Fourth Floor_401 _ Stair | NT-NT23-06-401 | NT23-06-401-Stair | North Terrace | NT | NT23 | Jordan | 06 | Fourth Floor | 401 | 99939 | Unusable Spaces | 99939 | Unusable Spaces | 9.45 | Stair | 8 | Non Useable Floor Area Space Group | 805 | Non-usable - Circulation space |  | Good | 0.00 | NO
North Terrace_NT23-Jordan_Fourth Floor_401B _ Cleaners | NT-NT23-06-401B | NT23-06-401B-Cleaners | North Terrace | NT | NT23 | Jordan | 06 | Fourth Floor | 401B | 99939 | Unusable Spaces | 99939 | Unusable Spaces | 4.1 | Cleaners | 8 | Non Useable Floor Area Space Group | 806 | Non-usable - Cleaners room |  | Excellent | 0.00 | NO
North Terrace_NT23-Jordan_Fourth Floor_402 _ Handwash | NT-NT23-06-402 | NT23-06-402-Handwash | North Terrace | NT | NT23 | Jordan | 06 | Fourth Floor | 402 | 99939 | Unusable Spaces | 99939 | Unusable Spaces | 4.75 | Handwash | 8 | Non Useable Floor Area Space Group | 835 | Non-usable - Toilets/Amenities - Other |  | Excellent | 0.00 | NO
North Terrace_NT23-Jordan_Fourth Floor_402A _ VSR | NT-NT23-06-402A | NT23-06-402A-VSR | North Terrace | NT | NT23 | Jordan | 06 | Fourth Floor | 402A | 99939 | Unusable Spaces | 99939 | Unusable Spaces | 0.19 | VSR | 8 | Non Useable Floor Area Space Group | 840 | Non-usable - Service riser |  | Unknown | 0.00 | NO
North Terrace_NT23-Jordan_Fourth Floor_403 _ WC - U - Access (RH) | NT-NT23-06-403 | NT23-06-403-WC - U - Access (RH) | North Terrace | NT | NT23 | Jordan | 06 | Fourth Floor | 403 | 99939 | Unusable Spaces | 99939 | Unusable Spaces | 5.9 | WC - U - Access (RH) | 8 | Non Useable Floor Area Space Group | 818 | Non-usable - Toilets/Amenities - Unisex Accessible |  | Unknown | 0.00 | NO
North Terrace_NT23-Jordan_Fourth Floor_404 _ Comms | NT-NT23-06-404 | NT23-06-404-Comms | North Terrace | NT | NT23 | Jordan | 06 | Fourth Floor | 404 | 850 | ITDS Branch Central Costs | 869 | Information Technology and Digital Services | 8.4 | Comms | 8 | Non Useable Floor Area Space Group | 812 | Non-usable - Comms/network system/Telephone/PABX |  | Excellent | 0.00 | NO
North Terrace_NT23-Jordan_Fourth Floor_405 _ Office | NT-NT23-06-405 | NT23-06-405-Office | North Terrace | NT | NT23 | Jordan | 06 | Fourth Floor | 405 | 99979 | Commercial - University Senior College | 859 | Infrastructure | 14.35 | Office | 1 | Office Space Group | 101 | Office - Academic Staff |  | Excellent | 3,577.25 | NO
North Terrace_NT23-Jordan_Fourth Floor_406 _ Classroom 5 | NT-NT23-06-406 | NT23-06-406-Classroom 5 | North Terrace | NT | NT23 | Jordan | 06 | Fourth Floor | 406 | 99979 | Commercial - University Senior College | 859 | Infrastructure | 54.68 | Classroom 5 | 2 | Teaching Space Group | 206 | Lecture/Seminar/Tutorial/Class Room (<30) Flat Floor |  | Excellent | 16,629.75 | NO
North Terrace_NT23-Jordan_Fourth Floor_406A _ VSR | NT-NT23-06-406A | NT23-06-406A-VSR | North Terrace | NT | NT23 | Jordan | 06 | Fourth Floor | 406A | 99939 | Unusable Spaces | 99939 | Unusable Spaces | 0.44 | VSR | 8 | Non Useable Floor Area Space Group | 840 | Non-usable - Service riser |  | Unknown | 0.00 | NO
North Terrace_NT23-Jordan_Fourth Floor_406B _ VSR | NT-NT23-06-406B | NT23-06-406B-VSR | North Terrace | NT | NT23 | Jordan | 06 | Fourth Floor | 406B | 99939 | Unusable Spaces | 99939 | Unusable Spaces | 0.54 | VSR | 8 | Non Useable Floor Area Space Group | 840 | Non-usable - Service riser |  | Unknown | 0.00 | NO
North Terrace_NT23-Jordan_Fourth Floor_407 _ Classroom 4 | NT-NT23-06-407 | NT23-06-407-Classroom 4 | North Terrace | NT | NT23 | Jordan | 06 | Fourth Floor | 407 | 99979 | Commercial - University Senior College | 859 | Infrastructure | 57.11 | Classroom 4 | 2 | Teaching Space Group | 206 | Lecture/Seminar/Tutorial/Class Room (<30) Flat Floor |  | Excellent | 17,368.78 | NO
North Terrace_NT23-Jordan_Fourth Floor_407A _ VSR | NT-NT23-06-407A | NT23-06-407A-VSR | North Terrace | NT | NT23 | Jordan | 06 | Fourth Floor | 407A | 99939 | Unusable Spaces | 99939 | Unusable Spaces | 1.34 | VSR | 8 | Non Useable Floor Area Space Group | 840 | Non-usable - Service riser |  | Unknown | 0.00 | NO
North Terrace_NT23-Jordan_Fourth Floor_407B _ VSR | NT-NT23-06-407B | NT23-06-407B-VSR | North Terrace | NT | NT23 | Jordan | 06 | Fourth Floor | 407B | 99939 | Unusable Spaces | 99939 | Unusable Spaces | 0.2 | VSR | 8 | Non Useable Floor Area Space Group | 840 | Non-usable - Service riser |  | Unknown | 0.00 | NO
North Terrace_NT23-Jordan_Fourth Floor_408 _ Classroom 3 | NT-NT23-06-408 | NT23-06-408-Classroom 3 | North Terrace | NT | NT23 | Jordan | 06 | Fourth Floor | 408 | 99979 | Commercial - University Senior College | 859 | Infrastructure | 51.26 | Classroom 3 | 2 | Teaching Space Group | 206 | Lecture/Seminar/Tutorial/Class Room (<30) Flat Floor |  | Excellent | 15,589.63 | NO
North Terrace_NT23-Jordan_Fourth Floor_408A _ DB - Elec | NT-NT23-06-408A | NT23-06-408A-DB - Elec | North Terrace | NT | NT23 | Jordan | 06 | Fourth Floor | 408A | 99939 | Unusable Spaces | 99939 | Unusable Spaces | 0.77 | DB - Elec | 8 | Non Useable Floor Area Space Group | 815 | Non-usable - Switch room |  | Unknown | 0.00 | NO
North Terrace_NT23-Jordan_Fourth Floor_409 _ Cleaners | NT-NT23-06-409 | NT23-06-409-Cleaners | North Terrace | NT | NT23 | Jordan | 06 | Fourth Floor | 409 | 99939 | Unusable Spaces | 99939 | Unusable Spaces | 4.1 | Cleaners | 8 | Non Useable Floor Area Space Group | 806 | Non-usable - Cleaners room |  | Excellent | 0.00 | NO
North Terrace_NT23-Jordan_Fourth Floor_409A _ VSR | NT-NT23-06-409A | NT23-06-409A-VSR | North Terrace | NT | NT23 | Jordan | 06 | Fourth Floor | 409A | 99939 | Unusable Spaces | 99939 | Unusable Spaces | 0.27 | VSR | 8 | Non Useable Floor Area Space Group | 840 | Non-usable - Service riser |  | Unknown | 0.00 | NO
North Terrace_NT23-Jordan_Fourth Floor_409B _ Storage - Cleaners | NT-NT23-06-409B | NT23-06-409B-Storage - Cleaners | North Terrace | NT | NT23 | Jordan | 06 | Fourth Floor | 409B | 99939 | Unusable Spaces | 99939 | Unusable Spaces | 0.78 | Storage - Cleaners | 8 | Non Useable Floor Area Space Group | 806 | Non-usable - Cleaners room |  | Unknown | 0.00 | NO
North Terrace_NT23-Jordan_Fourth Floor_410 _ Stair | NT-NT23-06-410 | NT23-06-410-Stair | North Terrace | NT | NT23 | Jordan | 06 | Fourth Floor | 410 | 99939 | Unusable Spaces | 99939 | Unusable Spaces | 8.74 | Stair | 8 | Non Useable Floor Area Space Group | 805 | Non-usable - Circulation space |  | Good | 0.00 | NO
North Terrace_NT23-Jordan_Fourth Floor_411 _ Utilities | NT-NT23-06-411 | NT23-06-411-Utilities | North Terrace | NT | NT23 | Jordan | 06 | Fourth Floor | 411 | 99979 | Commercial - University Senior College | 859 | Infrastructure | 12 | Utilities | 6 | General Facility Space Group | 603 | General Facility - Resource room |  | Excellent | 3,350.40 | NO
North Terrace_NT23-Jordan_Fourth Floor_412 _ Office | NT-NT23-06-412 | NT23-06-412-Office | North Terrace | NT | NT23 | Jordan | 06 | Fourth Floor | 412 | 99979 | Commercial - University Senior College | 859 | Infrastructure | 6.24 | Office | 1 | Office Space Group | 101 | Office - Academic Staff |  | Unknown | 0.00 | NO
North Terrace_NT23-Jordan_Fourth Floor_413 _ Breakout - Open Plan | NT-NT23-06-413 | NT23-06-413-Breakout - Open Plan | North Terrace | NT | NT23 | Jordan | 06 | Fourth Floor | 413 | 99979 | Commercial - University Senior College | 859 | Infrastructure | 14.15 | Breakout - Open Plan | 1 | Office Space Group | 101 | Office - Academic Staff |  | Excellent | 3,527.39 | NO
North Terrace_NT23-Jordan_Fourth Floor_414 _ Office - open plan | NT-NT23-06-414 | NT23-06-414-Office - open plan | North Terrace | NT | NT23 | Jordan | 06 | Fourth Floor | 414 | 99979 | Commercial - University Senior College | 859 | Infrastructure | 21.47 | Office - open plan | 1 | Office Space Group | 112 | Open Plan - Academic Staff |  | Excellent | 5,352.16 | NO
North Terrace_NT23-Jordan_Fourth Floor_415 _ Study - Open Plan | NT-NT23-06-415 | NT23-06-415-Study - Open Plan | North Terrace | NT | NT23 | Jordan | 06 | Fourth Floor | 415 | 99979 | Commercial - University Senior College | 859 | Infrastructure | 43.04 | Study - Open Plan | 5 | Library, IT and Learning Space Group | 517 | Informal Learning |  | Excellent | 12,016.77 | NO
North Terrace_NT23-Jordan_Fourth Floor_416 _ Study | NT-NT23-06-416 | NT23-06-416-Study | North Terrace | NT | NT23 | Jordan | 06 | Fourth Floor | 416 | 99979 | Commercial - University Senior College | 859 | Infrastructure | 7.98 | Study | 1 | Office Space Group | 119 | Informal Work Space |  | Unknown | 0.00 | NO
North Terrace_NT23-Jordan_Fourth Floor_417 _ Study | NT-NT23-06-417 | NT23-06-417-Study | North Terrace | NT | NT23 | Jordan | 06 | Fourth Floor | 417 | 99979 | Commercial - University Senior College | 859 | Infrastructure | 7.98 | Study | 1 | Office Space Group | 119 | Informal Work Space |  | Unknown | 0.00 | NO
North Terrace_NT23-Jordan_Fourth Floor_418 _ Office | NT-NT23-06-418 | NT23-06-418-Office | North Terrace | NT | NT23 | Jordan | 06 | Fourth Floor | 418 | 99979 | Commercial - University Senior College | 859 | Infrastructure | 11.77 | Office | 1 | Office Space Group | 101 | Office - Academic Staff |  | Excellent | 2,934.09 | NO
North Terrace_NT23-Jordan_Fourth Floor_419 _ Interview | NT-NT23-06-419 | NT23-06-419-Interview | North Terrace | NT | NT23 | Jordan | 06 | Fourth Floor | 419 | 99979 | Commercial - University Senior College | 859 | Infrastructure | 6.69 | Interview | 1 | Office Space Group | 119 | Informal Work Space |  | Excellent | 1,667.72 | NO
North Terrace_NT23-Jordan_Fifth Floor_501 _ Stair | NT-NT23-07-501 | NT23-07-501-Stair | North Terrace | NT | NT23 | Jordan | 07 | Fifth Floor | 501 | 99939 | Unusable Spaces | 99939 | Unusable Spaces | 9.45 | Stair | 8 | Non Useable Floor Area Space Group | 805 | Non-usable - Circulation space |  | Unknown | 0.00 | NO
North Terrace_NT23-Jordan_Fifth Floor_502 _ Corr. | NT-NT23-07-502 | NT23-07-502-Corr. | North Terrace | NT | NT23 | Jordan | 07 | Fifth Floor | 502 | 99939 | Unusable Spaces | 99939 | Unusable Spaces | 9.98 | Corr. | 8 | Non Useable Floor Area Space Group | 805 | Non-usable - Circulation space |  | Excellent | 0.00 | NO
North Terrace_NT23-Jordan_Fifth Floor_502A _ Corr. | NT-NT23-07-502A | NT23-07-502A-Corr. | North Terrace | NT | NT23 | Jordan | 07 | Fifth Floor | 502A | 99939 | Unusable Spaces | 99939 | Unusable Spaces | 37.3 | Corr. | 8 | Non Useable Floor Area Space Group | 805 | Non-usable - Circulation space |  | Excellent | 0.00 | NO
North Terrace_NT23-Jordan_Fifth Floor_502D _ FHR | NT-NT23-07-502D | NT23-07-502D-FHR | North Terrace | NT | NT23 | Jordan | 07 | Fifth Floor | 502D | 99939 | Unusable Spaces | 99939 | Unusable Spaces | 0.33 | FHR | 8 | Non Useable Floor Area Space Group | 840 | Non-usable - Service riser |  | Barely Adequate | 0.00 | NO
North Terrace_NT23-Jordan_Fifth Floor_502E _ Breakout | NT-NT23-07-502E | NT23-07-502E-Breakout | North Terrace | NT | NT23 | Jordan | 07 | Fifth Floor | 502E | 99979 | Commercial - University Senior College | 859 | Infrastructure | 3.64 | Breakout | 5 | Library, IT and Learning Space Group | 517 | Informal Learning |  | Excellent | 1,016.29 | NO
North Terrace_NT23-Jordan_Fifth Floor_502F _ Breakout | NT-NT23-07-502F | NT23-07-502F-Breakout | North Terrace | NT | NT23 | Jordan | 07 | Fifth Floor | 502F | 99979 | Commercial - University Senior College | 859 | Infrastructure | 4.44 | Breakout | 5 | Library, IT and Learning Space Group | 517 | Informal Learning |  | Excellent | 1,239.65 | NO
North Terrace_NT23-Jordan_Fifth Floor_502G _ Photocopying | NT-NT23-07-502G | NT23-07-502G-Photocopying | North Terrace | NT | NT23 | Jordan | 07 | Fifth Floor | 502G | 99979 | Commercial - University Senior College | 859 | Infrastructure | 4.4 | Photocopying | 6 | General Facility Space Group | 600 | General Facility - Specific type not defined |  | Excellent | 1,228.48 | NO
North Terrace_NT23-Jordan_Fifth Floor_502H _ Store | NT-NT23-07-502H | NT23-07-502H-Store | North Terrace | NT | NT23 | Jordan | 07 | Fifth Floor | 502H | 99979 | Commercial - University Senior College | 859 | Infrastructure | 0.96 | Store | 4 | Ancillary Area Space Group | 419 | Ancillary Area - Store Room - Generic |  | Barely Adequate | 137.53 | NO
North Terrace_NT23-Jordan_Fifth Floor_502L _ DB | NT-NT23-07-502L | NT23-07-502L-DB | North Terrace | NT | NT23 | Jordan | 07 | Fifth Floor | 502L | 99939 | Unusable Spaces | 99939 | Unusable Spaces | 0.38 | DB | 8 | Non Useable Floor Area Space Group | 840 | Non-usable - Service riser |  | Unknown | 0.00 | NO
North Terrace_NT23-Jordan_Fifth Floor_502M _ DB | NT-NT23-07-502M | NT23-07-502M-DB | North Terrace | NT | NT23 | Jordan | 07 | Fifth Floor | 502M | 99939 | Unusable Spaces | 99939 | Unusable Spaces | 0.16 | DB | 8 | Non Useable Floor Area Space Group | 840 | Non-usable - Service riser |  | Unknown | 0.00 | NO
North Terrace_NT23-Jordan_Fifth Floor_502N _ Lift | NT-NT23-07-502N | NT23-07-502N-Lift | North Terrace | NT | NT23 | Jordan | 07 | Fifth Floor | 502N | 99939 | Unusable Spaces | 99939 | Unusable Spaces | 9.34 | Lift | 8 | Non Useable Floor Area Space Group | 838 | Non-usable - Lift |  | Unknown | 0.00 | NO
North Terrace_NT23-Jordan_Fifth Floor_503 _ WC - U - Access (LH) | NT-NT23-07-503 | NT23-07-503-WC - U - Access (LH) | North Terrace | NT | NT23 | Jordan | 07 | Fifth Floor | 503 | 99939 | Unusable Spaces | 99939 | Unusable Spaces | 6.65 | WC - U - Access (LH) | 8 | Non Useable Floor Area Space Group | 818 | Non-usable - Toilets/Amenities - Unisex Accessible |  | Excellent | 0.00 | NO
North Terrace_NT23-Jordan_Fifth Floor_504 _ Computer Suite | NT-NT23-07-504 | NT23-07-504-Computer Suite | North Terrace | NT | NT23 | Jordan | 07 | Fifth Floor | 504 | 99979 | Commercial - University Senior College | 859 | Infrastructure | 65.74 | Computer Suite | 3 | Specialist Teaching or Research Space Group | 310 | Laboratory - Computing - Open Access |  | Excellent | 21,796.10 | NO
North Terrace_NT23-Jordan_Fifth Floor_504B _ VSR | NT-NT23-07-504B | NT23-07-504B-VSR | North Terrace | NT | NT23 | Jordan | 07 | Fifth Floor | 504B | 99939 | Unusable Spaces | 99939 | Unusable Spaces | 2.43 | VSR | 8 | Non Useable Floor Area Space Group | 840 | Non-usable - Service riser |  | Unknown | 0.00 | NO
North Terrace_NT23-Jordan_Fifth Floor_505 _ Lecture Theatre | NT-NT23-07-505 | NT23-07-505-Lecture Theatre | North Terrace | NT | NT23 | Jordan | 07 | Fifth Floor | 505 | 99979 | Commercial - University Senior College | 859 | Infrastructure | 79.28 | Lecture Theatre | 2 | Teaching Space Group | 203 | Lecture Theatre (< 100 seats) |  | Excellent | 24,111.32 | NO
North Terrace_NT23-Jordan_Fifth Floor_506 _ Teaching Room | NT-NT23-07-506 | NT23-07-506-Teaching Room | North Terrace | NT | NT23 | Jordan | 07 | Fifth Floor | 506 | 99979 | Commercial - University Senior College | 859 | Infrastructure | 56.16 | Teaching Room | 2 | Teaching Space Group | 203 | Lecture Theatre (< 100 seats) |  | Excellent | 17,079.86 | NO
North Terrace_NT23-Jordan_Fifth Floor_506A _ VSR | NT-NT23-07-506A | NT23-07-506A-VSR | North Terrace | NT | NT23 | Jordan | 07 | Fifth Floor | 506A | 99939 | Unusable Spaces | 99939 | Unusable Spaces | 1.46 | VSR | 8 | Non Useable Floor Area Space Group | 840 | Non-usable - Service riser |  | Unknown | 0.00 | NO
North Terrace_NT23-Jordan_Fifth Floor_506B _ VSR | NT-NT23-07-506B | NT23-07-506B-VSR | North Terrace | NT | NT23 | Jordan | 07 | Fifth Floor | 506B | 99939 | Unusable Spaces | 99939 | Unusable Spaces | 1.34 | VSR | 8 | Non Useable Floor Area Space Group | 840 | Non-usable - Service riser |  | Unknown | 0.00 | NO
North Terrace_NT23-Jordan_Fifth Floor_507 _ Staff Lunchroom | NT-NT23-07-507 | NT23-07-507-Staff Lunchroom | North Terrace | NT | NT23 | Jordan | 07 | Fifth Floor | 507 | 99979 | Commercial - University Senior College | 859 | Infrastructure | 14.48 | Staff Lunchroom | 6 | General Facility Space Group | 608 | General Facility - Kitchen/Servery/Food Storage |  | Excellent | 4,042.82 | NO
North Terrace_NT23-Jordan_Fifth Floor_508 _ Student Breakout 1 | NT-NT23-07-508 | NT23-07-508-Student Breakout 1 | North Terrace | NT | NT23 | Jordan | 07 | Fifth Floor | 508 | 99979 | Commercial - University Senior College | 859 | Infrastructure | 12.21 | Student Breakout 1 | 5 | Library, IT and Learning Space Group | 517 | Informal Learning |  | Excellent | 3,409.03 | NO
North Terrace_NT23-Jordan_Fifth Floor_508A _ Student Breakout 2 | NT-NT23-07-508A | NT23-07-508A-Student Breakout 2 | North Terrace | NT | NT23 | Jordan | 07 | Fifth Floor | 508A | 99979 | Commercial - University Senior College | 859 | Infrastructure | 17.05 | Student Breakout 2 | 5 | Library, IT and Learning Space Group | 517 | Informal Learning |  | Excellent | 4,760.36 | NO
North Terrace_NT23-Jordan_Fifth Floor_508B _ VSR | NT-NT23-07-508B | NT23-07-508B-VSR | North Terrace | NT | NT23 | Jordan | 07 | Fifth Floor | 508B | 99939 | Unusable Spaces | 99939 | Unusable Spaces | 2.55 | VSR | 8 | Non Useable Floor Area Space Group | 840 | Non-usable - Service riser |  | Unknown | 0.00 | NO
North Terrace_NT23-Jordan_Fifth Floor_509 _ Stair | NT-NT23-07-509 | NT23-07-509-Stair | North Terrace | NT | NT23 | Jordan | 07 | Fifth Floor | 509 | 99939 | Unusable Spaces | 99939 | Unusable Spaces | 8.78 | Stair | 8 | Non Useable Floor Area Space Group | 805 | Non-usable - Circulation space |  | Unknown | 0.00 | NO
North Terrace_NT23-Jordan_Fifth Floor_509A _ Cleaner | NT-NT23-07-509A | NT23-07-509A-Cleaner | North Terrace | NT | NT23 | Jordan | 07 | Fifth Floor | 509A | 99939 | Unusable Spaces | 99939 | Unusable Spaces | 2.15 | Cleaner | 8 | Non Useable Floor Area Space Group | 806 | Non-usable - Cleaners room |  | Unknown | 0.00 | NO
North Terrace_NT23-Jordan_Fifth Floor_510 _ Workstation | NT-NT23-07-510 | NT23-07-510-Workstation | North Terrace | NT | NT23 | Jordan | 07 | Fifth Floor | 510 | 99979 | Commercial - University Senior College | 859 | Infrastructure | 6.24 | Workstation | 1 | Office Space Group | 112 | Open Plan - Academic Staff |  | Excellent | 1,555.54 | NO
North Terrace_NT23-Jordan_Fifth Floor_510A _ Workstation | NT-NT23-07-510A | NT23-07-510A-Workstation | North Terrace | NT | NT23 | Jordan | 07 | Fifth Floor | 510A | 99979 | Commercial - University Senior College | 859 | Infrastructure | 5.22 | Workstation | 1 | Office Space Group | 112 | Open Plan - Academic Staff |  | Excellent | 1,301.27 | NO
North Terrace_NT23-Jordan_Fifth Floor_511 _ Computing - Student | NT-NT23-07-511 | NT23-07-511-Computing - Student | North Terrace | NT | NT23 | Jordan | 07 | Fifth Floor | 511 | 99979 | Commercial - University Senior College | 859 | Infrastructure | 39.62 | Computing - Student | 3 | Specialist Teaching or Research Space Group | 310 | Laboratory - Computing - Open Access |  | Excellent | 13,136.01 | NO
North Terrace_NT23-Jordan_Fifth Floor_512 _ Workstation | NT-NT23-07-512 | NT23-07-512-Workstation | North Terrace | NT | NT23 | Jordan | 07 | Fifth Floor | 512 | 99979 | Commercial - University Senior College | 859 | Infrastructure | 6.53 | Workstation | 1 | Office Space Group | 112 | Open Plan - Academic Staff |  | Excellent | 1,627.84 | NO
North Terrace_NT23-Jordan_Fifth Floor_512A _ Workstation | NT-NT23-07-512A | NT23-07-512A-Workstation | North Terrace | NT | NT23 | Jordan | 07 | Fifth Floor | 512A | 99979 | Commercial - University Senior College | 859 | Infrastructure | 5.33 | Workstation | 1 | Office Space Group | 112 | Open Plan - Academic Staff |  | Excellent | 1,328.69 | NO
North Terrace_NT23-Jordan_Roof Level_601 _ Stair | NT-NT23-08-601 | NT23-08-601-Stair | North Terrace | NT | NT23 | Jordan | 08 | Roof Level | 601 | 99939 | Unusable Spaces | 99939 | Unusable Spaces | 9.45 | Stair | 8 | Non Useable Floor Area Space Group | 805 | Non-usable - Circulation space |  | Unknown | 0.00 | NO
North Terrace_NT23-Jordan_Roof Level_603 _ Roof - access | NT-NT23-08-603 | NT23-08-603-Roof - access | North Terrace | NT | NT23 | Jordan | 08 | Roof Level | 603 | 99996 | Vacant | 859 | Infrastructure | 16.25 | Roof - access | 8 | Non Useable Floor Area Space Group | 805 | Non-usable - Circulation space |  | Barely Adequate | 0.00 | NO
North Terrace_NT23-Jordan_Roof Level_603A _ Roof - access | NT-NT23-08-603A | NT23-08-603A-Roof - access | North Terrace | NT | NT23 | Jordan | 08 | Roof Level | 603A | 99996 | Vacant | 859 | Infrastructure | 1.99 | Roof - access | 8 | Non Useable Floor Area Space Group | 805 | Non-usable - Circulation space |  | Barely Adequate | 0.00 | NO
North Terrace_NT23-Jordan_Roof Level_603D _ Services Area | NT-NT23-08-603D | NT23-08-603D-Services Area | North Terrace | NT | NT23 | Jordan | 08 | Roof Level | 603D | 99939 | Unusable Spaces | 99939 | Unusable Spaces | 1.46 | Services Area | 8 | Non Useable Floor Area Space Group | 811 | Non-usable - Plant room other |  | Unknown | 0.00 | NO
North Terrace_NT23-Jordan_Roof Level_603E _ VSR | NT-NT23-08-603E | NT23-08-603E-VSR | North Terrace | NT | NT23 | Jordan | 08 | Roof Level | 603E | 99939 | Unusable Spaces | 99939 | Unusable Spaces | 0.19 | VSR | 8 | Non Useable Floor Area Space Group | 840 | Non-usable - Service riser |  | Unknown | 0.00 | NO
North Terrace_NT23-Jordan_Roof Level_603F _ Services Area | NT-NT23-08-603F | NT23-08-603F-Services Area | North Terrace | NT | NT23 | Jordan | 08 | Roof Level | 603F | 99939 | Unusable Spaces | 99939 | Unusable Spaces | 0.63 | Services Area | 8 | Non Useable Floor Area Space Group | 811 | Non-usable - Plant room other |  | Unknown | 0.00 | NO
North Terrace_NT23-Jordan_Roof Level_604 _ Water Catchment | NT-NT23-08-604 | NT23-08-604-Water Catchment | North Terrace | NT | NT23 | Jordan | 08 | Roof Level | 604 | 99939 | Unusable Spaces | 99939 | Unusable Spaces | 10.62 | Water Catchment | 9 | Non Reportable Areas Space Group | 999 | Non-reportable - Not Elsewhere Classifiable |  | Unknown | 0.00 | NO
North Terrace_NT23-Jordan_Roof Level_605 _ Water Catchment | NT-NT23-08-605 | NT23-08-605-Water Catchment | North Terrace | NT | NT23 | Jordan | 08 | Roof Level | 605 | 99939 | Unusable Spaces | 99939 | Unusable Spaces | 11.24 | Water Catchment | 9 | Non Reportable Areas Space Group | 999 | Non-reportable - Not Elsewhere Classifiable |  | Unknown | 0.00 | NO
North Terrace_NT23-Jordan_Roof Level_606 _ Water Catchment | NT-NT23-08-606 | NT23-08-606-Water Catchment | North Terrace | NT | NT23 | Jordan | 08 | Roof Level | 606 | 99939 | Unusable Spaces | 99939 | Unusable Spaces | 11.24 | Water Catchment | 9 | Non Reportable Areas Space Group | 999 | Non-reportable - Not Elsewhere Classifiable |  | Unknown | 0.00 | NO
North Terrace_NT23-Jordan_Roof Level_607 _ Water Catchment | NT-NT23-08-607 | NT23-08-607-Water Catchment | North Terrace | NT | NT23 | Jordan | 08 | Roof Level | 607 | 99939 | Unusable Spaces | 99939 | Unusable Spaces | 11.24 | Water Catchment | 9 | Non Reportable Areas Space Group | 999 | Non-reportable - Not Elsewhere Classifiable |  | Unknown | 0.00 | NO
North Terrace_NT23-Jordan_Roof Level_608 _ Roof Space | NT-NT23-08-608 | NT23-08-608-Roof Space | North Terrace | NT | NT23 | Jordan | 08 | Roof Level | 608 | 99939 | Unusable Spaces | 99939 | Unusable Spaces | 326.46 | Roof Space | 8 | Non Useable Floor Area Space Group | 811 | Non-usable - Plant room other |  | Unknown | 0.00 | NO
North Terrace_NT23-Jordan_Machine Room Level_701 _ Stair | NT-NT23-09-701 | NT23-09-701-Stair | North Terrace | NT | NT23 | Jordan | 09 | Machine Room Level | 701 | 99939 | Unusable Spaces | 99939 | Unusable Spaces | 9.86 | Stair | 8 | Non Useable Floor Area Space Group | 805 | Non-usable - Circulation space |  | Unknown | 0.00 | NO
North Terrace_NT23-Jordan_Machine Room Level_702 _ Lift Machine Room | NT-NT23-09-702 | NT23-09-702-Lift Machine Room | North Terrace | NT | NT23 | Jordan | 09 | Machine Room Level | 702 | 99939 | Unusable Spaces | 99939 | Unusable Spaces | 26.36 | Lift Machine Room | 8 | Non Useable Floor Area Space Group | 809 | Non-usable - Lift motor room |  | Unknown | 0.00 | NO
North Terrace_NT24-CSIRO Kintore Ave._Basement_100 _ Corr. | NT-NT24-01-100 | NT24-01-100-Corr. | North Terrace | NT | NT24 | CSIRO Kintore Ave. | 01 | Basement | 100 | 99939 | Unusable Spaces | 99939 | Unusable Spaces | 23.91 | Corr. | 8 | Non Useable Floor Area Space Group | 805 | Non-usable - Circulation space |  | Unknown | 0.00 | NO
North Terrace_NT24-CSIRO Kintore Ave._Basement_100A _ Corr. | NT-NT24-01-100A | NT24-01-100A-Corr. | North Terrace | NT | NT24 | CSIRO Kintore Ave. | 01 | Basement | 100A | 99939 | Unusable Spaces | 99939 | Unusable Spaces | 30.96 | Corr. | 8 | Non Useable Floor Area Space Group | 805 | Non-usable - Circulation space |  | Unknown | 0.00 | NO
North Terrace_NT24-CSIRO Kintore Ave._Basement_100B _ Unknown | NT-NT24-01-100B | NT24-01-100B-Unknown | North Terrace | NT | NT24 | CSIRO Kintore Ave. | 01 | Basement | 100B | 99939 | Unusable Spaces | 99939 | Unusable Spaces | 0.39 | Unknown | 9 | Non Reportable Areas Space Group | 999 | Non-reportable - Not Elsewhere Classifiable |  | Unknown | 0.00 | NO
North Terrace_NT24-CSIRO Kintore Ave._Basement_100C _ Stair | NT-NT24-01-100C | NT24-01-100C-Stair | North Terrace | NT | NT24 | CSIRO Kintore Ave. | 01 | Basement | 100C | 99939 | Unusable Spaces | 99939 | Unusable Spaces | 6.75 | Stair | 8 | Non Useable Floor Area Space Group | 805 | Non-usable - Circulation space |  | Unknown | 0.00 | NO
North Terrace_NT24-CSIRO Kintore Ave._Basement_100D _ WC - M | NT-NT24-01-100D | NT24-01-100D-WC - M | North Terrace | NT | NT24 | CSIRO Kintore Ave. | 01 | Basement | 100D | 99939 | Unusable Spaces | 99939 | Unusable Spaces | 10.23 | WC - M | 8 | Non Useable Floor Area Space Group | 821 | Non-usable - Toilets/Amenities - Male |  | Unknown | 0.00 | NO
North Terrace_NT24-CSIRO Kintore Ave._Basement_100E _ Unknown | NT-NT24-01-100E | NT24-01-100E-Unknown | North Terrace | NT | NT24 | CSIRO Kintore Ave. | 01 | Basement | 100E | 99939 | Unusable Spaces | 99939 | Unusable Spaces | 4.51 | Unknown | 9 | Non Reportable Areas Space Group | 999 | Non-reportable - Not Elsewhere Classifiable |  | Unknown | 0.00 | NO
North Terrace_NT24-CSIRO Kintore Ave._Basement_101 _ Unknown | NT-NT24-01-101 | NT24-01-101-Unknown | North Terrace | NT | NT24 | CSIRO Kintore Ave. | 01 | Basement | 101 | 99002 | Federal - CSIRO | 859 | Infrastructure | 22.79 | Unknown | 9 | Non Reportable Areas Space Group | 999 | Non-reportable - Not Elsewhere Classifiable |  | Unknown | 0.00 | NO
North Terrace_NT24-CSIRO Kintore Ave._Basement_102 _ Unknown | NT-NT24-01-102 | NT24-01-102-Unknown | North Terrace | NT | NT24 | CSIRO Kintore Ave. | 01 | Basement | 102 | 99002 | Federal - CSIRO | 859 | Infrastructure | 4.76 | Unknown | 9 | Non Reportable Areas Space Group | 999 | Non-reportable - Not Elsewhere Classifiable |  | Unknown | 0.00 | NO
North Terrace_NT24-CSIRO Kintore Ave._Basement_103 _ Plantroom - A/C | NT-NT24-01-103 | NT24-01-103-Plantroom - A/C | North Terrace | NT | NT24 | CSIRO Kintore Ave. | 01 | Basement | 103 | 99939 | Unusable Spaces | 99939 | Unusable Spaces | 62.87 | Plantroom - A/C | 8 | Non Useable Floor Area Space Group | 810 | Non-usable - Mechanical plant room |  | Unknown | 0.00 | NO
North Terrace_NT24-CSIRO Kintore Ave._Basement_103A _ unknown | NT-NT24-01-103A | NT24-01-103A-unknown | North Terrace | NT | NT24 | CSIRO Kintore Ave. | 01 | Basement | 103A | 99002 | Federal - CSIRO | 859 | Infrastructure | 12.32 | unknown | 8 | Non Useable Floor Area Space Group | 800 | Non-usable - Specific type not defined |  | Unknown | 0.00 | NO
North Terrace_NT24-CSIRO Kintore Ave._Basement_103B _ Unknown | NT-NT24-01-103B | NT24-01-103B-Unknown | North Terrace | NT | NT24 | CSIRO Kintore Ave. | 01 | Basement | 103B | 99939 | Unusable Spaces | 99939 | Unusable Spaces | 59.18 | Unknown | 9 | Non Reportable Areas Space Group | 999 | Non-reportable - Not Elsewhere Classifiable |  | Unknown | 0.00 | NO
North Terrace_NT24-CSIRO Kintore Ave._Basement_103D _ Unknown | NT-NT24-01-103D | NT24-01-103D-Unknown | North Terrace | NT | NT24 | CSIRO Kintore Ave. | 01 | Basement | 103D | 99002 | Federal - CSIRO | 859 | Infrastructure | 0.47 | Unknown | 9 | Non Reportable Areas Space Group | 999 | Non-reportable - Not Elsewhere Classifiable |  | Unknown | 0.00 | NO
North Terrace_NT24-CSIRO Kintore Ave._Basement_104 _ Unknown | NT-NT24-01-104 | NT24-01-104-Unknown | North Terrace | NT | NT24 | CSIRO Kintore Ave. | 01 | Basement | 104 | 99002 | Federal - CSIRO | 859 | Infrastructure | 10.03 | Unknown | 9 | Non Reportable Areas Space Group | 999 | Non-reportable - Not Elsewhere Classifiable |  | Unknown | 0.00 | NO
North Terrace_NT24-CSIRO Kintore Ave._Basement_105 _ Unknown | NT-NT24-01-105 | NT24-01-105-Unknown | North Terrace | NT | NT24 | CSIRO Kintore Ave. | 01 | Basement | 105 | 99002 | Federal - CSIRO | 859 | Infrastructure | 18.99 | Unknown | 9 | Non Reportable Areas Space Group | 999 | Non-reportable - Not Elsewhere Classifiable |  | Unknown | 0.00 | NO
North Terrace_NT24-CSIRO Kintore Ave._Basement_106 _ Unknown | NT-NT24-01-106 | NT24-01-106-Unknown | North Terrace | NT | NT24 | CSIRO Kintore Ave. | 01 | Basement | 106 | 99002 | Federal - CSIRO | 859 | Infrastructure | 16.25 | Unknown | 9 | Non Reportable Areas Space Group | 999 | Non-reportable - Not Elsewhere Classifiable |  | Unknown | 0.00 | NO
North Terrace_NT24-CSIRO Kintore Ave._Basement_106A _ Unknown | NT-NT24-01-106A | NT24-01-106A-Unknown | North Terrace | NT | NT24 | CSIRO Kintore Ave. | 01 | Basement | 106A | 99002 | Federal - CSIRO | 859 | Infrastructure | 12.07 | Unknown | 9 | Non Reportable Areas Space Group | 999 | Non-reportable - Not Elsewhere Classifiable |  | Unknown | 0.00 | NO
North Terrace_NT24-CSIRO Kintore Ave._Basement_107 _ Unknown | NT-NT24-01-107 | NT24-01-107-Unknown | North Terrace | NT | NT24 | CSIRO Kintore Ave. | 01 | Basement | 107 | 99002 | Federal - CSIRO | 859 | Infrastructure | 8.67 | Unknown | 9 | Non Reportable Areas Space Group | 999 | Non-reportable - Not Elsewhere Classifiable |  | Unknown | 0.00 | NO
North Terrace_NT24-CSIRO Kintore Ave._Basement_108 _ Unknown | NT-NT24-01-108 | NT24-01-108-Unknown | North Terrace | NT | NT24 | CSIRO Kintore Ave. | 01 | Basement | 108 | 99002 | Federal - CSIRO | 859 | Infrastructure | 29.2 | Unknown | 9 | Non Reportable Areas Space Group | 999 | Non-reportable - Not Elsewhere Classifiable |  | Unknown | 0.00 | NO
North Terrace_NT24-CSIRO Kintore Ave._Basement_108A _ Unknown | NT-NT24-01-108A | NT24-01-108A-Unknown | North Terrace | NT | NT24 | CSIRO Kintore Ave. | 01 | Basement | 108A | 99002 | Federal - CSIRO | 859 | Infrastructure | 11.1 | Unknown | 9 | Non Reportable Areas Space Group | 999 | Non-reportable - Not Elsewhere Classifiable |  | Unknown | 0.00 | NO
North Terrace_NT24-CSIRO Kintore Ave._Basement_108B _ Unknown | NT-NT24-01-108B | NT24-01-108B-Unknown | North Terrace | NT | NT24 | CSIRO Kintore Ave. | 01 | Basement | 108B | 99002 | Federal - CSIRO | 859 | Infrastructure | 5.52 | Unknown | 9 | Non Reportable Areas Space Group | 999 | Non-reportable - Not Elsewhere Classifiable |  | Unknown | 0.00 | NO
North Terrace_NT24-CSIRO Kintore Ave._Basement_109 _ Unknown | NT-NT24-01-109 | NT24-01-109-Unknown | North Terrace | NT | NT24 | CSIRO Kintore Ave. | 01 | Basement | 109 | 99002 | Federal - CSIRO | 859 | Infrastructure | 32.57 | Unknown | 9 | Non Reportable Areas Space Group | 999 | Non-reportable - Not Elsewhere Classifiable |  | Unknown | 0.00 | NO
North Terrace_NT24-CSIRO Kintore Ave._Basement_110 _ Unknown | NT-NT24-01-110 | NT24-01-110-Unknown | North Terrace | NT | NT24 | CSIRO Kintore Ave. | 01 | Basement | 110 | 99002 | Federal - CSIRO | 859 | Infrastructure | 20.1 | Unknown | 9 | Non Reportable Areas Space Group | 999 | Non-reportable - Not Elsewhere Classifiable |  | Unknown | 0.00 | NO
North Terrace_NT24-CSIRO Kintore Ave._Basement_111 _ Unknown | NT-NT24-01-111 | NT24-01-111-Unknown | North Terrace | NT | NT24 | CSIRO Kintore Ave. | 01 | Basement | 111 | 99002 | Federal - CSIRO | 859 | Infrastructure | 28.22 | Unknown | 9 | Non Reportable Areas Space Group | 999 | Non-reportable - Not Elsewhere Classifiable |  | Unknown | 0.00 | NO
North Terrace_NT24-CSIRO Kintore Ave._Basement_112 _ Unknown | NT-NT24-01-112 | NT24-01-112-Unknown | North Terrace | NT | NT24 | CSIRO Kintore Ave. | 01 | Basement | 112 | 99002 | Federal - CSIRO | 859 | Infrastructure | 45.97 | Unknown | 9 | Non Reportable Areas Space Group | 999 | Non-reportable - Not Elsewhere Classifiable |  | Unknown | 0.00 | NO
North Terrace_NT24-CSIRO Kintore Ave._Basement_113 _ Unknown | NT-NT24-01-113 | NT24-01-113-Unknown | North Terrace | NT | NT24 | CSIRO Kintore Ave. | 01 | Basement | 113 | 99002 | Federal - CSIRO | 859 | Infrastructure | 22.81 | Unknown | 9 | Non Reportable Areas Space Group | 999 | Non-reportable - Not Elsewhere Classifiable |  | Unknown | 0.00 | NO
North Terrace_NT24-CSIRO Kintore Ave._Basement_114 _ Stair | NT-NT24-01-114 | NT24-01-114-Stair | North Terrace | NT | NT24 | CSIRO Kintore Ave. | 01 | Basement | 114 | 99939 | Unusable Spaces | 99939 | Unusable Spaces | 15.55 | Stair | 8 | Non Useable Floor Area Space Group | 805 | Non-usable - Circulation space |  | Unknown | 0.00 | NO
North Terrace_NT24-CSIRO Kintore Ave._Basement_115 _ Corr. | NT-NT24-01-115 | NT24-01-115-Corr. | North Terrace | NT | NT24 | CSIRO Kintore Ave. | 01 | Basement | 115 | 99939 | Unusable Spaces | 99939 | Unusable Spaces | 23.75 | Corr. | 8 | Non Useable Floor Area Space Group | 805 | Non-usable - Circulation space |  | Unknown | 0.00 | NO
North Terrace_NT24-CSIRO Kintore Ave._Basement_115A _ Lift Shaft | NT-NT24-01-115A | NT24-01-115A-Lift Shaft | North Terrace | NT | NT24 | CSIRO Kintore Ave. | 01 | Basement | 115A | 99939 | Unusable Spaces | 99939 | Unusable Spaces | 6.82 | Lift Shaft | 8 | Non Useable Floor Area Space Group | 838 | Non-usable - Lift |  | Unknown | 0.00 | NO
North Terrace_NT24-CSIRO Kintore Ave._Basement_115B _ Unknown | NT-NT24-01-115B | NT24-01-115B-Unknown | North Terrace | NT | NT24 | CSIRO Kintore Ave. | 01 | Basement | 115B | 99939 | Unusable Spaces | 99939 | Unusable Spaces | 1.04 | Unknown | 9 | Non Reportable Areas Space Group | 999 | Non-reportable - Not Elsewhere Classifiable |  | Unknown | 0.00 | NO
North Terrace_NT24-CSIRO Kintore Ave._Basement_116 _ WC | NT-NT24-01-116 | NT24-01-116-WC | North Terrace | NT | NT24 | CSIRO Kintore Ave. | 01 | Basement | 116 | 99939 | Unusable Spaces | 99939 | Unusable Spaces | 6.79 | WC | 8 | Non Useable Floor Area Space Group | 822 | Non-usable - Toilets/Amenities - Unisex |  | Unknown | 0.00 | NO
North Terrace_NT24-CSIRO Kintore Ave._Basement_117 _ Unknown | NT-NT24-01-117 | NT24-01-117-Unknown | North Terrace | NT | NT24 | CSIRO Kintore Ave. | 01 | Basement | 117 | 99002 | Federal - CSIRO | 859 | Infrastructure | 65.16 | Unknown | 9 | Non Reportable Areas Space Group | 999 | Non-reportable - Not Elsewhere Classifiable |  | Unknown | 0.00 | NO
North Terrace_NT24-CSIRO Kintore Ave._Basement_117A _ Unknown | NT-NT24-01-117A | NT24-01-117A-Unknown | North Terrace | NT | NT24 | CSIRO Kintore Ave. | 01 | Basement | 117A | 99002 | Federal - CSIRO | 859 | Infrastructure | 9.36 | Unknown | 9 | Non Reportable Areas Space Group | 999 | Non-reportable - Not Elsewhere Classifiable |  | Unknown | 0.00 | NO
North Terrace_NT24-CSIRO Kintore Ave._Basement_117B _ Unknown | NT-NT24-01-117B | NT24-01-117B-Unknown | North Terrace | NT | NT24 | CSIRO Kintore Ave. | 01 | Basement | 117B | 99002 | Federal - CSIRO | 859 | Infrastructure | 11.81 | Unknown | 9 | Non Reportable Areas Space Group | 999 | Non-reportable - Not Elsewhere Classifiable |  | Unknown | 0.00 | NO
North Terrace_NT24-CSIRO Kintore Ave._Basement_117D _ Unknown | NT-NT24-01-117D | NT24-01-117D-Unknown | North Terrace | NT | NT24 | CSIRO Kintore Ave. | 01 | Basement | 117D | 99002 | Federal - CSIRO | 859 | Infrastructure | 9.96 | Unknown | 9 | Non Reportable Areas Space Group | 999 | Non-reportable - Not Elsewhere Classifiable |  | Unknown | 0.00 | NO
North Terrace_NT24-CSIRO Kintore Ave._Basement_118 _ Unknown | NT-NT24-01-118 | NT24-01-118-Unknown | North Terrace | NT | NT24 | CSIRO Kintore Ave. | 01 | Basement | 118 | 99002 | Federal - CSIRO | 859 | Infrastructure | 63.75 | Unknown | 9 | Non Reportable Areas Space Group | 999 | Non-reportable - Not Elsewhere Classifiable |  | Unknown | 0.00 | NO
North Terrace_NT24-CSIRO Kintore Ave._Basement_118A _ Unknown | NT-NT24-01-118A | NT24-01-118A-Unknown | North Terrace | NT | NT24 | CSIRO Kintore Ave. | 01 | Basement | 118A | 99002 | Federal - CSIRO | 859 | Infrastructure | 8.84 | Unknown | 9 | Non Reportable Areas Space Group | 999 | Non-reportable - Not Elsewhere Classifiable |  | Unknown | 0.00 | NO
North Terrace_NT24-CSIRO Kintore Ave._Basement_119 _ Lift Motor Room | NT-NT24-01-119 | NT24-01-119-Lift Motor Room | North Terrace | NT | NT24 | CSIRO Kintore Ave. | 01 | Basement | 119 | 99939 | Unusable Spaces | 99939 | Unusable Spaces | 6.72 | Lift Motor Room | 8 | Non Useable Floor Area Space Group | 809 | Non-usable - Lift motor room |  | Unknown | 0.00 | NO
North Terrace_NT24-CSIRO Kintore Ave._Basement_120 _ Undercroft Carpark | NT-NT24-01-120 | NT24-01-120-Undercroft Carpark | North Terrace | NT | NT24 | CSIRO Kintore Ave. | 01 | Basement | 120 | 99997 | Parking Spaces | 99939 | Unusable Spaces | 104.46 | Undercroft Carpark | 8 | Non Useable Floor Area Space Group | 804 | Non-usable - Car park < 50% of building - Not usable TEFMA |  | Unknown | 0.00 | NO
North Terrace_NT24-CSIRO Kintore Ave._Basement_120A _ VSR | NT-NT24-01-120A | NT24-01-120A-VSR | North Terrace | NT | NT24 | CSIRO Kintore Ave. | 01 | Basement | 120A | 99939 | Unusable Spaces | 99939 | Unusable Spaces | 3.42 | VSR | 8 | Non Useable Floor Area Space Group | 840 | Non-usable - Service riser |  | Unknown | 0.00 | NO
North Terrace_NT24-CSIRO Kintore Ave._Basement_121 _ Unknown | NT-NT24-01-121 | NT24-01-121-Unknown | North Terrace | NT | NT24 | CSIRO Kintore Ave. | 01 | Basement | 121 | 99966 | Unknown | 99939 | Unusable Spaces | 9.57 | Unknown | 9 | Non Reportable Areas Space Group | 999 | Non-reportable - Not Elsewhere Classifiable |  | Unknown | 0.00 | NO
North Terrace_NT24-CSIRO Kintore Ave._Basement_122 _ Unknown | NT-NT24-01-122 | NT24-01-122-Unknown | North Terrace | NT | NT24 | CSIRO Kintore Ave. | 01 | Basement | 122 | 99966 | Unknown | 99939 | Unusable Spaces | 9.57 | Unknown | 9 | Non Reportable Areas Space Group | 999 | Non-reportable - Not Elsewhere Classifiable |  | Unknown | 0.00 | NO
North Terrace_NT24-CSIRO Kintore Ave._Mezzanine_M00 _ Unknown | NT-NT24-02-M00 | NT24-02-M00-Unknown | North Terrace | NT | NT24 | CSIRO Kintore Ave. | 02 | Mezzanine | M00 | 99939 | Unusable Spaces | 99939 | Unusable Spaces | 41.1 | Unknown | 9 | Non Reportable Areas Space Group | 999 | Non-reportable - Not Elsewhere Classifiable |  | Unknown | 0.00 | NO
North Terrace_NT24-CSIRO Kintore Ave._Mezzanine_M00A _ Waiting | NT-NT24-02-M00A | NT24-02-M00A-Waiting | North Terrace | NT | NT24 | CSIRO Kintore Ave. | 02 | Mezzanine | M00A | 99939 | Unusable Spaces | 99939 | Unusable Spaces | 12.21 | Waiting | 6 | General Facility Space Group | 623 | General Facility - Waiting Area/Foyer/Reception Area |  | Unknown | 0.00 | NO
North Terrace_NT24-CSIRO Kintore Ave._Mezzanine_M01 _ Unknown | NT-NT24-02-M01 | NT24-02-M01-Unknown | North Terrace | NT | NT24 | CSIRO Kintore Ave. | 02 | Mezzanine | M01 | 99002 | Federal - CSIRO | 859 | Infrastructure | 9.47 | Unknown | 9 | Non Reportable Areas Space Group | 999 | Non-reportable - Not Elsewhere Classifiable |  | Unknown | 0.00 | NO
North Terrace_NT24-CSIRO Kintore Ave._Mezzanine_M02 _ Unknown | NT-NT24-02-M02 | NT24-02-M02-Unknown | North Terrace | NT | NT24 | CSIRO Kintore Ave. | 02 | Mezzanine | M02 | 99002 | Federal - CSIRO | 859 | Infrastructure | 5.74 | Unknown | 9 | Non Reportable Areas Space Group | 999 | Non-reportable - Not Elsewhere Classifiable |  | Unknown | 0.00 | NO
North Terrace_NT24-CSIRO Kintore Ave._Mezzanine_M03 _ Unknown | NT-NT24-02-M03 | NT24-02-M03-Unknown | North Terrace | NT | NT24 | CSIRO Kintore Ave. | 02 | Mezzanine | M03 | 99002 | Federal - CSIRO | 859 | Infrastructure | 4.58 | Unknown | 9 | Non Reportable Areas Space Group | 999 | Non-reportable - Not Elsewhere Classifiable |  | Unknown | 0.00 | NO
North Terrace_NT24-CSIRO Kintore Ave._Mezzanine_M04 _ Unknown | NT-NT24-02-M04 | NT24-02-M04-Unknown | North Terrace | NT | NT24 | CSIRO Kintore Ave. | 02 | Mezzanine | M04 | 99002 | Federal - CSIRO | 859 | Infrastructure | 14.04 | Unknown | 9 | Non Reportable Areas Space Group | 999 | Non-reportable - Not Elsewhere Classifiable |  | Unknown | 0.00 | NO
North Terrace_NT24-CSIRO Kintore Ave._Mezzanine_M05 _ Unknown | NT-NT24-02-M05 | NT24-02-M05-Unknown | North Terrace | NT | NT24 | CSIRO Kintore Ave. | 02 | Mezzanine | M05 | 99002 | Federal - CSIRO | 859 | Infrastructure | 14.65 | Unknown | 9 | Non Reportable Areas Space Group | 999 | Non-reportable - Not Elsewhere Classifiable |  | Unknown | 0.00 | NO
North Terrace_NT24-CSIRO Kintore Ave._Mezzanine_M06 _ Unknown | NT-NT24-02-M06 | NT24-02-M06-Unknown | North Terrace | NT | NT24 | CSIRO Kintore Ave. | 02 | Mezzanine | M06 | 99002 | Federal - CSIRO | 859 | Infrastructure | 14.88 | Unknown | 9 | Non Reportable Areas Space Group | 999 | Non-reportable - Not Elsewhere Classifiable |  | Unknown | 0.00 | NO
North Terrace_NT24-CSIRO Kintore Ave._Mezzanine_M07 _ Unknown | NT-NT24-02-M07 | NT24-02-M07-Unknown | North Terrace | NT | NT24 | CSIRO Kintore Ave. | 02 | Mezzanine | M07 | 99002 | Federal - CSIRO | 859 | Infrastructure | 13.41 | Unknown | 9 | Non Reportable Areas Space Group | 999 | Non-reportable - Not Elsewhere Classifiable |  | Unknown | 0.00 | NO
North Terrace_NT24-CSIRO Kintore Ave._Mezzanine_M08 _ Unknown | NT-NT24-02-M08 | NT24-02-M08-Unknown | North Terrace | NT | NT24 | CSIRO Kintore Ave. | 02 | Mezzanine | M08 | 99002 | Federal - CSIRO | 859 | Infrastructure | 8.95 | Unknown | 9 | Non Reportable Areas Space Group | 999 | Non-reportable - Not Elsewhere Classifiable |  | Unknown | 0.00 | NO
North Terrace_NT24-CSIRO Kintore Ave._Mezzanine_M09 _ Unknown | NT-NT24-02-M09 | NT24-02-M09-Unknown | North Terrace | NT | NT24 | CSIRO Kintore Ave. | 02 | Mezzanine | M09 | 99002 | Federal - CSIRO | 859 | Infrastructure | 17.55 | Unknown | 9 | Non Reportable Areas Space Group | 999 | Non-reportable - Not Elsewhere Classifiable |  | Unknown | 0.00 | NO
North Terrace_NT24-CSIRO Kintore Ave._Mezzanine_M09A _ Unknown | NT-NT24-02-M09A | NT24-02-M09A-Unknown | North Terrace | NT | NT24 | CSIRO Kintore Ave. | 02 | Mezzanine | M09A | 99002 | Federal - CSIRO | 859 | Infrastructure | 4.15 | Unknown | 9 | Non Reportable Areas Space Group | 999 | Non-reportable - Not Elsewhere Classifiable |  | Unknown | 0.00 | NO
North Terrace_NT24-CSIRO Kintore Ave._Mezzanine_M09B _ Unknown | NT-NT24-02-M09B | NT24-02-M09B-Unknown | North Terrace | NT | NT24 | CSIRO Kintore Ave. | 02 | Mezzanine | M09B | 99002 | Federal - CSIRO | 859 | Infrastructure | 3.74 | Unknown | 9 | Non Reportable Areas Space Group | 999 | Non-reportable - Not Elsewhere Classifiable |  | Unknown | 0.00 | NO
North Terrace_NT24-CSIRO Kintore Ave._Mezzanine_M10 _ Unknown | NT-NT24-02-M10 | NT24-02-M10-Unknown | North Terrace | NT | NT24 | CSIRO Kintore Ave. | 02 | Mezzanine | M10 | 99002 | Federal - CSIRO | 859 | Infrastructure | 17.88 | Unknown | 9 | Non Reportable Areas Space Group | 999 | Non-reportable - Not Elsewhere Classifiable |  | Unknown | 0.00 | NO
North Terrace_NT24-CSIRO Kintore Ave._Mezzanine_M11 _ Unknown | NT-NT24-02-M11 | NT24-02-M11-Unknown | North Terrace | NT | NT24 | CSIRO Kintore Ave. | 02 | Mezzanine | M11 | 99002 | Federal - CSIRO | 859 | Infrastructure | 17.61 | Unknown | 9 | Non Reportable Areas Space Group | 999 | Non-reportable - Not Elsewhere Classifiable |  | Unknown | 0.00 | NO
North Terrace_NT24-CSIRO Kintore Ave._Mezzanine_M12 _ Unknown | NT-NT24-02-M12 | NT24-02-M12-Unknown | North Terrace | NT | NT24 | CSIRO Kintore Ave. | 02 | Mezzanine | M12 | 99002 | Federal - CSIRO | 859 | Infrastructure | 12.6 | Unknown | 9 | Non Reportable Areas Space Group | 999 | Non-reportable - Not Elsewhere Classifiable |  | Unknown | 0.00 | NO
North Terrace_NT24-CSIRO Kintore Ave._Mezzanine_M13 _ Unknown | NT-NT24-02-M13 | NT24-02-M13-Unknown | North Terrace | NT | NT24 | CSIRO Kintore Ave. | 02 | Mezzanine | M13 | 99002 | Federal - CSIRO | 859 | Infrastructure | 11.12 | Unknown | 9 | Non Reportable Areas Space Group | 999 | Non-reportable - Not Elsewhere Classifiable |  | Unknown | 0.00 | NO
North Terrace_NT24-CSIRO Kintore Ave._Mezzanine_M14 _ VSR | NT-NT24-02-M14 | NT24-02-M14-VSR | North Terrace | NT | NT24 | CSIRO Kintore Ave. | 02 | Mezzanine | M14 | 99939 | Unusable Spaces | 99939 | Unusable Spaces | 1.78 | VSR | 8 | Non Useable Floor Area Space Group | 840 | Non-usable - Service riser |  | Unknown | 0.00 | NO
North Terrace_NT24-CSIRO Kintore Ave._Mezzanine_M15 _ Unknown | NT-NT24-02-M15 | NT24-02-M15-Unknown | North Terrace | NT | NT24 | CSIRO Kintore Ave. | 02 | Mezzanine | M15 | 99002 | Federal - CSIRO | 859 | Infrastructure | 6.66 | Unknown | 9 | Non Reportable Areas Space Group | 999 | Non-reportable - Not Elsewhere Classifiable |  | Unknown | 0.00 | NO
North Terrace_NT24-CSIRO Kintore Ave._Mezzanine_M15A _ Lift Shaft | NT-NT24-02-M15A | NT24-02-M15A-Lift Shaft | North Terrace | NT | NT24 | CSIRO Kintore Ave. | 02 | Mezzanine | M15A | 99939 | Unusable Spaces | 99939 | Unusable Spaces | 7.21 | Lift Shaft | 8 | Non Useable Floor Area Space Group | 840 | Non-usable - Service riser |  | Unknown | 0.00 | NO
North Terrace_NT24-CSIRO Kintore Ave._Mezzanine_M16 _ Corr. | NT-NT24-02-M16 | NT24-02-M16-Corr. | North Terrace | NT | NT24 | CSIRO Kintore Ave. | 02 | Mezzanine | M16 | 99939 | Unusable Spaces | 99939 | Unusable Spaces | 6.76 | Corr. | 8 | Non Useable Floor Area Space Group | 805 | Non-usable - Circulation space |  | Unknown | 0.00 | NO
North Terrace_NT24-CSIRO Kintore Ave._Mezzanine_M17 _ Stair | NT-NT24-02-M17 | NT24-02-M17-Stair | North Terrace | NT | NT24 | CSIRO Kintore Ave. | 02 | Mezzanine | M17 | 99939 | Unusable Spaces | 99939 | Unusable Spaces | 13.58 | Stair | 8 | Non Useable Floor Area Space Group | 805 | Non-usable - Circulation space |  | Unknown | 0.00 | NO
North Terrace_NT24-CSIRO Kintore Ave._Mezzanine_M18 _ WC - U - Access (LH) | NT-NT24-02-M18 | NT24-02-M18-WC - U - Access (LH) | North Terrace | NT | NT24 | CSIRO Kintore Ave. | 02 | Mezzanine | M18 | 99939 | Unusable Spaces | 99939 | Unusable Spaces | 7.42 | WC - U - Access (LH) | 8 | Non Useable Floor Area Space Group | 818 | Non-usable - Toilets/Amenities - Unisex Accessible |  | Unknown | 0.00 | NO
North Terrace_NT24-CSIRO Kintore Ave._Mezzanine_M19 _ WC - M | NT-NT24-02-M19 | NT24-02-M19-WC - M | North Terrace | NT | NT24 | CSIRO Kintore Ave. | 02 | Mezzanine | M19 | 99939 | Unusable Spaces | 99939 | Unusable Spaces | 5.29 | WC - M | 8 | Non Useable Floor Area Space Group | 821 | Non-usable - Toilets/Amenities - Male |  | Unknown | 0.00 | NO
North Terrace_NT24-CSIRO Kintore Ave._Mezzanine_M20 _ A/L | NT-NT24-02-M20 | NT24-02-M20-A/L | North Terrace | NT | NT24 | CSIRO Kintore Ave. | 02 | Mezzanine | M20 | 99939 | Unusable Spaces | 99939 | Unusable Spaces | 1.2 | A/L | 8 | Non Useable Floor Area Space Group | 822 | Non-usable - Toilets/Amenities - Unisex |  | Unknown | 0.00 | NO
North Terrace_NT24-CSIRO Kintore Ave._Mezzanine_M21 _ WC - F | NT-NT24-02-M21 | NT24-02-M21-WC - F | North Terrace | NT | NT24 | CSIRO Kintore Ave. | 02 | Mezzanine | M21 | 99939 | Unusable Spaces | 99939 | Unusable Spaces | 6.1 | WC - F | 8 | Non Useable Floor Area Space Group | 820 | Non-usable - Toilets/Amenities - Female |  | Unknown | 0.00 | NO
North Terrace_NT24-CSIRO Kintore Ave._Mezzanine_M22 _ Unknown | NT-NT24-02-M22 | NT24-02-M22-Unknown | North Terrace | NT | NT24 | CSIRO Kintore Ave. | 02 | Mezzanine | M22 | 99002 | Federal - CSIRO | 859 | Infrastructure | 1.77 | Unknown | 9 | Non Reportable Areas Space Group | 999 | Non-reportable - Not Elsewhere Classifiable |  | Unknown | 0.00 | NO
North Terrace_NT24-CSIRO Kintore Ave._Mezzanine_M23 _ Plantroom | NT-NT24-02-M23 | NT24-02-M23-Plantroom | North Terrace | NT | NT24 | CSIRO Kintore Ave. | 02 | Mezzanine | M23 | 99939 | Unusable Spaces | 99939 | Unusable Spaces | 8 | Plantroom | 8 | Non Useable Floor Area Space Group | 811 | Non-usable - Plant room other |  | Unknown | 0.00 | NO
North Terrace_NT24-CSIRO Kintore Ave._Mezzanine_M24 _ Unknown | NT-NT24-02-M24 | NT24-02-M24-Unknown | North Terrace | NT | NT24 | CSIRO Kintore Ave. | 02 | Mezzanine | M24 | 99002 | Federal - CSIRO | 859 | Infrastructure | 8.79 | Unknown | 9 | Non Reportable Areas Space Group | 999 | Non-reportable - Not Elsewhere Classifiable |  | Unknown | 0.00 | NO
North Terrace_NT24-CSIRO Kintore Ave._Ground Floor_200 _ Corr. / Waiting Area | NT-NT24-03-200 | NT24-03-200-Corr. / Waiting Area | North Terrace | NT | NT24 | CSIRO Kintore Ave. | 03 | Ground Floor | 200 | 99939 | Unusable Spaces | 99939 | Unusable Spaces | 20.4 | Corr. / Waiting Area | 8 | Non Useable Floor Area Space Group | 805 | Non-usable - Circulation space |  | Unknown | 0.00 | NO
North Terrace_NT24-CSIRO Kintore Ave._Ground Floor_200A _ Lift Shaft | NT-NT24-03-200A | NT24-03-200A-Lift Shaft | North Terrace | NT | NT24 | CSIRO Kintore Ave. | 03 | Ground Floor | 200A | 99939 | Unusable Spaces | 99939 | Unusable Spaces | 13.68 | Lift Shaft | 8 | Non Useable Floor Area Space Group | 840 | Non-usable - Service riser |  | Unknown | 0.00 | NO
North Terrace_NT24-CSIRO Kintore Ave._Ground Floor_200B _ Corr. | NT-NT24-03-200B | NT24-03-200B-Corr. | North Terrace | NT | NT24 | CSIRO Kintore Ave. | 03 | Ground Floor | 200B | 99939 | Unusable Spaces | 99939 | Unusable Spaces | 35.93 | Corr. | 8 | Non Useable Floor Area Space Group | 805 | Non-usable - Circulation space |  | Unknown | 0.00 | NO
North Terrace_NT24-CSIRO Kintore Ave._Ground Floor_200C _ Lift Shaft | NT-NT24-03-200C | NT24-03-200C-Lift Shaft | North Terrace | NT | NT24 | CSIRO Kintore Ave. | 03 | Ground Floor | 200C | 99939 | Unusable Spaces | 99939 | Unusable Spaces | 8.78 | Lift Shaft | 8 | Non Useable Floor Area Space Group | 840 | Non-usable - Service riser |  | Unknown | 0.00 | NO
North Terrace_NT24-CSIRO Kintore Ave._Ground Floor_200D _ Corr. | NT-NT24-03-200D | NT24-03-200D-Corr. | North Terrace | NT | NT24 | CSIRO Kintore Ave. | 03 | Ground Floor | 200D | 99939 | Unusable Spaces | 99939 | Unusable Spaces | 4.63 | Corr. | 8 | Non Useable Floor Area Space Group | 805 | Non-usable - Circulation space |  | Unknown | 0.00 | NO
North Terrace_NT24-CSIRO Kintore Ave._Ground Floor_200E _ Corr. | NT-NT24-03-200E | NT24-03-200E-Corr. | North Terrace | NT | NT24 | CSIRO Kintore Ave. | 03 | Ground Floor | 200E | 99939 | Unusable Spaces | 99939 | Unusable Spaces | 3.17 | Corr. | 8 | Non Useable Floor Area Space Group | 805 | Non-usable - Circulation space |  | Unknown | 0.00 | NO
North Terrace_NT24-CSIRO Kintore Ave._Ground Floor_200F _ VSR | NT-NT24-03-200F | NT24-03-200F-VSR | North Terrace | NT | NT24 | CSIRO Kintore Ave. | 03 | Ground Floor | 200F | 99939 | Unusable Spaces | 99939 | Unusable Spaces | 4.4 | VSR | 8 | Non Useable Floor Area Space Group | 840 | Non-usable - Service riser |  | Unknown | 0.00 | NO
North Terrace_NT24-CSIRO Kintore Ave._Ground Floor_200G _ VSR | NT-NT24-03-200G | NT24-03-200G-VSR | North Terrace | NT | NT24 | CSIRO Kintore Ave. | 03 | Ground Floor | 200G | 99939 | Unusable Spaces | 99939 | Unusable Spaces | 1.43 | VSR | 8 | Non Useable Floor Area Space Group | 840 | Non-usable - Service riser |  | Unknown | 0.00 | NO
North Terrace_NT24-CSIRO Kintore Ave._Ground Floor_202 _ Unknown | NT-NT24-03-202 | NT24-03-202-Unknown | North Terrace | NT | NT24 | CSIRO Kintore Ave. | 03 | Ground Floor | 202 | 99002 | Federal - CSIRO | 859 | Infrastructure | 5.83 | Unknown | 9 | Non Reportable Areas Space Group | 999 | Non-reportable - Not Elsewhere Classifiable |  | Unknown | 0.00 | NO
North Terrace_NT24-CSIRO Kintore Ave._Ground Floor_203 _ Unknown | NT-NT24-03-203 | NT24-03-203-Unknown | North Terrace | NT | NT24 | CSIRO Kintore Ave. | 03 | Ground Floor | 203 | 99002 | Federal - CSIRO | 859 | Infrastructure | 11.85 | Unknown | 9 | Non Reportable Areas Space Group | 999 | Non-reportable - Not Elsewhere Classifiable |  | Unknown | 0.00 | NO
North Terrace_NT24-CSIRO Kintore Ave._Ground Floor_203A _ Unknown | NT-NT24-03-203A | NT24-03-203A-Unknown | North Terrace | NT | NT24 | CSIRO Kintore Ave. | 03 | Ground Floor | 203A | 99002 | Federal - CSIRO | 859 | Infrastructure | 7.26 | Unknown | 9 | Non Reportable Areas Space Group | 999 | Non-reportable - Not Elsewhere Classifiable |  | Unknown | 0.00 | NO
North Terrace_NT24-CSIRO Kintore Ave._Ground Floor_203B _ Unknown | NT-NT24-03-203B | NT24-03-203B-Unknown | North Terrace | NT | NT24 | CSIRO Kintore Ave. | 03 | Ground Floor | 203B | 99002 | Federal - CSIRO | 859 | Infrastructure | 5.61 | Unknown | 9 | Non Reportable Areas Space Group | 999 | Non-reportable - Not Elsewhere Classifiable |  | Unknown | 0.00 | NO
North Terrace_NT24-CSIRO Kintore Ave._Ground Floor_204 _ Unknown | NT-NT24-03-204 | NT24-03-204-Unknown | North Terrace | NT | NT24 | CSIRO Kintore Ave. | 03 | Ground Floor | 204 | 99002 | Federal - CSIRO | 859 | Infrastructure | 9.67 | Unknown | 9 | Non Reportable Areas Space Group | 999 | Non-reportable - Not Elsewhere Classifiable |  | Unknown | 0.00 | NO
North Terrace_NT24-CSIRO Kintore Ave._Ground Floor_205 _ Unknown | NT-NT24-03-205 | NT24-03-205-Unknown | North Terrace | NT | NT24 | CSIRO Kintore Ave. | 03 | Ground Floor | 205 | 99002 | Federal - CSIRO | 859 | Infrastructure | 18.45 | Unknown | 9 | Non Reportable Areas Space Group | 999 | Non-reportable - Not Elsewhere Classifiable |  | Unknown | 0.00 | NO
North Terrace_NT24-CSIRO Kintore Ave._Ground Floor_206 _ Unknown | NT-NT24-03-206 | NT24-03-206-Unknown | North Terrace | NT | NT24 | CSIRO Kintore Ave. | 03 | Ground Floor | 206 | 99002 | Federal - CSIRO | 859 | Infrastructure | 15.2 | Unknown | 9 | Non Reportable Areas Space Group | 999 | Non-reportable - Not Elsewhere Classifiable |  | Unknown | 0.00 | NO
North Terrace_NT24-CSIRO Kintore Ave._Ground Floor_207 _ Unknown | NT-NT24-03-207 | NT24-03-207-Unknown | North Terrace | NT | NT24 | CSIRO Kintore Ave. | 03 | Ground Floor | 207 | 99002 | Federal - CSIRO | 859 | Infrastructure | 10.13 | Unknown | 9 | Non Reportable Areas Space Group | 999 | Non-reportable - Not Elsewhere Classifiable |  | Unknown | 0.00 | NO
North Terrace_NT24-CSIRO Kintore Ave._Ground Floor_208 _ Unknown | NT-NT24-03-208 | NT24-03-208-Unknown | North Terrace | NT | NT24 | CSIRO Kintore Ave. | 03 | Ground Floor | 208 | 99002 | Federal - CSIRO | 859 | Infrastructure | 65.04 | Unknown | 9 | Non Reportable Areas Space Group | 999 | Non-reportable - Not Elsewhere Classifiable |  | Unknown | 0.00 | NO
North Terrace_NT24-CSIRO Kintore Ave._Ground Floor_208A _ Unknown | NT-NT24-03-208A | NT24-03-208A-Unknown | North Terrace | NT | NT24 | CSIRO Kintore Ave. | 03 | Ground Floor | 208A | 99002 | Federal - CSIRO | 859 | Infrastructure | 7.29 | Unknown | 9 | Non Reportable Areas Space Group | 999 | Non-reportable - Not Elsewhere Classifiable |  | Unknown | 0.00 | NO
North Terrace_NT24-CSIRO Kintore Ave._Ground Floor_208B _ Unknown | NT-NT24-03-208B | NT24-03-208B-Unknown | North Terrace | NT | NT24 | CSIRO Kintore Ave. | 03 | Ground Floor | 208B | 99002 | Federal - CSIRO | 859 | Infrastructure | 2.14 | Unknown | 9 | Non Reportable Areas Space Group | 999 | Non-reportable - Not Elsewhere Classifiable |  | Unknown | 0.00 | NO
North Terrace_NT24-CSIRO Kintore Ave._Ground Floor_209 _ Unknown | NT-NT24-03-209 | NT24-03-209-Unknown | North Terrace | NT | NT24 | CSIRO Kintore Ave. | 03 | Ground Floor | 209 | 99002 | Federal - CSIRO | 859 | Infrastructure | 24.9 | Unknown | 9 | Non Reportable Areas Space Group | 999 | Non-reportable - Not Elsewhere Classifiable |  | Unknown | 0.00 | NO
North Terrace_NT24-CSIRO Kintore Ave._Ground Floor_210 _ Unknown | NT-NT24-03-210 | NT24-03-210-Unknown | North Terrace | NT | NT24 | CSIRO Kintore Ave. | 03 | Ground Floor | 210 | 99002 | Federal - CSIRO | 859 | Infrastructure | 12.99 | Unknown | 9 | Non Reportable Areas Space Group | 999 | Non-reportable - Not Elsewhere Classifiable |  | Unknown | 0.00 | NO
North Terrace_NT24-CSIRO Kintore Ave._Ground Floor_211 _ Unknown | NT-NT24-03-211 | NT24-03-211-Unknown | North Terrace | NT | NT24 | CSIRO Kintore Ave. | 03 | Ground Floor | 211 | 99002 | Federal - CSIRO | 859 | Infrastructure | 16.74 | Unknown | 9 | Non Reportable Areas Space Group | 999 | Non-reportable - Not Elsewhere Classifiable |  | Unknown | 0.00 | NO
North Terrace_NT24-CSIRO Kintore Ave._Ground Floor_212 _ Unknown | NT-NT24-03-212 | NT24-03-212-Unknown | North Terrace | NT | NT24 | CSIRO Kintore Ave. | 03 | Ground Floor | 212 | 99002 | Federal - CSIRO | 859 | Infrastructure | 14.29 | Unknown | 9 | Non Reportable Areas Space Group | 999 | Non-reportable - Not Elsewhere Classifiable |  | Unknown | 0.00 | NO
North Terrace_NT24-CSIRO Kintore Ave._Ground Floor_213 _ Unknown | NT-NT24-03-213 | NT24-03-213-Unknown | North Terrace | NT | NT24 | CSIRO Kintore Ave. | 03 | Ground Floor | 213 | 99002 | Federal - CSIRO | 859 | Infrastructure | 11.65 | Unknown | 9 | Non Reportable Areas Space Group | 999 | Non-reportable - Not Elsewhere Classifiable |  | Unknown | 0.00 | NO
North Terrace_NT24-CSIRO Kintore Ave._Ground Floor_214 _ Unknown | NT-NT24-03-214 | NT24-03-214-Unknown | North Terrace | NT | NT24 | CSIRO Kintore Ave. | 03 | Ground Floor | 214 | 99002 | Federal - CSIRO | 859 | Infrastructure | 22.25 | Unknown | 9 | Non Reportable Areas Space Group | 999 | Non-reportable - Not Elsewhere Classifiable |  | Unknown | 0.00 | NO
North Terrace_NT24-CSIRO Kintore Ave._Ground Floor_215 _ Waiting | NT-NT24-03-215 | NT24-03-215-Waiting | North Terrace | NT | NT24 | CSIRO Kintore Ave. | 03 | Ground Floor | 215 | 99002 | Federal - CSIRO | 859 | Infrastructure | 7.08 | Waiting | 6 | General Facility Space Group | 623 | General Facility - Waiting Area/Foyer/Reception Area |  | Unknown | 0.00 | NO
North Terrace_NT24-CSIRO Kintore Ave._Ground Floor_216 _ Unknown | NT-NT24-03-216 | NT24-03-216-Unknown | North Terrace | NT | NT24 | CSIRO Kintore Ave. | 03 | Ground Floor | 216 | 99002 | Federal - CSIRO | 859 | Infrastructure | 12.72 | Unknown | 9 | Non Reportable Areas Space Group | 999 | Non-reportable - Not Elsewhere Classifiable |  | Unknown | 0.00 | NO
North Terrace_NT24-CSIRO Kintore Ave._Ground Floor_217 _ Unknown | NT-NT24-03-217 | NT24-03-217-Unknown | North Terrace | NT | NT24 | CSIRO Kintore Ave. | 03 | Ground Floor | 217 | 99002 | Federal - CSIRO | 859 | Infrastructure | 29.63 | Unknown | 9 | Non Reportable Areas Space Group | 999 | Non-reportable - Not Elsewhere Classifiable |  | Unknown | 0.00 | NO
North Terrace_NT24-CSIRO Kintore Ave._Ground Floor_217A _ Unknown | NT-NT24-03-217A | NT24-03-217A-Unknown | North Terrace | NT | NT24 | CSIRO Kintore Ave. | 03 | Ground Floor | 217A | 99002 | Federal - CSIRO | 859 | Infrastructure | 7.96 | Unknown | 9 | Non Reportable Areas Space Group | 999 | Non-reportable - Not Elsewhere Classifiable |  | Unknown | 0.00 | NO
North Terrace_NT24-CSIRO Kintore Ave._Ground Floor_218 _ Stair | NT-NT24-03-218 | NT24-03-218-Stair | North Terrace | NT | NT24 | CSIRO Kintore Ave. | 03 | Ground Floor | 218 | 99939 | Unusable Spaces | 99939 | Unusable Spaces | 4.19 | Stair | 8 | Non Useable Floor Area Space Group | 805 | Non-usable - Circulation space |  | Unknown | 0.00 | NO
North Terrace_NT24-CSIRO Kintore Ave._Ground Floor_219 _ Corr. / Ramp | NT-NT24-03-219 | NT24-03-219-Corr. / Ramp | North Terrace | NT | NT24 | CSIRO Kintore Ave. | 03 | Ground Floor | 219 | 99939 | Unusable Spaces | 99939 | Unusable Spaces | 15.73 | Corr. / Ramp | 8 | Non Useable Floor Area Space Group | 805 | Non-usable - Circulation space |  | Unknown | 0.00 | NO
North Terrace_NT24-CSIRO Kintore Ave._Ground Floor_220 _ WC - F | NT-NT24-03-220 | NT24-03-220-WC - F | North Terrace | NT | NT24 | CSIRO Kintore Ave. | 03 | Ground Floor | 220 | 99939 | Unusable Spaces | 99939 | Unusable Spaces | 7.17 | WC - F | 8 | Non Useable Floor Area Space Group | 820 | Non-usable - Toilets/Amenities - Female |  | Unknown | 0.00 | NO
North Terrace_NT24-CSIRO Kintore Ave._Ground Floor_221 _ Corr. | NT-NT24-03-221 | NT24-03-221-Corr. | North Terrace | NT | NT24 | CSIRO Kintore Ave. | 03 | Ground Floor | 221 | 99939 | Unusable Spaces | 99939 | Unusable Spaces | 5.62 | Corr. | 8 | Non Useable Floor Area Space Group | 805 | Non-usable - Circulation space |  | Unknown | 0.00 | NO
North Terrace_NT24-CSIRO Kintore Ave._Ground Floor_222 _ WC - M | NT-NT24-03-222 | NT24-03-222-WC - M | North Terrace | NT | NT24 | CSIRO Kintore Ave. | 03 | Ground Floor | 222 | 99939 | Unusable Spaces | 99939 | Unusable Spaces | 6.34 | WC - M | 8 | Non Useable Floor Area Space Group | 821 | Non-usable - Toilets/Amenities - Male |  | Unknown | 0.00 | NO
North Terrace_NT24-CSIRO Kintore Ave._Ground Floor_223 _ Corr. | NT-NT24-03-223 | NT24-03-223-Corr. | North Terrace | NT | NT24 | CSIRO Kintore Ave. | 03 | Ground Floor | 223 | 99939 | Unusable Spaces | 99939 | Unusable Spaces | 39.49 | Corr. | 8 | Non Useable Floor Area Space Group | 805 | Non-usable - Circulation space |  | Unknown | 0.00 | NO
North Terrace_NT24-CSIRO Kintore Ave._Ground Floor_224 _ Corr. | NT-NT24-03-224 | NT24-03-224-Corr. | North Terrace | NT | NT24 | CSIRO Kintore Ave. | 03 | Ground Floor | 224 | 99939 | Unusable Spaces | 99939 | Unusable Spaces | 2.96 | Corr. | 8 | Non Useable Floor Area Space Group | 805 | Non-usable - Circulation space |  | Unknown | 0.00 | NO
North Terrace_NT24-CSIRO Kintore Ave._Ground Floor_225 _ Unknown | NT-NT24-03-225 | NT24-03-225-Unknown | North Terrace | NT | NT24 | CSIRO Kintore Ave. | 03 | Ground Floor | 225 | 99002 | Federal - CSIRO | 859 | Infrastructure | 6.41 | Unknown | 9 | Non Reportable Areas Space Group | 999 | Non-reportable - Not Elsewhere Classifiable |  | Unknown | 0.00 | NO
North Terrace_NT24-CSIRO Kintore Ave._Ground Floor_226 _ Stair | NT-NT24-03-226 | NT24-03-226-Stair | North Terrace | NT | NT24 | CSIRO Kintore Ave. | 03 | Ground Floor | 226 | 99939 | Unusable Spaces | 99939 | Unusable Spaces | 22.57 | Stair | 8 | Non Useable Floor Area Space Group | 805 | Non-usable - Circulation space |  | Unknown | 0.00 | NO
North Terrace_NT24-CSIRO Kintore Ave._Ground Floor_227 _ Plantroom | NT-NT24-03-227 | NT24-03-227-Plantroom | North Terrace | NT | NT24 | CSIRO Kintore Ave. | 03 | Ground Floor | 227 | 99939 | Unusable Spaces | 99939 | Unusable Spaces | 7.27 | Plantroom | 8 | Non Useable Floor Area Space Group | 811 | Non-usable - Plant room other |  | Unknown | 0.00 | NO
North Terrace_NT24-CSIRO Kintore Ave._Ground Floor_228 _ Unknown | NT-NT24-03-228 | NT24-03-228-Unknown | North Terrace | NT | NT24 | CSIRO Kintore Ave. | 03 | Ground Floor | 228 | 99002 | Federal - CSIRO | 859 | Infrastructure | 15.35 | Unknown | 9 | Non Reportable Areas Space Group | 999 | Non-reportable - Not Elsewhere Classifiable |  | Unknown | 0.00 | NO
North Terrace_NT24-CSIRO Kintore Ave._Ground Floor_229 _ Unknown | NT-NT24-03-229 | NT24-03-229-Unknown | North Terrace | NT | NT24 | CSIRO Kintore Ave. | 03 | Ground Floor | 229 | 99002 | Federal - CSIRO | 859 | Infrastructure | 10.98 | Unknown | 9 | Non Reportable Areas Space Group | 999 | Non-reportable - Not Elsewhere Classifiable |  | Unknown | 0.00 | NO
North Terrace_NT24-CSIRO Kintore Ave._Ground Floor_230 _ Unknown | NT-NT24-03-230 | NT24-03-230-Unknown | North Terrace | NT | NT24 | CSIRO Kintore Ave. | 03 | Ground Floor | 230 | 99002 | Federal - CSIRO | 859 | Infrastructure | 14.28 | Unknown | 9 | Non Reportable Areas Space Group | 999 | Non-reportable - Not Elsewhere Classifiable |  | Unknown | 0.00 | NO
North Terrace_NT24-CSIRO Kintore Ave._Ground Floor_231 _ Unknown | NT-NT24-03-231 | NT24-03-231-Unknown | North Terrace | NT | NT24 | CSIRO Kintore Ave. | 03 | Ground Floor | 231 | 99002 | Federal - CSIRO | 859 | Infrastructure | 9.27 | Unknown | 9 | Non Reportable Areas Space Group | 999 | Non-reportable - Not Elsewhere Classifiable |  | Unknown | 0.00 | NO
North Terrace_NT24-CSIRO Kintore Ave._Ground Floor_232 _ Unknown | NT-NT24-03-232 | NT24-03-232-Unknown | North Terrace | NT | NT24 | CSIRO Kintore Ave. | 03 | Ground Floor | 232 | 99002 | Federal - CSIRO | 859 | Infrastructure | 9.25 | Unknown | 9 | Non Reportable Areas Space Group | 999 | Non-reportable - Not Elsewhere Classifiable |  | Unknown | 0.00 | NO
North Terrace_NT24-CSIRO Kintore Ave._Ground Floor_233 _ Unknown | NT-NT24-03-233 | NT24-03-233-Unknown | North Terrace | NT | NT24 | CSIRO Kintore Ave. | 03 | Ground Floor | 233 | 99002 | Federal - CSIRO | 859 | Infrastructure | 22.21 | Unknown | 9 | Non Reportable Areas Space Group | 999 | Non-reportable - Not Elsewhere Classifiable |  | Unknown | 0.00 | NO
North Terrace_NT24-CSIRO Kintore Ave._Ground Floor_234 _ Unknown | NT-NT24-03-234 | NT24-03-234-Unknown | North Terrace | NT | NT24 | CSIRO Kintore Ave. | 03 | Ground Floor | 234 | 99002 | Federal - CSIRO | 859 | Infrastructure | 22.7 | Unknown | 9 | Non Reportable Areas Space Group | 999 | Non-reportable - Not Elsewhere Classifiable |  | Unknown | 0.00 | NO
North Terrace_NT24-CSIRO Kintore Ave._Ground Floor_235 _ Unknown | NT-NT24-03-235 | NT24-03-235-Unknown | North Terrace | NT | NT24 | CSIRO Kintore Ave. | 03 | Ground Floor | 235 | 99002 | Federal - CSIRO | 859 | Infrastructure | 31.61 | Unknown | 9 | Non Reportable Areas Space Group | 999 | Non-reportable - Not Elsewhere Classifiable |  | Unknown | 0.00 | NO
North Terrace_NT24-CSIRO Kintore Ave._Ground Floor_236 _ Unknown | NT-NT24-03-236 | NT24-03-236-Unknown | North Terrace | NT | NT24 | CSIRO Kintore Ave. | 03 | Ground Floor | 236 | 99002 | Federal - CSIRO | 859 | Infrastructure | 8.94 | Unknown | 9 | Non Reportable Areas Space Group | 999 | Non-reportable - Not Elsewhere Classifiable |  | Unknown | 0.00 | NO
North Terrace_NT24-CSIRO Kintore Ave._Ground Floor_237 _ Unknown | NT-NT24-03-237 | NT24-03-237-Unknown | North Terrace | NT | NT24 | CSIRO Kintore Ave. | 03 | Ground Floor | 237 | 99002 | Federal - CSIRO | 859 | Infrastructure | 9.19 | Unknown | 9 | Non Reportable Areas Space Group | 999 | Non-reportable - Not Elsewhere Classifiable |  | Unknown | 0.00 | NO
North Terrace_NT24-CSIRO Kintore Ave._Ground Floor_238 _ Unknown | NT-NT24-03-238 | NT24-03-238-Unknown | North Terrace | NT | NT24 | CSIRO Kintore Ave. | 03 | Ground Floor | 238 | 99002 | Federal - CSIRO | 859 | Infrastructure | 14.3 | Unknown | 9 | Non Reportable Areas Space Group | 999 | Non-reportable - Not Elsewhere Classifiable |  | Unknown | 0.00 | NO
North Terrace_NT24-CSIRO Kintore Ave._Ground Floor_239 _ Unknown | NT-NT24-03-239 | NT24-03-239-Unknown | North Terrace | NT | NT24 | CSIRO Kintore Ave. | 03 | Ground Floor | 239 | 99002 | Federal - CSIRO | 859 | Infrastructure | 13.62 | Unknown | 9 | Non Reportable Areas Space Group | 999 | Non-reportable - Not Elsewhere Classifiable |  | Unknown | 0.00 | NO
North Terrace_NT24-CSIRO Kintore Ave._Ground Floor_240 _ Unknown | NT-NT24-03-240 | NT24-03-240-Unknown | North Terrace | NT | NT24 | CSIRO Kintore Ave. | 03 | Ground Floor | 240 | 99002 | Federal - CSIRO | 859 | Infrastructure | 9.99 | Unknown | 9 | Non Reportable Areas Space Group | 999 | Non-reportable - Not Elsewhere Classifiable |  | Unknown | 0.00 | NO
North Terrace_NT24-CSIRO Kintore Ave._Ground Floor_241 _ Unknown | NT-NT24-03-241 | NT24-03-241-Unknown | North Terrace | NT | NT24 | CSIRO Kintore Ave. | 03 | Ground Floor | 241 | 99002 | Federal - CSIRO | 859 | Infrastructure | 8.86 | Unknown | 9 | Non Reportable Areas Space Group | 999 | Non-reportable - Not Elsewhere Classifiable |  | Unknown | 0.00 | NO
North Terrace_NT24-CSIRO Kintore Ave._Ground Floor_242 _ Lift Shaft | NT-NT24-03-242 | NT24-03-242-Lift Shaft | North Terrace | NT | NT24 | CSIRO Kintore Ave. | 03 | Ground Floor | 242 | 99939 | Unusable Spaces | 99939 | Unusable Spaces | 7.21 | Lift Shaft | 8 | Non Useable Floor Area Space Group | 840 | Non-usable - Service riser |  | Unknown | 0.00 | NO
North Terrace_NT24-CSIRO Kintore Ave._Ground Floor_243 _ Stair | NT-NT24-03-243 | NT24-03-243-Stair | North Terrace | NT | NT24 | CSIRO Kintore Ave. | 03 | Ground Floor | 243 | 99939 | Unusable Spaces | 99939 | Unusable Spaces | 13.58 | Stair | 8 | Non Useable Floor Area Space Group | 805 | Non-usable - Circulation space |  | Unknown | 0.00 | NO
North Terrace_NT24-CSIRO Kintore Ave._First Floor_001 _ Entry | NT-NT24-04-001 | NT24-04-001-Entry | North Terrace | NT | NT24 | CSIRO Kintore Ave. | 04 | First Floor | 001 | 99002 | Federal - CSIRO | 859 | Infrastructure | 0.39 | Entry | 8 | Non Useable Floor Area Space Group | 805 | Non-usable - Circulation space |  | Unknown | 0.00 | NO
North Terrace_NT24-CSIRO Kintore Ave._First Floor_002 _ Store | NT-NT24-04-002 | NT24-04-002-Store | North Terrace | NT | NT24 | CSIRO Kintore Ave. | 04 | First Floor | 002 | 99002 | Federal - CSIRO | 859 | Infrastructure | 9.06 | Store | 4 | Ancillary Area Space Group | 419 | Ancillary Area - Store Room - Generic |  | Unknown | 0.00 | NO
North Terrace_NT24-CSIRO Kintore Ave._First Floor_003 _ Laboratory | NT-NT24-04-003 | NT24-04-003-Laboratory | North Terrace | NT | NT24 | CSIRO Kintore Ave. | 04 | First Floor | 003 | 99002 | Federal - CSIRO | 859 | Infrastructure | 81.05 | Laboratory | 3 | Specialist Teaching or Research Space Group | 300 | Laboratory - Specialist teaching and research - type not defined |  | Unknown | 0.00 | NO
North Terrace_NT24-CSIRO Kintore Ave._First Floor_004 _ Plantroom | NT-NT24-04-004 | NT24-04-004-Plantroom | North Terrace | NT | NT24 | CSIRO Kintore Ave. | 04 | First Floor | 004 | 99002 | Federal - CSIRO | 859 | Infrastructure | 8.1 | Plantroom | 8 | Non Useable Floor Area Space Group | 811 | Non-usable - Plant room other |  | Unknown | 0.00 | NO
North Terrace_NT24-CSIRO Kintore Ave._First Floor_005 _ Laboratory | NT-NT24-04-005 | NT24-04-005-Laboratory | North Terrace | NT | NT24 | CSIRO Kintore Ave. | 04 | First Floor | 005 | 99002 | Federal - CSIRO | 859 | Infrastructure | 17.48 | Laboratory | 3 | Specialist Teaching or Research Space Group | 300 | Laboratory - Specialist teaching and research - type not defined |  | Unknown | 0.00 | NO
North Terrace_NT24-CSIRO Kintore Ave._First Floor_006 _ Store | NT-NT24-04-006 | NT24-04-006-Store | North Terrace | NT | NT24 | CSIRO Kintore Ave. | 04 | First Floor | 006 | 99002 | Federal - CSIRO | 859 | Infrastructure | 5.62 | Store | 4 | Ancillary Area Space Group | 419 | Ancillary Area - Store Room - Generic |  | Unknown | 0.00 | NO
North Terrace_NT24-CSIRO Kintore Ave._First Floor_007 _ Store | NT-NT24-04-007 | NT24-04-007-Store | North Terrace | NT | NT24 | CSIRO Kintore Ave. | 04 | First Floor | 007 | 99002 | Federal - CSIRO | 859 | Infrastructure | 7.21 | Store | 4 | Ancillary Area Space Group | 419 | Ancillary Area - Store Room - Generic |  | Unknown | 0.00 | NO
North Terrace_NT24-CSIRO Kintore Ave._First Floor_008 _ Store | NT-NT24-04-008 | NT24-04-008-Store | North Terrace | NT | NT24 | CSIRO Kintore Ave. | 04 | First Floor | 008 | 99002 | Federal - CSIRO | 859 | Infrastructure | 0.51 | Store | 4 | Ancillary Area Space Group | 419 | Ancillary Area - Store Room - Generic |  | Unknown | 0.00 | NO
North Terrace_NT24-CSIRO Kintore Ave._First Floor_009 _ Store | NT-NT24-04-009 | NT24-04-009-Store | North Terrace | NT | NT24 | CSIRO Kintore Ave. | 04 | First Floor | 009 | 99002 | Federal - CSIRO | 859 | Infrastructure | 0.54 | Store | 4 | Ancillary Area Space Group | 419 | Ancillary Area - Store Room - Generic |  | Unknown | 0.00 | NO
North Terrace_NT24-CSIRO Kintore Ave._First Floor_010 _ Laboratory | NT-NT24-04-010 | NT24-04-010-Laboratory | North Terrace | NT | NT24 | CSIRO Kintore Ave. | 04 | First Floor | 010 | 99002 | Federal - CSIRO | 859 | Infrastructure | 13.29 | Laboratory | 3 | Specialist Teaching or Research Space Group | 300 | Laboratory - Specialist teaching and research - type not defined |  | Unknown | 0.00 | NO
North Terrace_NT24-CSIRO Kintore Ave._First Floor_011 _ Corr. | NT-NT24-04-011 | NT24-04-011-Corr. | North Terrace | NT | NT24 | CSIRO Kintore Ave. | 04 | First Floor | 011 | 99002 | Federal - CSIRO | 859 | Infrastructure | 5.33 | Corr. | 8 | Non Useable Floor Area Space Group | 805 | Non-usable - Circulation space |  | Unknown | 0.00 | NO
North Terrace_NT24-CSIRO Kintore Ave._First Floor_012 _ Laboratory | NT-NT24-04-012 | NT24-04-012-Laboratory | North Terrace | NT | NT24 | CSIRO Kintore Ave. | 04 | First Floor | 012 | 99002 | Federal - CSIRO | 859 | Infrastructure | 96.77 | Laboratory | 3 | Specialist Teaching or Research Space Group | 300 | Laboratory - Specialist teaching and research - type not defined |  | Unknown | 0.00 | NO
North Terrace_NT24-CSIRO Kintore Ave._First Floor_013 _ Laboratory | NT-NT24-04-013 | NT24-04-013-Laboratory | North Terrace | NT | NT24 | CSIRO Kintore Ave. | 04 | First Floor | 013 | 99002 | Federal - CSIRO | 859 | Infrastructure | 9.29 | Laboratory | 3 | Specialist Teaching or Research Space Group | 300 | Laboratory - Specialist teaching and research - type not defined |  | Unknown | 0.00 | NO
North Terrace_NT24-CSIRO Kintore Ave._First Floor_014 _ Laboratory | NT-NT24-04-014 | NT24-04-014-Laboratory | North Terrace | NT | NT24 | CSIRO Kintore Ave. | 04 | First Floor | 014 | 99002 | Federal - CSIRO | 859 | Infrastructure | 6.78 | Laboratory | 3 | Specialist Teaching or Research Space Group | 300 | Laboratory - Specialist teaching and research - type not defined |  | Unknown | 0.00 | NO
North Terrace_NT24-CSIRO Kintore Ave._First Floor_015 _ Laboratory | NT-NT24-04-015 | NT24-04-015-Laboratory | North Terrace | NT | NT24 | CSIRO Kintore Ave. | 04 | First Floor | 015 | 99002 | Federal - CSIRO | 859 | Infrastructure | 12.5 | Laboratory | 3 | Specialist Teaching or Research Space Group | 300 | Laboratory - Specialist teaching and research - type not defined |  | Unknown | 0.00 | NO
North Terrace_NT24-CSIRO Kintore Ave._First Floor_016 _ WC - M | NT-NT24-04-016 | NT24-04-016-WC - M | North Terrace | NT | NT24 | CSIRO Kintore Ave. | 04 | First Floor | 016 | 99002 | Federal - CSIRO | 859 | Infrastructure | 4.18 | WC - M | 8 | Non Useable Floor Area Space Group | 821 | Non-usable - Toilets/Amenities - Male |  | Unknown | 0.00 | NO
North Terrace_NT24-CSIRO Kintore Ave._First Floor_017 _ WC - M | NT-NT24-04-017 | NT24-04-017-WC - M | North Terrace | NT | NT24 | CSIRO Kintore Ave. | 04 | First Floor | 017 | 99002 | Federal - CSIRO | 859 | Infrastructure | 2.07 | WC - M | 8 | Non Useable Floor Area Space Group | 821 | Non-usable - Toilets/Amenities - Male |  | Unknown | 0.00 | NO
North Terrace_NT24-CSIRO Kintore Ave._First Floor_300 _ Stair | NT-NT24-04-300 | NT24-04-300-Stair | North Terrace | NT | NT24 | CSIRO Kintore Ave. | 04 | First Floor | 300 | 99939 | Unusable Spaces | 99939 | Unusable Spaces | 15.32 | Stair | 8 | Non Useable Floor Area Space Group | 805 | Non-usable - Circulation space |  | Unknown | 0.00 | NO
North Terrace_NT24-CSIRO Kintore Ave._First Floor_300A _ Corr. | NT-NT24-04-300A | NT24-04-300A-Corr. | North Terrace | NT | NT24 | CSIRO Kintore Ave. | 04 | First Floor | 300A | 99939 | Unusable Spaces | 99939 | Unusable Spaces | 5.33 | Corr. | 8 | Non Useable Floor Area Space Group | 805 | Non-usable - Circulation space |  | Unknown | 0.00 | NO
North Terrace_NT24-CSIRO Kintore Ave._First Floor_300B _ Corr. | NT-NT24-04-300B | NT24-04-300B-Corr. | North Terrace | NT | NT24 | CSIRO Kintore Ave. | 04 | First Floor | 300B | 99939 | Unusable Spaces | 99939 | Unusable Spaces | 12.41 | Corr. | 8 | Non Useable Floor Area Space Group | 805 | Non-usable - Circulation space |  | Unknown | 0.00 | NO
North Terrace_NT24-CSIRO Kintore Ave._First Floor_300C _ Corr. | NT-NT24-04-300C | NT24-04-300C-Corr. | North Terrace | NT | NT24 | CSIRO Kintore Ave. | 04 | First Floor | 300C | 99939 | Unusable Spaces | 99939 | Unusable Spaces | 12.41 | Corr. | 8 | Non Useable Floor Area Space Group | 805 | Non-usable - Circulation space |  | Unknown | 0.00 | NO
North Terrace_NT24-CSIRO Kintore Ave._First Floor_300D _ Plantroom | NT-NT24-04-300D | NT24-04-300D-Plantroom | North Terrace | NT | NT24 | CSIRO Kintore Ave. | 04 | First Floor | 300D | 99939 | Unusable Spaces | 99939 | Unusable Spaces | 2.75 | Plantroom | 8 | Non Useable Floor Area Space Group | 811 | Non-usable - Plant room other |  | Unknown | 0.00 | NO
North Terrace_NT24-CSIRO Kintore Ave._First Floor_300E _ VSR | NT-NT24-04-300E | NT24-04-300E-VSR | North Terrace | NT | NT24 | CSIRO Kintore Ave. | 04 | First Floor | 300E | 99939 | Unusable Spaces | 99939 | Unusable Spaces | 4.4 | VSR | 8 | Non Useable Floor Area Space Group | 840 | Non-usable - Service riser |  | Unknown | 0.00 | NO
North Terrace_NT24-CSIRO Kintore Ave._First Floor_300F _ Lift Shaft | NT-NT24-04-300F | NT24-04-300F-Lift Shaft | North Terrace | NT | NT24 | CSIRO Kintore Ave. | 04 | First Floor | 300F | 99939 | Unusable Spaces | 99939 | Unusable Spaces | 4.51 | Lift Shaft | 8 | Non Useable Floor Area Space Group | 840 | Non-usable - Service riser |  | Unknown | 0.00 | NO
North Terrace_NT24-CSIRO Kintore Ave._First Floor_301 _ Unknown | NT-NT24-04-301 | NT24-04-301-Unknown | North Terrace | NT | NT24 | CSIRO Kintore Ave. | 04 | First Floor | 301 | 99002 | Federal - CSIRO | 859 | Infrastructure | 47.86 | Unknown | 9 | Non Reportable Areas Space Group | 999 | Non-reportable - Not Elsewhere Classifiable |  | Unknown | 0.00 | NO
North Terrace_NT24-CSIRO Kintore Ave._First Floor_301A _ Unknown | NT-NT24-04-301A | NT24-04-301A-Unknown | North Terrace | NT | NT24 | CSIRO Kintore Ave. | 04 | First Floor | 301A | 99002 | Federal - CSIRO | 859 | Infrastructure | 12.84 | Unknown | 9 | Non Reportable Areas Space Group | 999 | Non-reportable - Not Elsewhere Classifiable |  | Unknown | 0.00 | NO
North Terrace_NT24-CSIRO Kintore Ave._First Floor_301B _ Unknown | NT-NT24-04-301B | NT24-04-301B-Unknown | North Terrace | NT | NT24 | CSIRO Kintore Ave. | 04 | First Floor | 301B | 99002 | Federal - CSIRO | 859 | Infrastructure | 7.02 | Unknown | 9 | Non Reportable Areas Space Group | 999 | Non-reportable - Not Elsewhere Classifiable |  | Unknown | 0.00 | NO
North Terrace_NT24-CSIRO Kintore Ave._First Floor_302 _ Unknown | NT-NT24-04-302 | NT24-04-302-Unknown | North Terrace | NT | NT24 | CSIRO Kintore Ave. | 04 | First Floor | 302 | 99002 | Federal - CSIRO | 859 | Infrastructure | 64.67 | Unknown | 9 | Non Reportable Areas Space Group | 999 | Non-reportable - Not Elsewhere Classifiable |  | Unknown | 0.00 | NO
North Terrace_NT24-CSIRO Kintore Ave._First Floor_302A _ Unknown | NT-NT24-04-302A | NT24-04-302A-Unknown | North Terrace | NT | NT24 | CSIRO Kintore Ave. | 04 | First Floor | 302A | 99002 | Federal - CSIRO | 859 | Infrastructure | 3.26 | Unknown | 9 | Non Reportable Areas Space Group | 999 | Non-reportable - Not Elsewhere Classifiable |  | Unknown | 0.00 | NO
North Terrace_NT24-CSIRO Kintore Ave._First Floor_302B _ Unknown | NT-NT24-04-302B | NT24-04-302B-Unknown | North Terrace | NT | NT24 | CSIRO Kintore Ave. | 04 | First Floor | 302B | 99002 | Federal - CSIRO | 859 | Infrastructure | 8.4 | Unknown | 9 | Non Reportable Areas Space Group | 999 | Non-reportable - Not Elsewhere Classifiable |  | Unknown | 0.00 | NO
North Terrace_NT24-CSIRO Kintore Ave._First Floor_302C _ Unknown | NT-NT24-04-302C | NT24-04-302C-Unknown | North Terrace | NT | NT24 | CSIRO Kintore Ave. | 04 | First Floor | 302C | 99002 | Federal - CSIRO | 859 | Infrastructure | 12.35 | Unknown | 9 | Non Reportable Areas Space Group | 999 | Non-reportable - Not Elsewhere Classifiable |  | Unknown | 0.00 | NO
North Terrace_NT24-CSIRO Kintore Ave._First Floor_302D _ Unknown | NT-NT24-04-302D | NT24-04-302D-Unknown | North Terrace | NT | NT24 | CSIRO Kintore Ave. | 04 | First Floor | 302D | 99002 | Federal - CSIRO | 859 | Infrastructure | 6.84 | Unknown | 9 | Non Reportable Areas Space Group | 999 | Non-reportable - Not Elsewhere Classifiable |  | Unknown | 0.00 | NO
North Terrace_NT24-CSIRO Kintore Ave._First Floor_303 _ Unknown | NT-NT24-04-303 | NT24-04-303-Unknown | North Terrace | NT | NT24 | CSIRO Kintore Ave. | 04 | First Floor | 303 | 99002 | Federal - CSIRO | 859 | Infrastructure | 64.67 | Unknown | 9 | Non Reportable Areas Space Group | 999 | Non-reportable - Not Elsewhere Classifiable |  | Unknown | 0.00 | NO
North Terrace_NT24-CSIRO Kintore Ave._First Floor_303A _ Unknown | NT-NT24-04-303A | NT24-04-303A-Unknown | North Terrace | NT | NT24 | CSIRO Kintore Ave. | 04 | First Floor | 303A | 99002 | Federal - CSIRO | 859 | Infrastructure | 7.55 | Unknown | 9 | Non Reportable Areas Space Group | 999 | Non-reportable - Not Elsewhere Classifiable |  | Unknown | 0.00 | NO
North Terrace_NT24-CSIRO Kintore Ave._First Floor_303B _ Unknown | NT-NT24-04-303B | NT24-04-303B-Unknown | North Terrace | NT | NT24 | CSIRO Kintore Ave. | 04 | First Floor | 303B | 99002 | Federal - CSIRO | 859 | Infrastructure | 7.25 | Unknown | 9 | Non Reportable Areas Space Group | 999 | Non-reportable - Not Elsewhere Classifiable |  | Unknown | 0.00 | NO
North Terrace_NT24-CSIRO Kintore Ave._First Floor_303C _ Unknown | NT-NT24-04-303C | NT24-04-303C-Unknown | North Terrace | NT | NT24 | CSIRO Kintore Ave. | 04 | First Floor | 303C | 99002 | Federal - CSIRO | 859 | Infrastructure | 12.35 | Unknown | 9 | Non Reportable Areas Space Group | 999 | Non-reportable - Not Elsewhere Classifiable |  | Unknown | 0.00 | NO
North Terrace_NT24-CSIRO Kintore Ave._First Floor_304 _ Unknown | NT-NT24-04-304 | NT24-04-304-Unknown | North Terrace | NT | NT24 | CSIRO Kintore Ave. | 04 | First Floor | 304 | 99002 | Federal - CSIRO | 859 | Infrastructure | 23.01 | Unknown | 9 | Non Reportable Areas Space Group | 999 | Non-reportable - Not Elsewhere Classifiable |  | Unknown | 0.00 | NO
North Terrace_NT24-CSIRO Kintore Ave._First Floor_305 _ Unknown | NT-NT24-04-305 | NT24-04-305-Unknown | North Terrace | NT | NT24 | CSIRO Kintore Ave. | 04 | First Floor | 305 | 99002 | Federal - CSIRO | 859 | Infrastructure | 25.67 | Unknown | 9 | Non Reportable Areas Space Group | 999 | Non-reportable - Not Elsewhere Classifiable |  | Unknown | 0.00 | NO
North Terrace_NT24-CSIRO Kintore Ave._First Floor_305A _ Unknown | NT-NT24-04-305A | NT24-04-305A-Unknown | North Terrace | NT | NT24 | CSIRO Kintore Ave. | 04 | First Floor | 305A | 99002 | Federal - CSIRO | 859 | Infrastructure | 19.51 | Unknown | 9 | Non Reportable Areas Space Group | 999 | Non-reportable - Not Elsewhere Classifiable |  | Unknown | 0.00 | NO
North Terrace_NT24-CSIRO Kintore Ave._First Floor_305B _ Unknown | NT-NT24-04-305B | NT24-04-305B-Unknown | North Terrace | NT | NT24 | CSIRO Kintore Ave. | 04 | First Floor | 305B | 99002 | Federal - CSIRO | 859 | Infrastructure | 21.95 | Unknown | 9 | Non Reportable Areas Space Group | 999 | Non-reportable - Not Elsewhere Classifiable |  | Unknown | 0.00 | NO
North Terrace_NT24-CSIRO Kintore Ave._First Floor_306 _ Unknown | NT-NT24-04-306 | NT24-04-306-Unknown | North Terrace | NT | NT24 | CSIRO Kintore Ave. | 04 | First Floor | 306 | 99002 | Federal - CSIRO | 859 | Infrastructure | 4.95 | Unknown | 9 | Non Reportable Areas Space Group | 999 | Non-reportable - Not Elsewhere Classifiable |  | Unknown | 0.00 | NO
North Terrace_NT24-CSIRO Kintore Ave._First Floor_306A _ Unknown | NT-NT24-04-306A | NT24-04-306A-Unknown | North Terrace | NT | NT24 | CSIRO Kintore Ave. | 04 | First Floor | 306A | 99002 | Federal - CSIRO | 859 | Infrastructure | 15.33 | Unknown | 9 | Non Reportable Areas Space Group | 999 | Non-reportable - Not Elsewhere Classifiable |  | Unknown | 0.00 | NO
North Terrace_NT24-CSIRO Kintore Ave._First Floor_307 _ Stair | NT-NT24-04-307 | NT24-04-307-Stair | North Terrace | NT | NT24 | CSIRO Kintore Ave. | 04 | First Floor | 307 | 99939 | Unusable Spaces | 99939 | Unusable Spaces | 22.58 | Stair | 8 | Non Useable Floor Area Space Group | 805 | Non-usable - Circulation space |  | Unknown | 0.00 | NO
North Terrace_NT24-CSIRO Kintore Ave._First Floor_308 _ WC - F | NT-NT24-04-308 | NT24-04-308-WC - F | North Terrace | NT | NT24 | CSIRO Kintore Ave. | 04 | First Floor | 308 | 99939 | Unusable Spaces | 99939 | Unusable Spaces | 7.28 | WC - F | 8 | Non Useable Floor Area Space Group | 820 | Non-usable - Toilets/Amenities - Female |  | Unknown | 0.00 | NO
North Terrace_NT24-CSIRO Kintore Ave._First Floor_309 _ Stair | NT-NT24-04-309 | NT24-04-309-Stair | North Terrace | NT | NT24 | CSIRO Kintore Ave. | 04 | First Floor | 309 | 99939 | Unusable Spaces | 99939 | Unusable Spaces | 13.58 | Stair | 8 | Non Useable Floor Area Space Group | 805 | Non-usable - Circulation space |  | Unknown | 0.00 | NO
North Terrace_NT24-CSIRO Kintore Ave._First Floor_310 _ Corr. | NT-NT24-04-310 | NT24-04-310-Corr. | North Terrace | NT | NT24 | CSIRO Kintore Ave. | 04 | First Floor | 310 | 99939 | Unusable Spaces | 99939 | Unusable Spaces | 7.83 | Corr. | 8 | Non Useable Floor Area Space Group | 805 | Non-usable - Circulation space |  | Unknown | 0.00 | NO
North Terrace_NT24-CSIRO Kintore Ave._Second Floor_400 _ Corr. | NT-NT24-05-400 | NT24-05-400-Corr. | North Terrace | NT | NT24 | CSIRO Kintore Ave. | 05 | Second Floor | 400 | 99939 | Unusable Spaces | 99939 | Unusable Spaces | 35.5 | Corr. | 8 | Non Useable Floor Area Space Group | 805 | Non-usable - Circulation space |  | Unknown | 0.00 | NO
North Terrace_NT24-CSIRO Kintore Ave._Second Floor_400A _ VSR | NT-NT24-05-400A | NT24-05-400A-VSR | North Terrace | NT | NT24 | CSIRO Kintore Ave. | 05 | Second Floor | 400A | 99939 | Unusable Spaces | 99939 | Unusable Spaces | 4.4 | VSR | 8 | Non Useable Floor Area Space Group | 840 | Non-usable - Service riser |  | Unknown | 0.00 | NO
North Terrace_NT24-CSIRO Kintore Ave._Second Floor_400B _ Stair | NT-NT24-05-400B | NT24-05-400B-Stair | North Terrace | NT | NT24 | CSIRO Kintore Ave. | 05 | Second Floor | 400B | 99939 | Unusable Spaces | 99939 | Unusable Spaces | 4.09 | Stair | 8 | Non Useable Floor Area Space Group | 805 | Non-usable - Circulation space |  | Unknown | 0.00 | NO
North Terrace_NT24-CSIRO Kintore Ave._Second Floor_400C _ Lift Shaft | NT-NT24-05-400C | NT24-05-400C-Lift Shaft | North Terrace | NT | NT24 | CSIRO Kintore Ave. | 05 | Second Floor | 400C | 99939 | Unusable Spaces | 99939 | Unusable Spaces | 4.51 | Lift Shaft | 8 | Non Useable Floor Area Space Group | 840 | Non-usable - Service riser |  | Unknown | 0.00 | NO
North Terrace_NT24-CSIRO Kintore Ave._Second Floor_401 _ Unknown | NT-NT24-05-401 | NT24-05-401-Unknown | North Terrace | NT | NT24 | CSIRO Kintore Ave. | 05 | Second Floor | 401 | 99002 | Federal - CSIRO | 859 | Infrastructure | 8.26 | Unknown | 9 | Non Reportable Areas Space Group | 999 | Non-reportable - Not Elsewhere Classifiable |  | Unknown | 0.00 | NO
North Terrace_NT24-CSIRO Kintore Ave._Second Floor_402 _ Lecture Room | NT-NT24-05-402 | NT24-05-402-Lecture Room | North Terrace | NT | NT24 | CSIRO Kintore Ave. | 05 | Second Floor | 402 | 99002 | Federal - CSIRO | 859 | Infrastructure | 50.31 | Lecture Room | 2 | Teaching Space Group | 200 | Teaching - Specific Type Not Defined |  | Unknown | 0.00 | NO
North Terrace_NT24-CSIRO Kintore Ave._Second Floor_402A _ Unknown | NT-NT24-05-402A | NT24-05-402A-Unknown | North Terrace | NT | NT24 | CSIRO Kintore Ave. | 05 | Second Floor | 402A | 99002 | Federal - CSIRO | 859 | Infrastructure | 8.58 | Unknown | 9 | Non Reportable Areas Space Group | 999 | Non-reportable - Not Elsewhere Classifiable |  | Unknown | 0.00 | NO
North Terrace_NT24-CSIRO Kintore Ave._Second Floor_402B _ Seminar Room | NT-NT24-05-402B | NT24-05-402B-Seminar Room | North Terrace | NT | NT24 | CSIRO Kintore Ave. | 05 | Second Floor | 402B | 99002 | Federal - CSIRO | 859 | Infrastructure | 36.37 | Seminar Room | 2 | Teaching Space Group | 200 | Teaching - Specific Type Not Defined |  | Unknown | 0.00 | NO
North Terrace_NT24-CSIRO Kintore Ave._Second Floor_402C _ Seminar Room | NT-NT24-05-402C | NT24-05-402C-Seminar Room | North Terrace | NT | NT24 | CSIRO Kintore Ave. | 05 | Second Floor | 402C | 99002 | Federal - CSIRO | 859 | Infrastructure | 48.24 | Seminar Room | 2 | Teaching Space Group | 200 | Teaching - Specific Type Not Defined |  | Unknown | 0.00 | NO
North Terrace_NT24-CSIRO Kintore Ave._Second Floor_403 _ Unknown | NT-NT24-05-403 | NT24-05-403-Unknown | North Terrace | NT | NT24 | CSIRO Kintore Ave. | 05 | Second Floor | 403 | 99002 | Federal - CSIRO | 859 | Infrastructure | 19.17 | Unknown | 9 | Non Reportable Areas Space Group | 999 | Non-reportable - Not Elsewhere Classifiable |  | Unknown | 0.00 | NO
North Terrace_NT24-CSIRO Kintore Ave._Second Floor_404 _ Unknown | NT-NT24-05-404 | NT24-05-404-Unknown | North Terrace | NT | NT24 | CSIRO Kintore Ave. | 05 | Second Floor | 404 | 99002 | Federal - CSIRO | 859 | Infrastructure | 14.16 | Unknown | 9 | Non Reportable Areas Space Group | 999 | Non-reportable - Not Elsewhere Classifiable |  | Unknown | 0.00 | NO
North Terrace_NT24-CSIRO Kintore Ave._Second Floor_405 _ Corr. | NT-NT24-05-405 | NT24-05-405-Corr. | North Terrace | NT | NT24 | CSIRO Kintore Ave. | 05 | Second Floor | 405 | 99939 | Unusable Spaces | 99939 | Unusable Spaces | 4.36 | Corr. | 8 | Non Useable Floor Area Space Group | 805 | Non-usable - Circulation space |  | Unknown | 0.00 | NO
North Terrace_NT24-CSIRO Kintore Ave._Second Floor_406 _ Unknown | NT-NT24-05-406 | NT24-05-406-Unknown | North Terrace | NT | NT24 | CSIRO Kintore Ave. | 05 | Second Floor | 406 | 99002 | Federal - CSIRO | 859 | Infrastructure | 16.15 | Unknown | 9 | Non Reportable Areas Space Group | 999 | Non-reportable - Not Elsewhere Classifiable |  | Unknown | 0.00 | NO
North Terrace_NT24-CSIRO Kintore Ave._Second Floor_406A _ Unknown | NT-NT24-05-406A | NT24-05-406A-Unknown | North Terrace | NT | NT24 | CSIRO Kintore Ave. | 05 | Second Floor | 406A | 99002 | Federal - CSIRO | 859 | Infrastructure | 10.01 | Unknown | 9 | Non Reportable Areas Space Group | 999 | Non-reportable - Not Elsewhere Classifiable |  | Unknown | 0.00 | NO
North Terrace_NT24-CSIRO Kintore Ave._Second Floor_406B _ Unknown | NT-NT24-05-406B | NT24-05-406B-Unknown | North Terrace | NT | NT24 | CSIRO Kintore Ave. | 05 | Second Floor | 406B | 99002 | Federal - CSIRO | 859 | Infrastructure | 6.47 | Unknown | 9 | Non Reportable Areas Space Group | 999 | Non-reportable - Not Elsewhere Classifiable |  | Unknown | 0.00 | NO
North Terrace_NT24-CSIRO Kintore Ave._Second Floor_407 _ Unknown | NT-NT24-05-407 | NT24-05-407-Unknown | North Terrace | NT | NT24 | CSIRO Kintore Ave. | 05 | Second Floor | 407 | 99002 | Federal - CSIRO | 859 | Infrastructure | 20.12 | Unknown | 9 | Non Reportable Areas Space Group | 999 | Non-reportable - Not Elsewhere Classifiable |  | Unknown | 0.00 | NO
North Terrace_NT24-CSIRO Kintore Ave._Second Floor_408 _ Unknown | NT-NT24-05-408 | NT24-05-408-Unknown | North Terrace | NT | NT24 | CSIRO Kintore Ave. | 05 | Second Floor | 408 | 99002 | Federal - CSIRO | 859 | Infrastructure | 11.04 | Unknown | 9 | Non Reportable Areas Space Group | 999 | Non-reportable - Not Elsewhere Classifiable |  | Unknown | 0.00 | NO
North Terrace_NT24-CSIRO Kintore Ave._Second Floor_409 _ Unknown | NT-NT24-05-409 | NT24-05-409-Unknown | North Terrace | NT | NT24 | CSIRO Kintore Ave. | 05 | Second Floor | 409 | 99002 | Federal - CSIRO | 859 | Infrastructure | 17.68 | Unknown | 9 | Non Reportable Areas Space Group | 999 | Non-reportable - Not Elsewhere Classifiable |  | Unknown | 0.00 | NO
North Terrace_NT24-CSIRO Kintore Ave._Second Floor_410 _ Unknown | NT-NT24-05-410 | NT24-05-410-Unknown | North Terrace | NT | NT24 | CSIRO Kintore Ave. | 05 | Second Floor | 410 | 99002 | Federal - CSIRO | 859 | Infrastructure | 51.11 | Unknown | 9 | Non Reportable Areas Space Group | 999 | Non-reportable - Not Elsewhere Classifiable |  | Unknown | 0.00 | NO
North Terrace_NT24-CSIRO Kintore Ave._Second Floor_410A _ Unknown | NT-NT24-05-410A | NT24-05-410A-Unknown | North Terrace | NT | NT24 | CSIRO Kintore Ave. | 05 | Second Floor | 410A | 99002 | Federal - CSIRO | 859 | Infrastructure | 7.74 | Unknown | 9 | Non Reportable Areas Space Group | 999 | Non-reportable - Not Elsewhere Classifiable |  | Unknown | 0.00 | NO
North Terrace_NT24-CSIRO Kintore Ave._Second Floor_413 _ Unknown | NT-NT24-05-413 | NT24-05-413-Unknown | North Terrace | NT | NT24 | CSIRO Kintore Ave. | 05 | Second Floor | 413 | 99002 | Federal - CSIRO | 859 | Infrastructure | 4.26 | Unknown | 9 | Non Reportable Areas Space Group | 999 | Non-reportable - Not Elsewhere Classifiable |  | Unknown | 0.00 | NO
North Terrace_NT24-CSIRO Kintore Ave._Second Floor_414 _ Unknown | NT-NT24-05-414 | NT24-05-414-Unknown | North Terrace | NT | NT24 | CSIRO Kintore Ave. | 05 | Second Floor | 414 | 99002 | Federal - CSIRO | 859 | Infrastructure | 16.4 | Unknown | 9 | Non Reportable Areas Space Group | 999 | Non-reportable - Not Elsewhere Classifiable |  | Unknown | 0.00 | NO
North Terrace_NT24-CSIRO Kintore Ave._Second Floor_415 _ Corr. | NT-NT24-05-415 | NT24-05-415-Corr. | North Terrace | NT | NT24 | CSIRO Kintore Ave. | 05 | Second Floor | 415 | 99939 | Unusable Spaces | 99939 | Unusable Spaces | 4.22 | Corr. | 8 | Non Useable Floor Area Space Group | 805 | Non-usable - Circulation space |  | Unknown | 0.00 | NO
North Terrace_NT24-CSIRO Kintore Ave._Second Floor_416 _ Unknown | NT-NT24-05-416 | NT24-05-416-Unknown | North Terrace | NT | NT24 | CSIRO Kintore Ave. | 05 | Second Floor | 416 | 99002 | Federal - CSIRO | 859 | Infrastructure | 10.52 | Unknown | 9 | Non Reportable Areas Space Group | 999 | Non-reportable - Not Elsewhere Classifiable |  | Unknown | 0.00 | NO
North Terrace_NT24-CSIRO Kintore Ave._Second Floor_417 _ Corr. | NT-NT24-05-417 | NT24-05-417-Corr. | North Terrace | NT | NT24 | CSIRO Kintore Ave. | 05 | Second Floor | 417 | 99939 | Unusable Spaces | 99939 | Unusable Spaces | 5.96 | Corr. | 8 | Non Useable Floor Area Space Group | 805 | Non-usable - Circulation space |  | Unknown | 0.00 | NO
North Terrace_NT24-CSIRO Kintore Ave._Second Floor_418 _ Plantroom | NT-NT24-05-418 | NT24-05-418-Plantroom | North Terrace | NT | NT24 | CSIRO Kintore Ave. | 05 | Second Floor | 418 | 99939 | Unusable Spaces | 99939 | Unusable Spaces | 2.46 | Plantroom | 8 | Non Useable Floor Area Space Group | 811 | Non-usable - Plant room other |  | Unknown | 0.00 | NO
North Terrace_NT24-CSIRO Kintore Ave._Second Floor_419 _ Corr. | NT-NT24-05-419 | NT24-05-419-Corr. | North Terrace | NT | NT24 | CSIRO Kintore Ave. | 05 | Second Floor | 419 | 99939 | Unusable Spaces | 99939 | Unusable Spaces | 7.85 | Corr. | 8 | Non Useable Floor Area Space Group | 805 | Non-usable - Circulation space |  | Unknown | 0.00 | NO
North Terrace_NT24-CSIRO Kintore Ave._Second Floor_420 _ WC - F | NT-NT24-05-420 | NT24-05-420-WC - F | North Terrace | NT | NT24 | CSIRO Kintore Ave. | 05 | Second Floor | 420 | 99939 | Unusable Spaces | 99939 | Unusable Spaces | 7.16 | WC - F | 8 | Non Useable Floor Area Space Group | 820 | Non-usable - Toilets/Amenities - Female |  | Unknown | 0.00 | NO
North Terrace_NT24-CSIRO Kintore Ave._Second Floor_421 _ Stair | NT-NT24-05-421 | NT24-05-421-Stair | North Terrace | NT | NT24 | CSIRO Kintore Ave. | 05 | Second Floor | 421 | 99939 | Unusable Spaces | 99939 | Unusable Spaces | 13.42 | Stair | 8 | Non Useable Floor Area Space Group | 805 | Non-usable - Circulation space |  | Unknown | 0.00 | NO
North Terrace_NT24-CSIRO Kintore Ave._Second Floor_422 _ Stair | NT-NT24-05-422 | NT24-05-422-Stair | North Terrace | NT | NT24 | CSIRO Kintore Ave. | 05 | Second Floor | 422 | 99939 | Unusable Spaces | 99939 | Unusable Spaces | 22.57 | Stair | 8 | Non Useable Floor Area Space Group | 805 | Non-usable - Circulation space |  | Unknown | 0.00 | NO
North Terrace_NT24-CSIRO Kintore Ave._Second Floor_500 _ Entry | NT-NT24-05-500 | NT24-05-500-Entry | North Terrace | NT | NT24 | CSIRO Kintore Ave. | 05 | Second Floor | 500 | 99002 | Federal - CSIRO | 859 | Infrastructure | 0.35 | Entry | 8 | Non Useable Floor Area Space Group | 805 | Non-usable - Circulation space |  | Unknown | 0.00 | NO
North Terrace_NT24-CSIRO Kintore Ave._Second Floor_501 _ Store | NT-NT24-05-501 | NT24-05-501-Store | North Terrace | NT | NT24 | CSIRO Kintore Ave. | 05 | Second Floor | 501 | 99002 | Federal - CSIRO | 859 | Infrastructure | 9.13 | Store | 4 | Ancillary Area Space Group | 419 | Ancillary Area - Store Room - Generic |  | Unknown | 0.00 | NO
North Terrace_NT24-CSIRO Kintore Ave._Second Floor_502 _ Plantroom | NT-NT24-05-502 | NT24-05-502-Plantroom | North Terrace | NT | NT24 | CSIRO Kintore Ave. | 05 | Second Floor | 502 | 99002 | Federal - CSIRO | 859 | Infrastructure | 7.27 | Plantroom | 8 | Non Useable Floor Area Space Group | 811 | Non-usable - Plant room other |  | Unknown | 0.00 | NO
North Terrace_NT24-CSIRO Kintore Ave._Second Floor_503 _ WC - M | NT-NT24-05-503 | NT24-05-503-WC - M | North Terrace | NT | NT24 | CSIRO Kintore Ave. | 05 | Second Floor | 503 | 99002 | Federal - CSIRO | 859 | Infrastructure | 6.4 | WC - M | 8 | Non Useable Floor Area Space Group | 821 | Non-usable - Toilets/Amenities - Male |  | Unknown | 0.00 | NO
North Terrace_NT24-CSIRO Kintore Ave._Second Floor_504 _ Laboratory | NT-NT24-05-504 | NT24-05-504-Laboratory | North Terrace | NT | NT24 | CSIRO Kintore Ave. | 05 | Second Floor | 504 | 99002 | Federal - CSIRO | 859 | Infrastructure | 15.29 | Laboratory | 3 | Specialist Teaching or Research Space Group | 300 | Laboratory - Specialist teaching and research - type not defined |  | Unknown | 0.00 | NO
North Terrace_NT24-CSIRO Kintore Ave._Second Floor_504A _ VSR | NT-NT24-05-504A | NT24-05-504A-VSR | North Terrace | NT | NT24 | CSIRO Kintore Ave. | 05 | Second Floor | 504A | 99002 | Federal - CSIRO | 859 | Infrastructure | 0.5 | VSR | 8 | Non Useable Floor Area Space Group | 840 | Non-usable - Service riser |  | Unknown | 0.00 | NO
North Terrace_NT24-CSIRO Kintore Ave._Second Floor_505 _ Entry | NT-NT24-05-505 | NT24-05-505-Entry | North Terrace | NT | NT24 | CSIRO Kintore Ave. | 05 | Second Floor | 505 | 99002 | Federal - CSIRO | 859 | Infrastructure | 5.62 | Entry | 8 | Non Useable Floor Area Space Group | 805 | Non-usable - Circulation space |  | Unknown | 0.00 | NO
North Terrace_NT24-CSIRO Kintore Ave._Second Floor_506 _ Lift | NT-NT24-05-506 | NT24-05-506-Lift | North Terrace | NT | NT24 | CSIRO Kintore Ave. | 05 | Second Floor | 506 | 99002 | Federal - CSIRO | 859 | Infrastructure | 7.21 | Lift | 8 | Non Useable Floor Area Space Group | 838 | Non-usable - Lift |  | Unknown | 0.00 | NO
North Terrace_NT24-CSIRO Kintore Ave._Second Floor_507 _ VSR | NT-NT24-05-507 | NT24-05-507-VSR | North Terrace | NT | NT24 | CSIRO Kintore Ave. | 05 | Second Floor | 507 | 99002 | Federal - CSIRO | 859 | Infrastructure | 0.51 | VSR | 8 | Non Useable Floor Area Space Group | 840 | Non-usable - Service riser |  | Unknown | 0.00 | NO
North Terrace_NT24-CSIRO Kintore Ave._Second Floor_509 _ VSR | NT-NT24-05-509 | NT24-05-509-VSR | North Terrace | NT | NT24 | CSIRO Kintore Ave. | 05 | Second Floor | 509 | 99002 | Federal - CSIRO | 859 | Infrastructure | 0.54 | VSR | 8 | Non Useable Floor Area Space Group | 840 | Non-usable - Service riser |  | Unknown | 0.00 | NO
North Terrace_NT24-CSIRO Kintore Ave._Second Floor_510 _ Laboratory | NT-NT24-05-510 | NT24-05-510-Laboratory | North Terrace | NT | NT24 | CSIRO Kintore Ave. | 05 | Second Floor | 510 | 99002 | Federal - CSIRO | 859 | Infrastructure | 83.74 | Laboratory | 3 | Specialist Teaching or Research Space Group | 300 | Laboratory - Specialist teaching and research - type not defined |  | Unknown | 0.00 | NO
North Terrace_NT24-CSIRO Kintore Ave._Second Floor_511 _ Laboratory | NT-NT24-05-511 | NT24-05-511-Laboratory | North Terrace | NT | NT24 | CSIRO Kintore Ave. | 05 | Second Floor | 511 | 99002 | Federal - CSIRO | 859 | Infrastructure | 64.61 | Laboratory | 3 | Specialist Teaching or Research Space Group | 300 | Laboratory - Specialist teaching and research - type not defined |  | Unknown | 0.00 | NO
North Terrace_NT24-CSIRO Kintore Ave._Second Floor_512 _ Laboratory | NT-NT24-05-512 | NT24-05-512-Laboratory | North Terrace | NT | NT24 | CSIRO Kintore Ave. | 05 | Second Floor | 512 | 99002 | Federal - CSIRO | 859 | Infrastructure | 25.25 | Laboratory | 3 | Specialist Teaching or Research Space Group | 300 | Laboratory - Specialist teaching and research - type not defined |  | Unknown | 0.00 | NO
North Terrace_NT24-CSIRO Kintore Ave._Second Floor_513 _ Laboratory | NT-NT24-05-513 | NT24-05-513-Laboratory | North Terrace | NT | NT24 | CSIRO Kintore Ave. | 05 | Second Floor | 513 | 99002 | Federal - CSIRO | 859 | Infrastructure | 20.79 | Laboratory | 3 | Specialist Teaching or Research Space Group | 300 | Laboratory - Specialist teaching and research - type not defined |  | Unknown | 0.00 | NO
North Terrace_NT24-CSIRO Kintore Ave._Second Floor_514 _ Office | NT-NT24-05-514 | NT24-05-514-Office | North Terrace | NT | NT24 | CSIRO Kintore Ave. | 05 | Second Floor | 514 | 99002 | Federal - CSIRO | 859 | Infrastructure | 6.43 | Office | 1 | Office Space Group | 108 | Office - Professional/General Staff |  | Unknown | 0.00 | NO
North Terrace_NT24-CSIRO Kintore Ave._Second Floor_515 _ Laboratory | NT-NT24-05-515 | NT24-05-515-Laboratory | North Terrace | NT | NT24 | CSIRO Kintore Ave. | 05 | Second Floor | 515 | 99002 | Federal - CSIRO | 859 | Infrastructure | 15.87 | Laboratory | 3 | Specialist Teaching or Research Space Group | 300 | Laboratory - Specialist teaching and research - type not defined |  | Unknown | 0.00 | NO
North Terrace_NT24-CSIRO Kintore Ave._Second Floor_516 _ Office | NT-NT24-05-516 | NT24-05-516-Office | North Terrace | NT | NT24 | CSIRO Kintore Ave. | 05 | Second Floor | 516 | 99002 | Federal - CSIRO | 859 | Infrastructure | 8.5 | Office | 1 | Office Space Group | 108 | Office - Professional/General Staff |  | Unknown | 0.00 | NO
North Terrace_NT24-CSIRO Kintore Ave._Third Floor_500 _ Stair | NT-NT24-06-500 | NT24-06-500-Stair | North Terrace | NT | NT24 | CSIRO Kintore Ave. | 06 | Third Floor | 500 | 99939 | Unusable Spaces | 99939 | Unusable Spaces | 2.84 | Stair | 8 | Non Useable Floor Area Space Group | 805 | Non-usable - Circulation space |  | Unknown | 0.00 | NO
North Terrace_NT24-CSIRO Kintore Ave._Third Floor_501 _ Lobby | NT-NT24-06-501 | NT24-06-501-Lobby | North Terrace | NT | NT24 | CSIRO Kintore Ave. | 06 | Third Floor | 501 | 99939 | Unusable Spaces | 99939 | Unusable Spaces | 8.46 | Lobby | 8 | Non Useable Floor Area Space Group | 805 | Non-usable - Circulation space |  | Unknown | 0.00 | NO
North Terrace_NT24-CSIRO Kintore Ave._Third Floor_501A _ VSR | NT-NT24-06-501A | NT24-06-501A-VSR | North Terrace | NT | NT24 | CSIRO Kintore Ave. | 06 | Third Floor | 501A | 99939 | Unusable Spaces | 99939 | Unusable Spaces | 0.35 | VSR | 8 | Non Useable Floor Area Space Group | 840 | Non-usable - Service riser |  | Unknown | 0.00 | NO
North Terrace_NT24-CSIRO Kintore Ave._Third Floor_501B _ VSR | NT-NT24-06-501B | NT24-06-501B-VSR | North Terrace | NT | NT24 | CSIRO Kintore Ave. | 06 | Third Floor | 501B | 99939 | Unusable Spaces | 99939 | Unusable Spaces | 0.46 | VSR | 8 | Non Useable Floor Area Space Group | 840 | Non-usable - Service riser |  | Unknown | 0.00 | NO
North Terrace_NT24-CSIRO Kintore Ave._Third Floor_502 _ Services Room | NT-NT24-06-502 | NT24-06-502-Services Room | North Terrace | NT | NT24 | CSIRO Kintore Ave. | 06 | Third Floor | 502 | 99939 | Unusable Spaces | 99939 | Unusable Spaces | 55.87 | Services Room | 8 | Non Useable Floor Area Space Group | 811 | Non-usable - Plant room other |  | Unknown | 0.00 | NO
North Terrace_NT24-CSIRO Kintore Ave._Third Floor_503 _ Lift Motor Room | NT-NT24-06-503 | NT24-06-503-Lift Motor Room | North Terrace | NT | NT24 | CSIRO Kintore Ave. | 06 | Third Floor | 503 | 99939 | Unusable Spaces | 99939 | Unusable Spaces | 10.06 | Lift Motor Room | 8 | Non Useable Floor Area Space Group | 809 | Non-usable - Lift motor room |  | Unknown | 0.00 | NO
North Terrace_NT24-CSIRO Kintore Ave._Third Floor_504 _ Unknown | NT-NT24-06-504 | NT24-06-504-Unknown | North Terrace | NT | NT24 | CSIRO Kintore Ave. | 06 | Third Floor | 504 | 99002 | Federal - CSIRO | 859 | Infrastructure | 39.24 | Unknown | 9 | Non Reportable Areas Space Group | 999 | Non-reportable - Not Elsewhere Classifiable |  | Unknown | 0.00 | NO
North Terrace_NT24-CSIRO Kintore Ave._Third Floor_505 _ Inner Roof Area | NT-NT24-06-505 | NT24-06-505-Inner Roof Area | North Terrace | NT | NT24 | CSIRO Kintore Ave. | 06 | Third Floor | 505 | 99966 | Unknown | 99939 | Unusable Spaces | 315.59 | Inner Roof Area | 8 | Non Useable Floor Area Space Group | 800 | Non-usable - Specific type not defined |  | Unknown | 0.00 | NO
North Terrace_NT24-CSIRO Kintore Ave._Roof_R.01 _ Services Zone (NUFA) | NT-NT24-RF-R.01 | NT24-RF-R.01-Services Zone (NUFA) | North Terrace | NT | NT24 | CSIRO Kintore Ave. | RF | Roof | R.01 | 99939 | Unusable Spaces | 99939 | Unusable Spaces | 142.02 | Services Zone (NUFA) | 8 | Non Useable Floor Area Space Group | 811 | Non-usable - Plant room other |  | Unknown | 0.00 | NO
North Terrace_NT25-Kenneth Wills_Level Four_421 _ Waiting | NT-NT25-01-421 | NT25-01-421-Waiting | North Terrace | NT | NT25 | Kenneth Wills | 01 | Level Four | 421 | 401 | School of Social Sciences Office | 401 | School of Social Sciences | 4.29 | Waiting | 8 | Non Useable Floor Area Space Group | 805 | Non-usable - Circulation space |  | Excellent | 0.00 | NO
North Terrace_NT25-Kenneth Wills_Level Four_421A _ Kitchen | NT-NT25-01-421A | NT25-01-421A-Kitchen | North Terrace | NT | NT25 | Kenneth Wills | 01 | Level Four | 421A | 401 | School of Social Sciences Office | 401 | School of Social Sciences | 5.48 | Kitchen | 6 | General Facility Space Group | 608 | General Facility - Kitchen/Servery/Food Storage |  | Adequate | 1,040.83 | NO
North Terrace_NT25-Kenneth Wills_Level Four_422 _ Informal Work | NT-NT25-01-422 | NT25-01-422-Informal Work | North Terrace | NT | NT25 | Kenneth Wills | 01 | Level Four | 422 | 401 | School of Social Sciences Office | 401 | School of Social Sciences | 24.09 | Informal Work | 1 | Office Space Group | 119 | Informal Work Space |  | Excellent | 6,005.29 | NO
North Terrace_NT25-Kenneth Wills_Level Four_422A _ Meeting | NT-NT25-01-422A | NT25-01-422A-Meeting | North Terrace | NT | NT25 | Kenneth Wills | 01 | Level Four | 422A | 401 | School of Social Sciences Office | 401 | School of Social Sciences | 30.5 | Meeting | 6 | General Facility Space Group | 601 | General Facility - Committee/Conference/Meeting room |  | Excellent | 8,515.60 | NO
North Terrace_NT25-Kenneth Wills_Level Four_422B _ void | NT-NT25-01-422B | NT25-01-422B-void | North Terrace | NT | NT25 | Kenneth Wills | 01 | Level Four | 422B | 99966 | Unknown | 99939 | Unusable Spaces | 0.82 | void | 8 | Non Useable Floor Area Space Group | 800 | Non-usable - Specific type not defined |  | Unknown | 0.00 | NO
North Terrace_NT25-Kenneth Wills_Level Four_422C _ Reception | NT-NT25-01-422C | NT25-01-422C-Reception | North Terrace | NT | NT25 | Kenneth Wills | 01 | Level Four | 422C | 401 | School of Social Sciences Office | 401 | School of Social Sciences | 5.07 | Reception | 6 | General Facility Space Group | 623 | General Facility - Waiting Area/Foyer/Reception Area |  | Excellent | 1,415.54 | NO
North Terrace_NT25-Kenneth Wills_Level Four_423 _ Office - Academic | NT-NT25-01-423 | NT25-01-423-Office - Academic | North Terrace | NT | NT25 | Kenneth Wills | 01 | Level Four | 423 | 401 | School of Social Sciences Office | 401 | School of Social Sciences | 21.24 | Office - Academic | 1 | Office Space Group | 101 | Office - Academic Staff |  | Excellent | 5,294.83 | NO
North Terrace_NT25-Kenneth Wills_Level Four_424 _ Office - Locksmith & Lunchroom | NT-NT25-01-424 | NT25-01-424-Office - Locksmith & Lunchroom | North Terrace | NT | NT25 | Kenneth Wills | 01 | Level Four | 424 | 859 | Infrastructure Office | 859 | Infrastructure | 21.37 | Office - Locksmith & Lunchroom | 1 | Office Space Group | 108 | Office - Professional/General Staff |  | Excellent | 5,327.24 | NO
North Terrace_NT25-Kenneth Wills_Level Four_424A _ A/L | NT-NT25-01-424A | NT25-01-424A-A/L | North Terrace | NT | NT25 | Kenneth Wills | 01 | Level Four | 424A | 99939 | Unusable Spaces | 99939 | Unusable Spaces | 1.17 | A/L | 8 | Non Useable Floor Area Space Group | 822 | Non-usable - Toilets/Amenities - Unisex |  | Adequate | 0.00 | YES | INFRASTRUCTURE-university mail room-9 Mar - Dec 2021-temp use for University Mail Room
North Terrace_NT25-Kenneth Wills_Level Four_424B _ WC | NT-NT25-01-424B | NT25-01-424B-WC | North Terrace | NT | NT25 | Kenneth Wills | 01 | Level Four | 424B | 99939 | Unusable Spaces | 99939 | Unusable Spaces | 1.76 | WC | 8 | Non Useable Floor Area Space Group | 822 | Non-usable - Toilets/Amenities - Unisex |  | Adequate | 0.00 | YES | INFRASTRUCTURE-university mail room-9 Mar - Dec 2021-temp use for University Mail Room
North Terrace_NT25-Kenneth Wills_Level Four_425 _ Store | NT-NT25-01-425 | NT25-01-425-Store | North Terrace | NT | NT25 | Kenneth Wills | 01 | Level Four | 425 | 859 | Infrastructure Office | 859 | Infrastructure | 4.32 | Store | 4 | Ancillary Area Space Group | 419 | Ancillary Area - Store Room - Generic |  | Adequate | 644.68 | YES | INFRASTRUCTURE-university mail room-9 Mar - Dec 2021-temp use for University Mail Room
North Terrace_NT25-Kenneth Wills_Level Four_425A _ WC - U - Access (LH) | NT-NT25-01-425A | NT25-01-425A-WC - U - Access (LH) | North Terrace | NT | NT25 | Kenneth Wills | 01 | Level Four | 425A | 99939 | Unusable Spaces | 99939 | Unusable Spaces | 5.56 | WC - U - Access (LH) | 8 | Non Useable Floor Area Space Group | 818 | Non-usable - Toilets/Amenities - Unisex Accessible |  | Adequate | 0.00 | YES | INFRASTRUCTURE-university mail room-9 Mar - Dec 2021-temp use for University Mail Room
North Terrace_NT25-Kenneth Wills_Level Four_426 _ Entry | NT-NT25-01-426 | NT25-01-426-Entry | North Terrace | NT | NT25 | Kenneth Wills | 01 | Level Four | 426 | 859 | Infrastructure Office | 859 | Infrastructure | 9.21 | Entry | 8 | Non Useable Floor Area Space Group | 805 | Non-usable - Circulation space |  | Excellent | 0.00 | NO
North Terrace_NT25-Kenneth Wills_Level Four_426A _ Office - Administration | NT-NT25-01-426A | NT25-01-426A-Office - Administration | North Terrace | NT | NT25 | Kenneth Wills | 01 | Level Four | 426A | 859 | Infrastructure Office | 859 | Infrastructure | 15.6 | Office - Administration | 1 | Office Space Group | 108 | Office - Professional/General Staff |  | Excellent | 3,888.86 | NO
North Terrace_NT25-Kenneth Wills_Level Four_426B _ Office - Manager | NT-NT25-01-426B | NT25-01-426B-Office - Manager | North Terrace | NT | NT25 | Kenneth Wills | 01 | Level Four | 426B | 859 | Infrastructure Office | 859 | Infrastructure | 10.19 | Office - Manager | 1 | Office Space Group | 108 | Office - Professional/General Staff |  | Excellent | 2,540.22 | NO
North Terrace_NT25-Kenneth Wills_Level Four_426C _ Reception | NT-NT25-01-426C | NT25-01-426C-Reception | North Terrace | NT | NT25 | Kenneth Wills | 01 | Level Four | 426C | 859 | Infrastructure Office | 859 | Infrastructure | 12.71 | Reception | 6 | General Facility Space Group | 623 | General Facility - Waiting Area/Foyer/Reception Area |  | Excellent | 3,548.63 | NO
North Terrace_NT25-Kenneth Wills_Level Four_427 _ Foyer - Breezeway | NT-NT25-01-427 | NT25-01-427-Foyer - Breezeway | North Terrace | NT | NT25 | Kenneth Wills | 01 | Level Four | 427 | 99939 | Unusable Spaces | 99939 | Unusable Spaces | 49.52 | Foyer - Breezeway | 8 | Non Useable Floor Area Space Group | 805 | Non-usable - Circulation space |  | Unknown | 0.00 | NO
North Terrace_NT25-Kenneth Wills_Level Four_428 _ Meeting | NT-NT25-01-428 | NT25-01-428-Meeting | North Terrace | NT | NT25 | Kenneth Wills | 01 | Level Four | 428 | 751 | Office of Pro Vice-Chancellor International | 750 | Global Engagement | 11.54 | Meeting | 6 | General Facility Space Group | 601 | General Facility - Committee/Conference/Meeting room |  | Excellent | 3,221.97 | NO
North Terrace_NT25-Kenneth Wills_Level Four_429 _ Meeting | NT-NT25-01-429 | NT25-01-429-Meeting | North Terrace | NT | NT25 | Kenneth Wills | 01 | Level Four | 429 | 99954 | Division of Deputy Vice-Chancellor and Vice-President (Academic) - Shared Space | 730 | Office of Academic and Student Engagement | 16.52 | Meeting | 1 | Office Space Group | 108 | Office - Professional/General Staff |  | Excellent | 4,118.20 | NO
North Terrace_NT25-Kenneth Wills_Level Four_430 _ Foyer | NT-NT25-01-430 | NT25-01-430-Foyer | North Terrace | NT | NT25 | Kenneth Wills | 01 | Level Four | 430 | 99939 | Unusable Spaces | 99939 | Unusable Spaces | 4.93 | Foyer | 8 | Non Useable Floor Area Space Group | 805 | Non-usable - Circulation space |  | Unknown | 0.00 | NO
North Terrace_NT25-Kenneth Wills_Level Four_430A _ Corr. | NT-NT25-01-430A | NT25-01-430A-Corr. | North Terrace | NT | NT25 | Kenneth Wills | 01 | Level Four | 430A | 99939 | Unusable Spaces | 99939 | Unusable Spaces | 5.88 | Corr. | 8 | Non Useable Floor Area Space Group | 805 | Non-usable - Circulation space |  | Unknown | 0.00 | NO
North Terrace_NT25-Kenneth Wills_Level Four_430B _ Plantroom | NT-NT25-01-430B | NT25-01-430B-Plantroom | North Terrace | NT | NT25 | Kenneth Wills | 01 | Level Four | 430B | 99939 | Unusable Spaces | 99939 | Unusable Spaces | 42.63 | Plantroom | 8 | Non Useable Floor Area Space Group | 811 | Non-usable - Plant room other |  | Unknown | 0.00 | NO
North Terrace_NT25-Kenneth Wills_Level Four_431 _ Corr. | NT-NT25-01-431 | NT25-01-431-Corr. | North Terrace | NT | NT25 | Kenneth Wills | 01 | Level Four | 431 | 99939 | Unusable Spaces | 99939 | Unusable Spaces | 3.47 | Corr. | 8 | Non Useable Floor Area Space Group | 805 | Non-usable - Circulation space |  | Unknown | 0.00 | NO
North Terrace_NT25-Kenneth Wills_Level Four_431A _ Tea Room | NT-NT25-01-431A | NT25-01-431A-Tea Room | North Terrace | NT | NT25 | Kenneth Wills | 01 | Level Four | 431A | 99954 | Division of Deputy Vice-Chancellor and Vice-President (Academic) - Shared Space | 730 | Office of Academic and Student Engagement | 18.87 | Tea Room | 6 | General Facility Space Group | 608 | General Facility - Kitchen/Servery/Food Storage |  | Adequate | 3,584.02 | NO
North Terrace_NT25-Kenneth Wills_Level Four_431B _ VSR | NT-NT25-01-431B | NT25-01-431B-VSR | North Terrace | NT | NT25 | Kenneth Wills | 01 | Level Four | 431B | 99939 | Unusable Spaces | 99939 | Unusable Spaces | 0.88 | VSR | 8 | Non Useable Floor Area Space Group | 840 | Non-usable - Service riser |  | Unknown | 0.00 | NO
North Terrace_NT25-Kenneth Wills_Level Four_431C _ FHR | NT-NT25-01-431C | NT25-01-431C-FHR | North Terrace | NT | NT25 | Kenneth Wills | 01 | Level Four | 431C | 99939 | Unusable Spaces | 99939 | Unusable Spaces | 0.63 | FHR | 8 | Non Useable Floor Area Space Group | 840 | Non-usable - Service riser |  | Unknown | 0.00 | NO
North Terrace_NT25-Kenneth Wills_Level Four_431D _ VSR | NT-NT25-01-431D | NT25-01-431D-VSR | North Terrace | NT | NT25 | Kenneth Wills | 01 | Level Four | 431D | 99939 | Unusable Spaces | 99939 | Unusable Spaces | 0.43 | VSR | 8 | Non Useable Floor Area Space Group | 840 | Non-usable - Service riser |  | Unknown | 0.00 | NO
North Terrace_NT25-Kenneth Wills_Level Four_431E _ DB | NT-NT25-01-431E | NT25-01-431E-DB | North Terrace | NT | NT25 | Kenneth Wills | 01 | Level Four | 431E | 99939 | Unusable Spaces | 99939 | Unusable Spaces | 0.63 | DB | 8 | Non Useable Floor Area Space Group | 815 | Non-usable - Switch room |  | Unknown | 0.00 | NO
North Terrace_NT25-Kenneth Wills_Level Four_437 _ Stair | NT-NT25-01-437 | NT25-01-437-Stair | North Terrace | NT | NT25 | Kenneth Wills | 01 | Level Four | 437 | 99939 | Unusable Spaces | 99939 | Unusable Spaces | 25.55 | Stair | 8 | Non Useable Floor Area Space Group | 805 | Non-usable - Circulation space |  | Unknown | 0.00 | NO
North Terrace_NT25-Kenneth Wills_Level Four_437A _ VSR | NT-NT25-01-437A | NT25-01-437A-VSR | North Terrace | NT | NT25 | Kenneth Wills | 01 | Level Four | 437A | 99939 | Unusable Spaces | 99939 | Unusable Spaces | 0.73 | VSR | 8 | Non Useable Floor Area Space Group | 840 | Non-usable - Service riser |  | Unknown | 0.00 | NO
North Terrace_NT25-Kenneth Wills_Level Four_437B _ VSR | NT-NT25-01-437B | NT25-01-437B-VSR | North Terrace | NT | NT25 | Kenneth Wills | 01 | Level Four | 437B | 99939 | Unusable Spaces | 99939 | Unusable Spaces | 0.69 | VSR | 8 | Non Useable Floor Area Space Group | 840 | Non-usable - Service riser |  | Unknown | 0.00 | NO
North Terrace_NT25-Kenneth Wills_Level Four_438 _ Corr. | NT-NT25-01-438 | NT25-01-438-Corr. | North Terrace | NT | NT25 | Kenneth Wills | 01 | Level Four | 438 | 99939 | Unusable Spaces | 99939 | Unusable Spaces | 3.93 | Corr. | 8 | Non Useable Floor Area Space Group | 805 | Non-usable - Circulation space |  | Unknown | 0.00 | NO
North Terrace_NT25-Kenneth Wills_Level Four_439 _ A/L | NT-NT25-01-439 | NT25-01-439-A/L | North Terrace | NT | NT25 | Kenneth Wills | 01 | Level Four | 439 | 99939 | Unusable Spaces | 99939 | Unusable Spaces | 3.74 | A/L | 8 | Non Useable Floor Area Space Group | 822 | Non-usable - Toilets/Amenities - Unisex |  | Unknown | 0.00 | NO
North Terrace_NT25-Kenneth Wills_Level Four_439A _ WC - F | NT-NT25-01-439A | NT25-01-439A-WC - F | North Terrace | NT | NT25 | Kenneth Wills | 01 | Level Four | 439A | 99939 | Unusable Spaces | 99939 | Unusable Spaces | 11.01 | WC - F | 8 | Non Useable Floor Area Space Group | 820 | Non-usable - Toilets/Amenities - Female |  | Unknown | 0.00 | NO
North Terrace_NT25-Kenneth Wills_Level Four_439B _ Restroom | NT-NT25-01-439B | NT25-01-439B-Restroom | North Terrace | NT | NT25 | Kenneth Wills | 01 | Level Four | 439B | 99939 | Unusable Spaces | 99939 | Unusable Spaces | 7.15 | Restroom | 8 | Non Useable Floor Area Space Group | 835 | Non-usable - Toilets/Amenities - Other |  | Unknown | 0.00 | NO
North Terrace_NT25-Kenneth Wills_Level Four_439C _ VSR | NT-NT25-01-439C | NT25-01-439C-VSR | North Terrace | NT | NT25 | Kenneth Wills | 01 | Level Four | 439C | 99939 | Unusable Spaces | 99939 | Unusable Spaces | 1.01 | VSR | 8 | Non Useable Floor Area Space Group | 840 | Non-usable - Service riser |  | Unknown | 0.00 | NO
North Terrace_NT25-Kenneth Wills_Level Four_440 _ Clnr | NT-NT25-01-440 | NT25-01-440-Clnr | North Terrace | NT | NT25 | Kenneth Wills | 01 | Level Four | 440 | 99939 | Unusable Spaces | 99939 | Unusable Spaces | 2.75 | Clnr | 8 | Non Useable Floor Area Space Group | 806 | Non-usable - Cleaners room |  | Unknown | 0.00 | NO
North Terrace_NT25-Kenneth Wills_Level Four_441 _ Circ. | NT-NT25-01-441 | NT25-01-441-Circ. | North Terrace | NT | NT25 | Kenneth Wills | 01 | Level Four | 441 | 99939 | Unusable Spaces | 99939 | Unusable Spaces | 19.35 | Circ. | 8 | Non Useable Floor Area Space Group | 805 | Non-usable - Circulation space |  | Excellent | 0.00 | NO
North Terrace_NT25-Kenneth Wills_Level Four_441A _ Waiting / Reception | NT-NT25-01-441A | NT25-01-441A-Waiting / Reception | North Terrace | NT | NT25 | Kenneth Wills | 01 | Level Four | 441A | 99954 | Division of Deputy Vice-Chancellor and Vice-President (Academic) - Shared Space | 730 | Office of Academic and Student Engagement | 18.37 | Waiting / Reception | 6 | General Facility Space Group | 623 | General Facility - Waiting Area/Foyer/Reception Area |  | Excellent | 5,128.90 | NO
North Terrace_NT25-Kenneth Wills_Level Four_441B _ Tea Point | NT-NT25-01-441B | NT25-01-441B-Tea Point | North Terrace | NT | NT25 | Kenneth Wills | 01 | Level Four | 441B | 99954 | Division of Deputy Vice-Chancellor and Vice-President (Academic) - Shared Space | 730 | Office of Academic and Student Engagement | 5.39 | Tea Point | 6 | General Facility Space Group | 608 | General Facility - Kitchen/Servery/Food Storage |  | Excellent | 1,504.89 | NO
North Terrace_NT25-Kenneth Wills_Level Four_441C _ Utility | NT-NT25-01-441C | NT25-01-441C-Utility | North Terrace | NT | NT25 | Kenneth Wills | 01 | Level Four | 441C | 99954 | Division of Deputy Vice-Chancellor and Vice-President (Academic) - Shared Space | 730 | Office of Academic and Student Engagement | 1.8 | Utility | 6 | General Facility Space Group | 603 | General Facility - Resource room |  | Excellent | 502.56 | NO
North Terrace_NT25-Kenneth Wills_Level Four_441D _ Breakout | NT-NT25-01-441D | NT25-01-441D-Breakout | North Terrace | NT | NT25 | Kenneth Wills | 01 | Level Four | 441D | 99954 | Division of Deputy Vice-Chancellor and Vice-President (Academic) - Shared Space | 730 | Office of Academic and Student Engagement | 14.6 | Breakout | 1 | Office Space Group | 119 | Informal Work Space |  | Excellent | 3,639.57 | NO
North Terrace_NT25-Kenneth Wills_Level Four_441E _ Utility | NT-NT25-01-441E | NT25-01-441E-Utility | North Terrace | NT | NT25 | Kenneth Wills | 01 | Level Four | 441E | 99954 | Division of Deputy Vice-Chancellor and Vice-President (Academic) - Shared Space | 730 | Office of Academic and Student Engagement | 2.68 | Utility | 6 | General Facility Space Group | 603 | General Facility - Resource room |  | Excellent | 748.26 | NO
North Terrace_NT25-Kenneth Wills_Level Four_441F _ Store | NT-NT25-01-441F | NT25-01-441F-Store | North Terrace | NT | NT25 | Kenneth Wills | 01 | Level Four | 441F | 99954 | Division of Deputy Vice-Chancellor and Vice-President (Academic) - Shared Space | 730 | Office of Academic and Student Engagement | 0.49 | Store | 4 | Ancillary Area Space Group | 419 | Ancillary Area - Store Room - Generic |  | Excellent | 107.49 | NO
North Terrace_NT25-Kenneth Wills_Level Four_441G _ Circ. | NT-NT25-01-441G | NT25-01-441G-Circ. | North Terrace | NT | NT25 | Kenneth Wills | 01 | Level Four | 441G | 99939 | Unusable Spaces | 99939 | Unusable Spaces | 20.98 | Circ. | 8 | Non Useable Floor Area Space Group | 805 | Non-usable - Circulation space |  | Excellent | 0.00 | NO
North Terrace_NT25-Kenneth Wills_Level Four_442 _ Interview 2 | NT-NT25-01-442 | NT25-01-442-Interview 2 | North Terrace | NT | NT25 | Kenneth Wills | 01 | Level Four | 442 | 99954 | Division of Deputy Vice-Chancellor and Vice-President (Academic) - Shared Space | 730 | Office of Academic and Student Engagement | 7.19 | Interview 2 | 6 | General Facility Space Group | 601 | General Facility - Committee/Conference/Meeting room |  | Excellent | 2,007.45 | NO
North Terrace_NT25-Kenneth Wills_Level Four_443 _ Interview 1 | NT-NT25-01-443 | NT25-01-443-Interview 1 | North Terrace | NT | NT25 | Kenneth Wills | 01 | Level Four | 443 | 99954 | Division of Deputy Vice-Chancellor and Vice-President (Academic) - Shared Space | 730 | Office of Academic and Student Engagement | 7.18 | Interview 1 | 6 | General Facility Space Group | 601 | General Facility - Committee/Conference/Meeting room |  | Excellent | 2,004.66 | NO
North Terrace_NT25-Kenneth Wills_Level Four_WS01 _ Workstation | NT-NT25-01-WS01 | NT25-01-WS01-Workstation | North Terrace | NT | NT25 | Kenneth Wills | 01 | Level Four | WS01 | 751 | Office of Pro Vice-Chancellor International | 750 | Global Engagement | 3.88 | Workstation | 1 | Office Space Group | 116 | Open Plan - Professional/General Staff |  | Excellent | 967.23 | NO
North Terrace_NT25-Kenneth Wills_Level Four_WS02 _ Workstation | NT-NT25-01-WS02 | NT25-01-WS02-Workstation | North Terrace | NT | NT25 | Kenneth Wills | 01 | Level Four | WS02 | 751 | Office of Pro Vice-Chancellor International | 750 | Global Engagement | 3.1 | Workstation | 1 | Office Space Group | 116 | Open Plan - Professional/General Staff |  | Excellent | 772.79 | NO
North Terrace_NT25-Kenneth Wills_Level Four_WS03 _ Workstation | NT-NT25-01-WS03 | NT25-01-WS03-Workstation | North Terrace | NT | NT25 | Kenneth Wills | 01 | Level Four | WS03 | 751 | Office of Pro Vice-Chancellor International | 750 | Global Engagement | 3.94 | Workstation | 1 | Office Space Group | 116 | Open Plan - Professional/General Staff |  | Excellent | 982.19 | NO
North Terrace_NT25-Kenneth Wills_Level Four_WS04 _ Workstation | NT-NT25-01-WS04 | NT25-01-WS04-Workstation | North Terrace | NT | NT25 | Kenneth Wills | 01 | Level Four | WS04 | 751 | Office of Pro Vice-Chancellor International | 750 | Global Engagement | 3.15 | Workstation | 1 | Office Space Group | 116 | Open Plan - Professional/General Staff |  | Excellent | 785.25 | NO
North Terrace_NT25-Kenneth Wills_Level Four_WS05 _ Workstation | NT-NT25-01-WS05 | NT25-01-WS05-Workstation | North Terrace | NT | NT25 | Kenneth Wills | 01 | Level Four | WS05 | 751 | Office of Pro Vice-Chancellor International | 750 | Global Engagement | 3.94 | Workstation | 1 | Office Space Group | 116 | Open Plan - Professional/General Staff |  | Excellent | 982.19 | NO
North Terrace_NT25-Kenneth Wills_Level Four_WS06 _ Workstation | NT-NT25-01-WS06 | NT25-01-WS06-Workstation | North Terrace | NT | NT25 | Kenneth Wills | 01 | Level Four | WS06 | 751 | Office of Pro Vice-Chancellor International | 750 | Global Engagement | 3.15 | Workstation | 1 | Office Space Group | 116 | Open Plan - Professional/General Staff |  | Excellent | 785.25 | NO
North Terrace_NT25-Kenneth Wills_Level Four_WS07 _ Workstation | NT-NT25-01-WS07 | NT25-01-WS07-Workstation | North Terrace | NT | NT25 | Kenneth Wills | 01 | Level Four | WS07 | 751 | Office of Pro Vice-Chancellor International | 750 | Global Engagement | 3.94 | Workstation | 1 | Office Space Group | 116 | Open Plan - Professional/General Staff |  | Excellent | 982.19 | NO
North Terrace_NT25-Kenneth Wills_Level Four_WS08 _ Workstation | NT-NT25-01-WS08 | NT25-01-WS08-Workstation | North Terrace | NT | NT25 | Kenneth Wills | 01 | Level Four | WS08 | 751 | Office of Pro Vice-Chancellor International | 750 | Global Engagement | 3.15 | Workstation | 1 | Office Space Group | 116 | Open Plan - Professional/General Staff |  | Excellent | 785.25 | NO
North Terrace_NT25-Kenneth Wills_Level Four_WS09 _ Workstation | NT-NT25-01-WS09 | NT25-01-WS09-Workstation | North Terrace | NT | NT25 | Kenneth Wills | 01 | Level Four | WS09 | 751 | Office of Pro Vice-Chancellor International | 750 | Global Engagement | 3.94 | Workstation | 1 | Office Space Group | 116 | Open Plan - Professional/General Staff |  | Excellent | 982.19 | NO
North Terrace_NT25-Kenneth Wills_Level Four_WS10 _ Workstation | NT-NT25-01-WS10 | NT25-01-WS10-Workstation | North Terrace | NT | NT25 | Kenneth Wills | 01 | Level Four | WS10 | 751 | Office of Pro Vice-Chancellor International | 750 | Global Engagement | 3.15 | Workstation | 1 | Office Space Group | 116 | Open Plan - Professional/General Staff |  | Excellent | 785.25 | NO
North Terrace_NT25-Kenneth Wills_Level Four_WS11 _ Workstation | NT-NT25-01-WS11 | NT25-01-WS11-Workstation | North Terrace | NT | NT25 | Kenneth Wills | 01 | Level Four | WS11 | 751 | Office of Pro Vice-Chancellor International | 750 | Global Engagement | 3.94 | Workstation | 1 | Office Space Group | 116 | Open Plan - Professional/General Staff |  | Excellent | 982.19 | NO
North Terrace_NT25-Kenneth Wills_Level Four_WS12 _ Workstation | NT-NT25-01-WS12 | NT25-01-WS12-Workstation | North Terrace | NT | NT25 | Kenneth Wills | 01 | Level Four | WS12 | 751 | Office of Pro Vice-Chancellor International | 750 | Global Engagement | 3.15 | Workstation | 1 | Office Space Group | 116 | Open Plan - Professional/General Staff |  | Excellent | 785.25 | NO
North Terrace_NT25-Kenneth Wills_Level Four_WS13 _ Workstation | NT-NT25-01-WS13 | NT25-01-WS13-Workstation | North Terrace | NT | NT25 | Kenneth Wills | 01 | Level Four | WS13 | 751 | Office of Pro Vice-Chancellor International | 750 | Global Engagement | 3.94 | Workstation | 1 | Office Space Group | 116 | Open Plan - Professional/General Staff |  | Excellent | 982.19 | NO
North Terrace_NT25-Kenneth Wills_Level Four_WS14 _ Workstation | NT-NT25-01-WS14 | NT25-01-WS14-Workstation | North Terrace | NT | NT25 | Kenneth Wills | 01 | Level Four | WS14 | 751 | Office of Pro Vice-Chancellor International | 750 | Global Engagement | 3.15 | Workstation | 1 | Office Space Group | 116 | Open Plan - Professional/General Staff |  | Excellent | 785.25 | NO
North Terrace_NT25-Kenneth Wills_Level Four_WS16 _ Workstation - Reception | NT-NT25-01-WS16 | NT25-01-WS16-Workstation - Reception | North Terrace | NT | NT25 | Kenneth Wills | 01 | Level Four | WS16 | 99987 | Vacant - Decant Space | 859 | Infrastructure | 5.74 | Workstation - Reception | 1 | Office Space Group | 118 | Open Plan - Reception Area |  | Excellent | 1,430.90 | NO
North Terrace_NT25-Kenneth Wills_Level Four_WS17 _ Workstation | NT-NT25-01-WS17 | NT25-01-WS17-Workstation | North Terrace | NT | NT25 | Kenneth Wills | 01 | Level Four | WS17 | 99987 | Vacant - Decant Space | 859 | Infrastructure | 3.84 | Workstation | 1 | Office Space Group | 116 | Open Plan - Professional/General Staff |  | Excellent | 957.26 | NO
North Terrace_NT25-Kenneth Wills_Level Four_WS18 _ Workstation | NT-NT25-01-WS18 | NT25-01-WS18-Workstation | North Terrace | NT | NT25 | Kenneth Wills | 01 | Level Four | WS18 | 99987 | Vacant - Decant Space | 859 | Infrastructure | 3.07 | Workstation | 1 | Office Space Group | 116 | Open Plan - Professional/General Staff |  | Excellent | 765.31 | NO
North Terrace_NT25-Kenneth Wills_Level Four_WS19 _ Workstation | NT-NT25-01-WS19 | NT25-01-WS19-Workstation | North Terrace | NT | NT25 | Kenneth Wills | 01 | Level Four | WS19 | 99987 | Vacant - Decant Space | 859 | Infrastructure | 3.89 | Workstation | 1 | Office Space Group | 116 | Open Plan - Professional/General Staff |  | Excellent | 969.72 | NO
North Terrace_NT25-Kenneth Wills_Level Four_WS20 _ Workstation | NT-NT25-01-WS20 | NT25-01-WS20-Workstation | North Terrace | NT | NT25 | Kenneth Wills | 01 | Level Four | WS20 | 99987 | Vacant - Decant Space | 859 | Infrastructure | 3.11 | Workstation | 1 | Office Space Group | 116 | Open Plan - Professional/General Staff |  | Excellent | 775.28 | NO
North Terrace_NT25-Kenneth Wills_Level Four_WS21 _ Workstation | NT-NT25-01-WS21 | NT25-01-WS21-Workstation | North Terrace | NT | NT25 | Kenneth Wills | 01 | Level Four | WS21 | 99987 | Vacant - Decant Space | 859 | Infrastructure | 3.89 | Workstation | 1 | Office Space Group | 116 | Open Plan - Professional/General Staff |  | Excellent | 969.72 | NO
North Terrace_NT25-Kenneth Wills_Level Four_WS22 _ Workstation | NT-NT25-01-WS22 | NT25-01-WS22-Workstation | North Terrace | NT | NT25 | Kenneth Wills | 01 | Level Four | WS22 | 99987 | Vacant - Decant Space | 859 | Infrastructure | 3.11 | Workstation | 1 | Office Space Group | 116 | Open Plan - Professional/General Staff |  | Excellent | 775.28 | NO
North Terrace_NT25-Kenneth Wills_Level Four_WS23 _ Workstation | NT-NT25-01-WS23 | NT25-01-WS23-Workstation | North Terrace | NT | NT25 | Kenneth Wills | 01 | Level Four | WS23 | 99987 | Vacant - Decant Space | 859 | Infrastructure | 3.89 | Workstation | 1 | Office Space Group | 116 | Open Plan - Professional/General Staff |  | Excellent | 969.72 | NO
North Terrace_NT25-Kenneth Wills_Level Four_WS24 _ Workstation | NT-NT25-01-WS24 | NT25-01-WS24-Workstation | North Terrace | NT | NT25 | Kenneth Wills | 01 | Level Four | WS24 | 99987 | Vacant - Decant Space | 859 | Infrastructure | 3.11 | Workstation | 1 | Office Space Group | 116 | Open Plan - Professional/General Staff |  | Excellent | 775.28 | NO
North Terrace_NT25-Kenneth Wills_Level Four_WS25 _ Workstation | NT-NT25-01-WS25 | NT25-01-WS25-Workstation | North Terrace | NT | NT25 | Kenneth Wills | 01 | Level Four | WS25 | 99987 | Vacant - Decant Space | 859 | Infrastructure | 3.89 | Workstation | 1 | Office Space Group | 116 | Open Plan - Professional/General Staff |  | Excellent | 969.72 | NO
North Terrace_NT25-Kenneth Wills_Level Four_WS26 _ Workstation | NT-NT25-01-WS26 | NT25-01-WS26-Workstation | North Terrace | NT | NT25 | Kenneth Wills | 01 | Level Four | WS26 | 99987 | Vacant - Decant Space | 859 | Infrastructure | 3.11 | Workstation | 1 | Office Space Group | 116 | Open Plan - Professional/General Staff |  | Excellent | 775.28 | NO
North Terrace_NT25-Kenneth Wills_Level Four_WS27 _ Workstation | NT-NT25-01-WS27 | NT25-01-WS27-Workstation | North Terrace | NT | NT25 | Kenneth Wills | 01 | Level Four | WS27 | 99987 | Vacant - Decant Space | 859 | Infrastructure | 3.89 | Workstation | 1 | Office Space Group | 116 | Open Plan - Professional/General Staff |  | Excellent | 969.72 | NO
North Terrace_NT25-Kenneth Wills_Level Four_WS28 _ Workstation | NT-NT25-01-WS28 | NT25-01-WS28-Workstation | North Terrace | NT | NT25 | Kenneth Wills | 01 | Level Four | WS28 | 740 | International Business Develpment | 750 | Global Engagement | 3.11 | Workstation | 1 | Office Space Group | 116 | Open Plan - Professional/General Staff |  | Excellent | 775.28 | NO
North Terrace_NT25-Kenneth Wills_Level Four_WS29 _ Workstation | NT-NT25-01-WS29 | NT25-01-WS29-Workstation | North Terrace | NT | NT25 | Kenneth Wills | 01 | Level Four | WS29 | 740 | International Business Develpment | 750 | Global Engagement | 3.89 | Workstation | 1 | Office Space Group | 116 | Open Plan - Professional/General Staff |  | Excellent | 969.72 | NO
North Terrace_NT25-Kenneth Wills_Level Four_WS30 _ Workstation | NT-NT25-01-WS30 | NT25-01-WS30-Workstation | North Terrace | NT | NT25 | Kenneth Wills | 01 | Level Four | WS30 | 740 | International Business Develpment | 750 | Global Engagement | 3.11 | Workstation | 1 | Office Space Group | 116 | Open Plan - Professional/General Staff |  | Excellent | 775.28 | NO
North Terrace_NT25-Kenneth Wills_Level Four_WS31 _ Workstation | NT-NT25-01-WS31 | NT25-01-WS31-Workstation | North Terrace | NT | NT25 | Kenneth Wills | 01 | Level Four | WS31 | 740 | International Business Develpment | 750 | Global Engagement | 3.89 | Workstation | 1 | Office Space Group | 116 | Open Plan - Professional/General Staff |  | Excellent | 969.72 | NO
North Terrace_NT25-Kenneth Wills_Level Four_WS32 _ Workstation | NT-NT25-01-WS32 | NT25-01-WS32-Workstation | North Terrace | NT | NT25 | Kenneth Wills | 01 | Level Four | WS32 | 740 | International Business Develpment | 750 | Global Engagement | 3.11 | Workstation | 1 | Office Space Group | 116 | Open Plan - Professional/General Staff |  | Excellent | 775.28 | NO
North Terrace_NT25-Kenneth Wills_Level Four_WS33 _ Workstation | NT-NT25-01-WS33 | NT25-01-WS33-Workstation | North Terrace | NT | NT25 | Kenneth Wills | 01 | Level Four | WS33 | 740 | International Business Develpment | 750 | Global Engagement | 3.89 | Workstation | 1 | Office Space Group | 116 | Open Plan - Professional/General Staff |  | Excellent | 969.72 | NO
North Terrace_NT25-Kenneth Wills_Level Four_WS34 _ Workstation | NT-NT25-01-WS34 | NT25-01-WS34-Workstation | North Terrace | NT | NT25 | Kenneth Wills | 01 | Level Four | WS34 | 740 | International Business Develpment | 750 | Global Engagement | 3.11 | Workstation | 1 | Office Space Group | 116 | Open Plan - Professional/General Staff |  | Excellent | 775.28 | NO
North Terrace_NT25-Kenneth Wills_Level Four_WS35 _ Workstation | NT-NT25-01-WS35 | NT25-01-WS35-Workstation | North Terrace | NT | NT25 | Kenneth Wills | 01 | Level Four | WS35 | 740 | International Business Develpment | 750 | Global Engagement | 3.84 | Workstation | 1 | Office Space Group | 116 | Open Plan - Professional/General Staff |  | Excellent | 957.26 | NO
North Terrace_NT25-Kenneth Wills_Level Four_WS36 _ Workstation | NT-NT25-01-WS36 | NT25-01-WS36-Workstation | North Terrace | NT | NT25 | Kenneth Wills | 01 | Level Four | WS36 | 740 | International Business Develpment | 750 | Global Engagement | 3.07 | Workstation | 1 | Office Space Group | 116 | Open Plan - Professional/General Staff |  | Excellent | 765.31 | NO
North Terrace_NT25-Kenneth Wills_Level Five_528 _ Corr. | NT-NT25-02-528 | NT25-02-528-Corr. | North Terrace | NT | NT25 | Kenneth Wills | 02 | Level Five | 528 | 99939 | Unusable Spaces | 99939 | Unusable Spaces | 50.37 | Corr. | 8 | Non Useable Floor Area Space Group | 805 | Non-usable - Circulation space |  | Unknown | 0.00 | NO
North Terrace_NT25-Kenneth Wills_Level Five_528A _ Lobby | NT-NT25-02-528A | NT25-02-528A-Lobby | North Terrace | NT | NT25 | Kenneth Wills | 02 | Level Five | 528A | 99939 | Unusable Spaces | 99939 | Unusable Spaces | 19.01 | Lobby | 8 | Non Useable Floor Area Space Group | 805 | Non-usable - Circulation space |  | Unknown | 0.00 | NO
North Terrace_NT25-Kenneth Wills_Level Five_528C _ Corr. | NT-NT25-02-528C | NT25-02-528C-Corr. | North Terrace | NT | NT25 | Kenneth Wills | 02 | Level Five | 528C | 99939 | Unusable Spaces | 99939 | Unusable Spaces | 31.17 | Corr. | 8 | Non Useable Floor Area Space Group | 805 | Non-usable - Circulation space |  | Unknown | 0.00 | NO
North Terrace_NT25-Kenneth Wills_Level Five_528D _ Corr. | NT-NT25-02-528D | NT25-02-528D-Corr. | North Terrace | NT | NT25 | Kenneth Wills | 02 | Level Five | 528D | 99939 | Unusable Spaces | 99939 | Unusable Spaces | 7.74 | Corr. | 8 | Non Useable Floor Area Space Group | 805 | Non-usable - Circulation space |  | Unknown | 0.00 | NO
North Terrace_NT25-Kenneth Wills_Level Five_528E _ VSR | NT-NT25-02-528E | NT25-02-528E-VSR | North Terrace | NT | NT25 | Kenneth Wills | 02 | Level Five | 528E | 99939 | Unusable Spaces | 99939 | Unusable Spaces | 0.88 | VSR | 8 | Non Useable Floor Area Space Group | 840 | Non-usable - Service riser |  | Unknown | 0.00 | NO
North Terrace_NT25-Kenneth Wills_Level Five_528F _ FHR | NT-NT25-02-528F | NT25-02-528F-FHR | North Terrace | NT | NT25 | Kenneth Wills | 02 | Level Five | 528F | 99939 | Unusable Spaces | 99939 | Unusable Spaces | 0.63 | FHR | 8 | Non Useable Floor Area Space Group | 840 | Non-usable - Service riser |  | Unknown | 0.00 | NO
North Terrace_NT25-Kenneth Wills_Level Five_528G _ Telecom | NT-NT25-02-528G | NT25-02-528G-Telecom | North Terrace | NT | NT25 | Kenneth Wills | 02 | Level Five | 528G | 99939 | Unusable Spaces | 99939 | Unusable Spaces | 0.43 | Telecom | 8 | Non Useable Floor Area Space Group | 840 | Non-usable - Service riser |  | Unknown | 0.00 | NO
North Terrace_NT25-Kenneth Wills_Level Five_528H _ DB | NT-NT25-02-528H | NT25-02-528H-DB | North Terrace | NT | NT25 | Kenneth Wills | 02 | Level Five | 528H | 99939 | Unusable Spaces | 99939 | Unusable Spaces | 0.63 | DB | 8 | Non Useable Floor Area Space Group | 815 | Non-usable - Switch room |  | Unknown | 0.00 | NO
North Terrace_NT25-Kenneth Wills_Level Five_528I _ Seating | NT-NT25-02-528I | NT25-02-528I-Seating | North Terrace | NT | NT25 | Kenneth Wills | 02 | Level Five | 528I | 99950 | Hub and study spaces (ex-DVCA) | 952 | Corporate Services Division Admin | 5.83 | Seating | 5 | Library, IT and Learning Space Group | 517 | Informal Learning |  | Excellent | 1,627.74 | NO
North Terrace_NT25-Kenneth Wills_Level Five_529 _ Office | NT-NT25-02-529 | NT25-02-529-Office | North Terrace | NT | NT25 | Kenneth Wills | 02 | Level Five | 529 | 99987 | Vacant - Decant Space | 859 | Infrastructure | 12.24 | Office | 1 | Office Space Group | 108 | Office - Professional/General Staff |  | Excellent | 3,051.26 | NO
North Terrace_NT25-Kenneth Wills_Level Five_530 _ Office | NT-NT25-02-530 | NT25-02-530-Office | North Terrace | NT | NT25 | Kenneth Wills | 02 | Level Five | 530 | 711 | Office of the DVC & VP (R) | 711 | Office of the DVCR | 11.7 | Office | 1 | Office Space Group | 108 | Office - Professional/General Staff |  | Excellent | 2,916.64 | NO
North Terrace_NT25-Kenneth Wills_Level Five_531 _ Office | NT-NT25-02-531 | NT25-02-531-Office | North Terrace | NT | NT25 | Kenneth Wills | 02 | Level Five | 531 | 401 | School of Social Sciences Office | 401 | School of Social Sciences | 11.93 | Office | 1 | Office Space Group | 108 | Office - Professional/General Staff |  | Excellent | 2,973.98 | NO
North Terrace_NT25-Kenneth Wills_Level Five_532 _ Office | NT-NT25-02-532 | NT25-02-532-Office | North Terrace | NT | NT25 | Kenneth Wills | 02 | Level Five | 532 | 401 | School of Social Sciences Office | 401 | School of Social Sciences | 11.74 | Office | 1 | Office Space Group | 101 | Office - Academic Staff |  | Excellent | 2,926.61 | NO
North Terrace_NT25-Kenneth Wills_Level Five_533 _ Office | NT-NT25-02-533 | NT25-02-533-Office | North Terrace | NT | NT25 | Kenneth Wills | 02 | Level Five | 533 | 401 | School of Social Sciences Office | 401 | School of Social Sciences | 11.99 | Office | 1 | Office Space Group | 101 | Office - Academic Staff |  | Excellent | 2,988.94 | NO
North Terrace_NT25-Kenneth Wills_Level Five_534 _ Office - Tutor | NT-NT25-02-534 | NT25-02-534-Office - Tutor | North Terrace | NT | NT25 | Kenneth Wills | 02 | Level Five | 534 | 401 | School of Social Sciences Office | 401 | School of Social Sciences | 11.17 | Office - Tutor | 1 | Office Space Group | 101 | Office - Academic Staff |  | Excellent | 2,784.52 | NO
North Terrace_NT25-Kenneth Wills_Level Five_535 _ Office - Tutor | NT-NT25-02-535 | NT25-02-535-Office - Tutor | North Terrace | NT | NT25 | Kenneth Wills | 02 | Level Five | 535 | 401 | School of Social Sciences Office | 401 | School of Social Sciences | 12.49 | Office - Tutor | 1 | Office Space Group | 101 | Office - Academic Staff |  | Excellent | 3,113.58 | NO
North Terrace_NT25-Kenneth Wills_Level Five_535D _ VSR | NT-NT25-02-535D | NT25-02-535D-VSR | North Terrace | NT | NT25 | Kenneth Wills | 02 | Level Five | 535D | 99939 | Unusable Spaces | 99939 | Unusable Spaces | 1.88 | VSR | 8 | Non Useable Floor Area Space Group | 840 | Non-usable - Service riser |  | Unknown | 0.00 | NO
North Terrace_NT25-Kenneth Wills_Level Five_536 _ Office - Tutor | NT-NT25-02-536 | NT25-02-536-Office - Tutor | North Terrace | NT | NT25 | Kenneth Wills | 02 | Level Five | 536 | 401 | School of Social Sciences Office | 401 | School of Social Sciences | 30.92 | Office - Tutor | 1 | Office Space Group | 101 | Office - Academic Staff |  | Excellent | 7,707.92 | NO
North Terrace_NT25-Kenneth Wills_Level Five_537 _ Meeting | NT-NT25-02-537 | NT25-02-537-Meeting | North Terrace | NT | NT25 | Kenneth Wills | 02 | Level Five | 537 | 859 | Infrastructure Office | 859 | Infrastructure | 9.46 | Meeting | 6 | General Facility Space Group | 601 | General Facility - Committee/Conference/Meeting room |  | Excellent | 2,641.23 | YES | Jan 2022 - Dec 2022 Transforming Cultures
North Terrace_NT25-Kenneth Wills_Level Five_538 _ Office | NT-NT25-02-538 | NT25-02-538-Office | North Terrace | NT | NT25 | Kenneth Wills | 02 | Level Five | 538 | 859 | Infrastructure Office | 859 | Infrastructure | 13.8 | Office | 1 | Office Space Group | 108 | Office - Professional/General Staff |  | Excellent | 3,440.14 | YES | Jan 2022 - Dec 2022 Transforming Cultures
North Terrace_NT25-Kenneth Wills_Level Five_538M _ Display | NT-NT25-02-538M | NT25-02-538M-Display | North Terrace | NT | NT25 | Kenneth Wills | 02 | Level Five | 538M | 401 | School of Social Sciences Office | 401 | School of Social Sciences | 1.85 | Display | 4 | Ancillary Area Space Group | 406 | Ancillary Area - Display Area/ Museum/ Research Collection |  | Excellent | 405.84 | NO
North Terrace_NT25-Kenneth Wills_Level Five_539 _ Office | NT-NT25-02-539 | NT25-02-539-Office | North Terrace | NT | NT25 | Kenneth Wills | 02 | Level Five | 539 | 859 | Infrastructure Office | 859 | Infrastructure | 15.8 | Office | 1 | Office Space Group | 108 | Office - Professional/General Staff |  | Adequate | 2,679.40 | YES | Jan 2022 - Dec 2022 Transforming Cultures
North Terrace_NT25-Kenneth Wills_Level Five_539A _ Filing Room | NT-NT25-02-539A | NT25-02-539A-Filing Room | North Terrace | NT | NT25 | Kenneth Wills | 02 | Level Five | 539A | 708 | Stretton Institute | 708 | Stretton Institute | 5.89 | Filing Room | 4 | Ancillary Area Space Group | 419 | Ancillary Area - Store Room - Generic |  | Adequate | 878.98 | NO
North Terrace_NT25-Kenneth Wills_Level Five_540 _ Comms | NT-NT25-02-540 | NT25-02-540-Comms | North Terrace | NT | NT25 | Kenneth Wills | 02 | Level Five | 540 | 850 | ITDS Branch Central Costs | 869 | Information Technology and Digital Services | 4.06 | Comms | 8 | Non Useable Floor Area Space Group | 812 | Non-usable - Comms/network system/Telephone/PABX |  | Adequate | 0.00 | NO
North Terrace_NT25-Kenneth Wills_Level Five_540A _ Tea Room | NT-NT25-02-540A | NT25-02-540A-Tea Room | North Terrace | NT | NT25 | Kenneth Wills | 02 | Level Five | 540A | 99987 | Vacant - Decant Space | 859 | Infrastructure | 15.69 | Tea Room | 6 | General Facility Space Group | 608 | General Facility - Kitchen/Servery/Food Storage |  | Adequate | 2,980.03 | YES | Dec 2020 - 30 Aug 2021 ARTS-Napier decant Arts staff Temp use for Arts during Napier works
North Terrace_NT25-Kenneth Wills_Level Five_547 _ Stair | NT-NT25-02-547 | NT25-02-547-Stair | North Terrace | NT | NT25 | Kenneth Wills | 02 | Level Five | 547 | 99939 | Unusable Spaces | 99939 | Unusable Spaces | 22.45 | Stair | 8 | Non Useable Floor Area Space Group | 805 | Non-usable - Circulation space |  | Unknown | 0.00 | NO
North Terrace_NT25-Kenneth Wills_Level Five_548 _ Corr. | NT-NT25-02-548 | NT25-02-548-Corr. | North Terrace | NT | NT25 | Kenneth Wills | 02 | Level Five | 548 | 99939 | Unusable Spaces | 99939 | Unusable Spaces | 8.47 | Corr. | 8 | Non Useable Floor Area Space Group | 805 | Non-usable - Circulation space |  | Unknown | 0.00 | NO
North Terrace_NT25-Kenneth Wills_Level Five_549 _ A/L | NT-NT25-02-549 | NT25-02-549-A/L | North Terrace | NT | NT25 | Kenneth Wills | 02 | Level Five | 549 | 99939 | Unusable Spaces | 99939 | Unusable Spaces | 2.05 | A/L | 8 | Non Useable Floor Area Space Group | 822 | Non-usable - Toilets/Amenities - Unisex |  | Unknown | 0.00 | NO
North Terrace_NT25-Kenneth Wills_Level Five_549A _ WC - M | NT-NT25-02-549A | NT25-02-549A-WC - M | North Terrace | NT | NT25 | Kenneth Wills | 02 | Level Five | 549A | 99939 | Unusable Spaces | 99939 | Unusable Spaces | 10.99 | WC - M | 8 | Non Useable Floor Area Space Group | 821 | Non-usable - Toilets/Amenities - Male |  | Unknown | 0.00 | NO
North Terrace_NT25-Kenneth Wills_Level Five_549B _ VSR | NT-NT25-02-549B | NT25-02-549B-VSR | North Terrace | NT | NT25 | Kenneth Wills | 02 | Level Five | 549B | 99939 | Unusable Spaces | 99939 | Unusable Spaces | 1.01 | VSR | 8 | Non Useable Floor Area Space Group | 840 | Non-usable - Service riser |  | Unknown | 0.00 | NO
North Terrace_NT25-Kenneth Wills_Level Five_550 _ Store | NT-NT25-02-550 | NT25-02-550-Store | North Terrace | NT | NT25 | Kenneth Wills | 02 | Level Five | 550 | 859 | Infrastructure Office | 859 | Infrastructure | 8.51 | Store | 4 | Ancillary Area Space Group | 419 | Ancillary Area - Store Room - Generic |  | Adequate | 1,269.97 | NO
North Terrace_NT25-Kenneth Wills_Level Five_552 _ Breakout | NT-NT25-02-552 | NT25-02-552-Breakout | North Terrace | NT | NT25 | Kenneth Wills | 02 | Level Five | 552 | 859 | Infrastructure Office | 859 | Infrastructure | 27.52 | Breakout | 6 | General Facility Space Group | 601 | General Facility - Committee/Conference/Meeting room |  | Excellent | 7,683.58 | NO
North Terrace_NT25-Kenneth Wills_Level Five_552A _ Kitchen | NT-NT25-02-552A | NT25-02-552A-Kitchen | North Terrace | NT | NT25 | Kenneth Wills | 02 | Level Five | 552A | 859 | Infrastructure Office | 859 | Infrastructure | 7.75 | Kitchen | 6 | General Facility Space Group | 608 | General Facility - Kitchen/Servery/Food Storage |  | Excellent | 2,163.80 | NO
North Terrace_NT25-Kenneth Wills_Level Five_553 _ Open Plan - circ | NT-NT25-02-553 | NT25-02-553-Open Plan - circ | North Terrace | NT | NT25 | Kenneth Wills | 02 | Level Five | 553 | 99987 | Vacant - Decant Space | 859 | Infrastructure | 22.43 | Open Plan - circ | 1 | Office Space Group | 111 | Open Plan - Specific type not defined |  | Excellent | 5,591.48 | YES | ARCPOH decant space August 2021 - end of June 2022. Mary to check status end March 2022 This applies to all ws in 553
North Terrace_NT25-Kenneth Wills_Level Five_553.01 _ Workstation | NT-NT25-02-553.01 | NT25-02-553.01-Workstation | North Terrace | NT | NT25 | Kenneth Wills | 02 | Level Five | 553.01 | 99987 | Vacant - Decant Space | 859 | Infrastructure | 5.48 | Workstation | 1 | Office Space Group | 114 | Open Plan - Research Students |  | Excellent | 1,366.09 | NO
North Terrace_NT25-Kenneth Wills_Level Five_553.02 _ Workstation | NT-NT25-02-553.02 | NT25-02-553.02-Workstation | North Terrace | NT | NT25 | Kenneth Wills | 02 | Level Five | 553.02 | 99987 | Vacant - Decant Space | 859 | Infrastructure | 5.79 | Workstation | 1 | Office Space Group | 114 | Open Plan - Research Students |  | Excellent | 1,443.36 | NO
North Terrace_NT25-Kenneth Wills_Level Five_553.03 _ Workstation | NT-NT25-02-553.03 | NT25-02-553.03-Workstation | North Terrace | NT | NT25 | Kenneth Wills | 02 | Level Five | 553.03 | 99987 | Vacant - Decant Space | 859 | Infrastructure | 3.44 | Workstation | 1 | Office Space Group | 114 | Open Plan - Research Students |  | Excellent | 857.54 | NO
North Terrace_NT25-Kenneth Wills_Level Five_553.04 _ Workstation | NT-NT25-02-553.04 | NT25-02-553.04-Workstation | North Terrace | NT | NT25 | Kenneth Wills | 02 | Level Five | 553.04 | 99987 | Vacant - Decant Space | 859 | Infrastructure | 3.62 | Workstation | 1 | Office Space Group | 114 | Open Plan - Research Students |  | Excellent | 902.41 | NO
North Terrace_NT25-Kenneth Wills_Level Five_553.05 _ Workstation | NT-NT25-02-553.05 | NT25-02-553.05-Workstation | North Terrace | NT | NT25 | Kenneth Wills | 02 | Level Five | 553.05 | 99987 | Vacant - Decant Space | 859 | Infrastructure | 3.58 | Workstation | 1 | Office Space Group | 114 | Open Plan - Research Students |  | Excellent | 892.44 | NO
North Terrace_NT25-Kenneth Wills_Level Five_553.06 _ Workstation | NT-NT25-02-553.06 | NT25-02-553.06-Workstation | North Terrace | NT | NT25 | Kenneth Wills | 02 | Level Five | 553.06 | 99987 | Vacant - Decant Space | 859 | Infrastructure | 3.44 | Workstation | 1 | Office Space Group | 114 | Open Plan - Research Students |  | Excellent | 857.54 | NO
North Terrace_NT25-Kenneth Wills_Level Five_553.07 _ Workstation | NT-NT25-02-553.07 | NT25-02-553.07-Workstation | North Terrace | NT | NT25 | Kenneth Wills | 02 | Level Five | 553.07 | 99987 | Vacant - Decant Space | 859 | Infrastructure | 3.44 | Workstation | 1 | Office Space Group | 114 | Open Plan - Research Students |  | Excellent | 857.54 | NO
North Terrace_NT25-Kenneth Wills_Level Five_553.08 _ Workstation | NT-NT25-02-553.08 | NT25-02-553.08-Workstation | North Terrace | NT | NT25 | Kenneth Wills | 02 | Level Five | 553.08 | 99987 | Vacant - Decant Space | 859 | Infrastructure | 3.8 | Workstation | 1 | Office Space Group | 114 | Open Plan - Research Students |  | Excellent | 947.29 | NO
North Terrace_NT25-Kenneth Wills_Level Five_553.09 _ Workstation | NT-NT25-02-553.09 | NT25-02-553.09-Workstation | North Terrace | NT | NT25 | Kenneth Wills | 02 | Level Five | 553.09 | 99987 | Vacant - Decant Space | 859 | Infrastructure | 3.85 | Workstation | 1 | Office Space Group | 114 | Open Plan - Research Students |  | Excellent | 959.75 | NO
North Terrace_NT25-Kenneth Wills_Level Five_553.10 _ Workstation | NT-NT25-02-553.10 | NT25-02-553.10-Workstation | North Terrace | NT | NT25 | Kenneth Wills | 02 | Level Five | 553.10 | 99987 | Vacant - Decant Space | 859 | Infrastructure | 3.48 | Workstation | 1 | Office Space Group | 114 | Open Plan - Research Students |  | Excellent | 867.51 | NO
North Terrace_NT25-Kenneth Wills_Level Five_553A _ Utility | NT-NT25-02-553A | NT25-02-553A-Utility | North Terrace | NT | NT25 | Kenneth Wills | 02 | Level Five | 553A | 99987 | Vacant - Decant Space | 859 | Infrastructure | 2.61 | Utility | 6 | General Facility Space Group | 603 | General Facility - Resource room |  | Excellent | 728.71 | NO
North Terrace_NT25-Kenneth Wills_Level Five_554 _ Meeting | NT-NT25-02-554 | NT25-02-554-Meeting | North Terrace | NT | NT25 | Kenneth Wills | 02 | Level Five | 554 | 859 | Infrastructure Office | 859 | Infrastructure | 23.71 | Meeting | 6 | General Facility Space Group | 601 | General Facility - Committee/Conference/Meeting room |  | Excellent | 6,619.83 | NO
North Terrace_NT25-Kenneth Wills_Level Five_555 _ Office | NT-NT25-02-555 | NT25-02-555-Office | North Terrace | NT | NT25 | Kenneth Wills | 02 | Level Five | 555 | 725 | Division of Academic and Student Engagement | 730 | Office of Academic and Student Engagement | 28.41 | Office | 1 | Office Space Group | 101 | Office - Academic Staff |  | Excellent | 7,082.21 | NO
North Terrace_NT25-Kenneth Wills_Level Five_556 _ Comms | NT-NT25-02-556 | NT25-02-556-Comms | North Terrace | NT | NT25 | Kenneth Wills | 02 | Level Five | 556 | 850 | ITDS Branch Central Costs | 869 | Information Technology and Digital Services | 13.74 | Comms | 8 | Non Useable Floor Area Space Group | 812 | Non-usable - Comms/network system/Telephone/PABX |  | Adequate | 0.00 | NO
North Terrace_NT25-Kenneth Wills_Level Five_557 _ Loading Bay | NT-NT25-02-557 | NT25-02-557-Loading Bay | North Terrace | NT | NT25 | Kenneth Wills | 02 | Level Five | 557 | 99939 | Unusable Spaces | 99939 | Unusable Spaces | 22.01 | Loading Bay | 8 | Non Useable Floor Area Space Group | 807 | Non-usable - Garage/Loading bay |  | Unknown | 0.00 | NO
North Terrace_NT25-Kenneth Wills_Level Five_558 _ Office - Tutor | NT-NT25-02-558 | NT25-02-558-Office - Tutor | North Terrace | NT | NT25 | Kenneth Wills | 02 | Level Five | 558 | 401 | School of Social Sciences Office | 401 | School of Social Sciences | 48.71 | Office - Tutor | 1 | Office Space Group | 101 | Office - Academic Staff |  | Adequate | 8,260.35 | NO
North Terrace_NT25-Kenneth Wills_Level Five_559 _ Meeting | NT-NT25-02-559 | NT25-02-559-Meeting | North Terrace | NT | NT25 | Kenneth Wills | 02 | Level Five | 559 | 401 | School of Social Sciences Office | 401 | School of Social Sciences | 15.74 | Meeting | 6 | General Facility Space Group | 601 | General Facility - Committee/Conference/Meeting room |  | Excellent | 4,394.61 | NO
North Terrace_NT25-Kenneth Wills_Level Six_635 _ Corr. | NT-NT25-03-635 | NT25-03-635-Corr. | North Terrace | NT | NT25 | Kenneth Wills | 03 | Level Six | 635 | 99939 | Unusable Spaces | 99939 | Unusable Spaces | 74.19 | Corr. | 8 | Non Useable Floor Area Space Group | 805 | Non-usable - Circulation space |  | Unknown | 0.00 | NO
North Terrace_NT25-Kenneth Wills_Level Six_635A _ Utility | NT-NT25-03-635A | NT25-03-635A-Utility | North Terrace | NT | NT25 | Kenneth Wills | 03 | Level Six | 635A | 401 | School of Social Sciences Office | 401 | School of Social Sciences | 13.16 | Utility | 6 | General Facility Space Group | 603 | General Facility - Resource room |  | Adequate | 2,499.51 | NO
North Terrace_NT25-Kenneth Wills_Level Six_636 _ Open Plan - circ | NT-NT25-03-636 | NT25-03-636-Open Plan - circ | North Terrace | NT | NT25 | Kenneth Wills | 03 | Level Six | 636 | 642 | Human Resources | 642 | Human Resources | 10.35 | Open Plan - circ | 1 | Office Space Group | 111 | Open Plan - Specific type not defined |  | Excellent | 2,580.11 | NO
North Terrace_NT25-Kenneth Wills_Level Six_636.01 _ Workstation | NT-NT25-03-636.01 | NT25-03-636.01-Workstation | North Terrace | NT | NT25 | Kenneth Wills | 03 | Level Six | 636.01 | 642 | Human Resources | 642 | Human Resources | 4.37 | Workstation | 1 | Office Space Group | 116 | Open Plan - Professional/General Staff |  | Excellent | 1,089.38 | NO
North Terrace_NT25-Kenneth Wills_Level Six_636.02 _ Workstation | NT-NT25-03-636.02 | NT25-03-636.02-Workstation | North Terrace | NT | NT25 | Kenneth Wills | 03 | Level Six | 636.02 | 642 | Human Resources | 642 | Human Resources | 4.37 | Workstation | 1 | Office Space Group | 116 | Open Plan - Professional/General Staff |  | Excellent | 1,089.38 | NO
North Terrace_NT25-Kenneth Wills_Level Six_636.03 _ Workstation | NT-NT25-03-636.03 | NT25-03-636.03-Workstation | North Terrace | NT | NT25 | Kenneth Wills | 03 | Level Six | 636.03 | 642 | Human Resources | 642 | Human Resources | 4.37 | Workstation | 1 | Office Space Group | 116 | Open Plan - Professional/General Staff |  | Excellent | 1,089.38 | NO
North Terrace_NT25-Kenneth Wills_Level Six_636.04 _ Workstation | NT-NT25-03-636.04 | NT25-03-636.04-Workstation | North Terrace | NT | NT25 | Kenneth Wills | 03 | Level Six | 636.04 | 642 | Human Resources | 642 | Human Resources | 4.37 | Workstation | 1 | Office Space Group | 116 | Open Plan - Professional/General Staff |  | Excellent | 1,089.38 | NO
North Terrace_NT25-Kenneth Wills_Level Six_637 _ Office | NT-NT25-03-637 | NT25-03-637-Office | North Terrace | NT | NT25 | Kenneth Wills | 03 | Level Six | 637 | 401 | School of Social Sciences Office | 401 | School of Social Sciences | 11.78 | Office | 1 | Office Space Group | 101 | Office - Academic Staff |  | Excellent | 2,936.59 | NO
North Terrace_NT25-Kenneth Wills_Level Six_637A _ Office 2 | NT-NT25-03-637A | NT25-03-637A-Office 2 | North Terrace | NT | NT25 | Kenneth Wills | 03 | Level Six | 637A | 401 | School of Social Sciences Office | 401 | School of Social Sciences | 12.01 | Office 2 | 1 | Office Space Group | 101 | Office - Academic Staff |  | Excellent | 2,993.92 | NO
North Terrace_NT25-Kenneth Wills_Level Six_638 _ Office 3 | NT-NT25-03-638 | NT25-03-638-Office 3 | North Terrace | NT | NT25 | Kenneth Wills | 03 | Level Six | 638 | 401 | School of Social Sciences Office | 401 | School of Social Sciences | 12.11 | Office 3 | 1 | Office Space Group | 101 | Office - Academic Staff |  | Excellent | 3,018.85 | NO
North Terrace_NT25-Kenneth Wills_Level Six_638A _ Office 4 | NT-NT25-03-638A | NT25-03-638A-Office 4 | North Terrace | NT | NT25 | Kenneth Wills | 03 | Level Six | 638A | 401 | School of Social Sciences Office | 401 | School of Social Sciences | 11.65 | Office 4 | 1 | Office Space Group | 101 | Office - Academic Staff |  | Excellent | 2,904.18 | NO
North Terrace_NT25-Kenneth Wills_Level Six_638B _ Office 5 | NT-NT25-03-638B | NT25-03-638B-Office 5 | North Terrace | NT | NT25 | Kenneth Wills | 03 | Level Six | 638B | 401 | School of Social Sciences Office | 401 | School of Social Sciences | 12.45 | Office 5 | 1 | Office Space Group | 101 | Office - Academic Staff |  | Excellent | 3,103.61 | NO
North Terrace_NT25-Kenneth Wills_Level Six_639 _ Office 6 | NT-NT25-03-639 | NT25-03-639-Office 6 | North Terrace | NT | NT25 | Kenneth Wills | 03 | Level Six | 639 | 401 | School of Social Sciences Office | 401 | School of Social Sciences | 13.71 | Office 6 | 1 | Office Space Group | 101 | Office - Academic Staff |  | Excellent | 3,417.71 | NO
North Terrace_NT25-Kenneth Wills_Level Six_639A _ Office 7 | NT-NT25-03-639A | NT25-03-639A-Office 7 | North Terrace | NT | NT25 | Kenneth Wills | 03 | Level Six | 639A | 401 | School of Social Sciences Office | 401 | School of Social Sciences | 12.61 | Office 7 | 1 | Office Space Group | 101 | Office - Academic Staff |  | Excellent | 3,143.49 | NO
North Terrace_NT25-Kenneth Wills_Level Six_639D _ VSR | NT-NT25-03-639D | NT25-03-639D-VSR | North Terrace | NT | NT25 | Kenneth Wills | 03 | Level Six | 639D | 99939 | Unusable Spaces | 99939 | Unusable Spaces | 1.88 | VSR | 8 | Non Useable Floor Area Space Group | 840 | Non-usable - Service riser |  | Unknown | 0.00 | NO
North Terrace_NT25-Kenneth Wills_Level Six_640 _ Office 8 | NT-NT25-03-640 | NT25-03-640-Office 8 | North Terrace | NT | NT25 | Kenneth Wills | 03 | Level Six | 640 | 401 | School of Social Sciences Office | 401 | School of Social Sciences | 11.36 | Office 8 | 1 | Office Space Group | 101 | Office - Academic Staff |  | Excellent | 2,831.89 | NO
North Terrace_NT25-Kenneth Wills_Level Six_640A _ Office 9 | NT-NT25-03-640A | NT25-03-640A-Office 9 | North Terrace | NT | NT25 | Kenneth Wills | 03 | Level Six | 640A | 401 | School of Social Sciences Office | 401 | School of Social Sciences | 10.7 | Office 9 | 1 | Office Space Group | 101 | Office - Academic Staff |  | Excellent | 2,667.36 | NO
North Terrace_NT25-Kenneth Wills_Level Six_641 _ Office 10 | NT-NT25-03-641 | NT25-03-641-Office 10 | North Terrace | NT | NT25 | Kenneth Wills | 03 | Level Six | 641 | 401 | School of Social Sciences Office | 401 | School of Social Sciences | 11.76 | Office 10 | 1 | Office Space Group | 101 | Office - Academic Staff |  | Excellent | 2,931.60 | NO
North Terrace_NT25-Kenneth Wills_Level Six_641A _ Reception | NT-NT25-03-641A | NT25-03-641A-Reception | North Terrace | NT | NT25 | Kenneth Wills | 03 | Level Six | 641A | 401 | School of Social Sciences Office | 401 | School of Social Sciences | 14.91 | Reception | 6 | General Facility Space Group | 623 | General Facility - Waiting Area/Foyer/Reception Area |  | Adequate | 2,831.89 | NO
North Terrace_NT25-Kenneth Wills_Level Six_642 _ Corr. | NT-NT25-03-642 | NT25-03-642-Corr. | North Terrace | NT | NT25 | Kenneth Wills | 03 | Level Six | 642 | 99939 | Unusable Spaces | 99939 | Unusable Spaces | 8.88 | Corr. | 8 | Non Useable Floor Area Space Group | 805 | Non-usable - Circulation space |  | Unknown | 0.00 | NO
North Terrace_NT25-Kenneth Wills_Level Six_642A _ Corr. | NT-NT25-03-642A | NT25-03-642A-Corr. | North Terrace | NT | NT25 | Kenneth Wills | 03 | Level Six | 642A | 99939 | Unusable Spaces | 99939 | Unusable Spaces | 12.01 | Corr. | 8 | Non Useable Floor Area Space Group | 805 | Non-usable - Circulation space |  | Unknown | 0.00 | NO
North Terrace_NT25-Kenneth Wills_Level Six_642C _ VSR | NT-NT25-03-642C | NT25-03-642C-VSR | North Terrace | NT | NT25 | Kenneth Wills | 03 | Level Six | 642C | 99939 | Unusable Spaces | 99939 | Unusable Spaces | 0.88 | VSR | 8 | Non Useable Floor Area Space Group | 840 | Non-usable - Service riser |  | Unknown | 0.00 | NO
North Terrace_NT25-Kenneth Wills_Level Six_642D _ FHR | NT-NT25-03-642D | NT25-03-642D-FHR | North Terrace | NT | NT25 | Kenneth Wills | 03 | Level Six | 642D | 99939 | Unusable Spaces | 99939 | Unusable Spaces | 0.63 | FHR | 8 | Non Useable Floor Area Space Group | 840 | Non-usable - Service riser |  | Unknown | 0.00 | NO
North Terrace_NT25-Kenneth Wills_Level Six_642E _ Telecom | NT-NT25-03-642E | NT25-03-642E-Telecom | North Terrace | NT | NT25 | Kenneth Wills | 03 | Level Six | 642E | 99939 | Unusable Spaces | 99939 | Unusable Spaces | 0.43 | Telecom | 8 | Non Useable Floor Area Space Group | 840 | Non-usable - Service riser |  | Unknown | 0.00 | NO
North Terrace_NT25-Kenneth Wills_Level Six_642F _ DB | NT-NT25-03-642F | NT25-03-642F-DB | North Terrace | NT | NT25 | Kenneth Wills | 03 | Level Six | 642F | 99939 | Unusable Spaces | 99939 | Unusable Spaces | 0.63 | DB | 8 | Non Useable Floor Area Space Group | 815 | Non-usable - Switch room |  | Unknown | 0.00 | NO
North Terrace_NT25-Kenneth Wills_Level Six_643 _ Office 11 | NT-NT25-03-643 | NT25-03-643-Office 11 | North Terrace | NT | NT25 | Kenneth Wills | 03 | Level Six | 643 | 401 | School of Social Sciences Office | 401 | School of Social Sciences | 12.02 | Office 11 | 1 | Office Space Group | 101 | Office - Academic Staff |  | Adequate | 2,038.38 | NO
North Terrace_NT25-Kenneth Wills_Level Six_643A _ Office 12 | NT-NT25-03-643A | NT25-03-643A-Office 12 | North Terrace | NT | NT25 | Kenneth Wills | 03 | Level Six | 643A | 401 | School of Social Sciences Office | 401 | School of Social Sciences | 11.99 | Office 12 | 1 | Office Space Group | 101 | Office - Academic Staff |  | Adequate | 2,033.29 | NO
North Terrace_NT25-Kenneth Wills_Level Six_643B _ Office 13 | NT-NT25-03-643B | NT25-03-643B-Office 13 | North Terrace | NT | NT25 | Kenneth Wills | 03 | Level Six | 643B | 401 | School of Social Sciences Office | 401 | School of Social Sciences | 12.24 | Office 13 | 1 | Office Space Group | 101 | Office - Academic Staff |  | Adequate | 2,075.69 | NO
North Terrace_NT25-Kenneth Wills_Level Six_652 _ Stair | NT-NT25-03-652 | NT25-03-652-Stair | North Terrace | NT | NT25 | Kenneth Wills | 03 | Level Six | 652 | 99939 | Unusable Spaces | 99939 | Unusable Spaces | 21.85 | Stair | 8 | Non Useable Floor Area Space Group | 805 | Non-usable - Circulation space |  | Unknown | 0.00 | NO
North Terrace_NT25-Kenneth Wills_Level Six_653 _ A/L | NT-NT25-03-653 | NT25-03-653-A/L | North Terrace | NT | NT25 | Kenneth Wills | 03 | Level Six | 653 | 99939 | Unusable Spaces | 99939 | Unusable Spaces | 3.26 | A/L | 8 | Non Useable Floor Area Space Group | 822 | Non-usable - Toilets/Amenities - Unisex |  | Unknown | 0.00 | NO
North Terrace_NT25-Kenneth Wills_Level Six_653A _ Restroom | NT-NT25-03-653A | NT25-03-653A-Restroom | North Terrace | NT | NT25 | Kenneth Wills | 03 | Level Six | 653A | 99939 | Unusable Spaces | 99939 | Unusable Spaces | 9.3 | Restroom | 8 | Non Useable Floor Area Space Group | 835 | Non-usable - Toilets/Amenities - Other |  | Unknown | 0.00 | NO
North Terrace_NT25-Kenneth Wills_Level Six_653B _ VSR | NT-NT25-03-653B | NT25-03-653B-VSR | North Terrace | NT | NT25 | Kenneth Wills | 03 | Level Six | 653B | 99939 | Unusable Spaces | 99939 | Unusable Spaces | 1.01 | VSR | 8 | Non Useable Floor Area Space Group | 840 | Non-usable - Service riser |  | Unknown | 0.00 | NO
North Terrace_NT25-Kenneth Wills_Level Six_653C _ WC - F | NT-NT25-03-653C | NT25-03-653C-WC - F | North Terrace | NT | NT25 | Kenneth Wills | 03 | Level Six | 653C | 99939 | Unusable Spaces | 99939 | Unusable Spaces | 12.47 | WC - F | 8 | Non Useable Floor Area Space Group | 820 | Non-usable - Toilets/Amenities - Female |  | Unknown | 0.00 | NO
North Terrace_NT25-Kenneth Wills_Level Six_653E _ Vent Plant | NT-NT25-03-653E | NT25-03-653E-Vent Plant | North Terrace | NT | NT25 | Kenneth Wills | 03 | Level Six | 653E | 99939 | Unusable Spaces | 99939 | Unusable Spaces | 4.78 | Vent Plant | 8 | Non Useable Floor Area Space Group | 811 | Non-usable - Plant room other |  | Unknown | 0.00 | NO
North Terrace_NT25-Kenneth Wills_Level Six_654 _ WC - U - access (RH) | NT-NT25-03-654 | NT25-03-654-WC - U - access (RH) | North Terrace | NT | NT25 | Kenneth Wills | 03 | Level Six | 654 | 99939 | Unusable Spaces | 99939 | Unusable Spaces | 8.82 | WC - U - access (RH) | 8 | Non Useable Floor Area Space Group | 818 | Non-usable - Toilets/Amenities - Unisex Accessible |  | Unknown | 0.00 | NO
North Terrace_NT25-Kenneth Wills_Level Six_655 _ Kitchen | NT-NT25-03-655 | NT25-03-655-Kitchen | North Terrace | NT | NT25 | Kenneth Wills | 03 | Level Six | 655 | 401 | School of Social Sciences Office | 401 | School of Social Sciences | 12.59 | Kitchen | 6 | General Facility Space Group | 608 | General Facility - Kitchen/Servery/Food Storage |  | Excellent | 3,515.13 | NO
North Terrace_NT25-Kenneth Wills_Level Six_655A _ Corr. | NT-NT25-03-655A | NT25-03-655A-Corr. | North Terrace | NT | NT25 | Kenneth Wills | 03 | Level Six | 655A | 401 | School of Social Sciences Office | 401 | School of Social Sciences | 3.77 | Corr. | 8 | Non Useable Floor Area Space Group | 805 | Non-usable - Circulation space |  | Excellent | 0.00 | NO
North Terrace_NT25-Kenneth Wills_Level Six_655B _ VSR | NT-NT25-03-655B | NT25-03-655B-VSR | North Terrace | NT | NT25 | Kenneth Wills | 03 | Level Six | 655B | 99939 | Unusable Spaces | 99939 | Unusable Spaces | 0.35 | VSR | 8 | Non Useable Floor Area Space Group | 840 | Non-usable - Service riser |  | Unknown | 0.00 | NO
North Terrace_NT25-Kenneth Wills_Level Six_656 _ Circ. | NT-NT25-03-656 | NT25-03-656-Circ. | North Terrace | NT | NT25 | Kenneth Wills | 03 | Level Six | 656 | 401 | School of Social Sciences Office | 401 | School of Social Sciences | 6.09 | Circ. | 8 | Non Useable Floor Area Space Group | 805 | Non-usable - Circulation space |  | Excellent | 0.00 | NO
North Terrace_NT25-Kenneth Wills_Level Six_656A _ Workstation | NT-NT25-03-656A | NT25-03-656A-Workstation | North Terrace | NT | NT25 | Kenneth Wills | 03 | Level Six | 656A | 401 | School of Social Sciences Office | 401 | School of Social Sciences | 2.95 | Workstation | 1 | Office Space Group | 114 | Open Plan - Research Students |  | Excellent | 735.39 | NO
North Terrace_NT25-Kenneth Wills_Level Six_656B _ Workstation | NT-NT25-03-656B | NT25-03-656B-Workstation | North Terrace | NT | NT25 | Kenneth Wills | 03 | Level Six | 656B | 401 | School of Social Sciences Office | 401 | School of Social Sciences | 3.27 | Workstation | 1 | Office Space Group | 114 | Open Plan - Research Students |  | Excellent | 815.16 | NO
North Terrace_NT25-Kenneth Wills_Level Six_656C _ Workstation | NT-NT25-03-656C | NT25-03-656C-Workstation | North Terrace | NT | NT25 | Kenneth Wills | 03 | Level Six | 656C | 401 | School of Social Sciences Office | 401 | School of Social Sciences | 3.27 | Workstation | 1 | Office Space Group | 114 | Open Plan - Research Students |  | Excellent | 815.16 | NO
North Terrace_NT25-Kenneth Wills_Level Six_656D _ Workstation | NT-NT25-03-656D | NT25-03-656D-Workstation | North Terrace | NT | NT25 | Kenneth Wills | 03 | Level Six | 656D | 401 | School of Social Sciences Office | 401 | School of Social Sciences | 3.46 | Workstation | 1 | Office Space Group | 114 | Open Plan - Research Students |  | Excellent | 862.53 | NO
North Terrace_NT25-Kenneth Wills_Level Six_656E _ Workstation | NT-NT25-03-656E | NT25-03-656E-Workstation | North Terrace | NT | NT25 | Kenneth Wills | 03 | Level Six | 656E | 401 | School of Social Sciences Office | 401 | School of Social Sciences | 3.27 | Workstation | 1 | Office Space Group | 114 | Open Plan - Research Students |  | Excellent | 815.16 | NO
North Terrace_NT25-Kenneth Wills_Level Six_656F _ Workstation | NT-NT25-03-656F | NT25-03-656F-Workstation | North Terrace | NT | NT25 | Kenneth Wills | 03 | Level Six | 656F | 401 | School of Social Sciences Office | 401 | School of Social Sciences | 3.27 | Workstation | 1 | Office Space Group | 114 | Open Plan - Research Students |  | Excellent | 815.16 | NO
North Terrace_NT25-Kenneth Wills_Level Six_656G _ Workstation | NT-NT25-03-656G | NT25-03-656G-Workstation | North Terrace | NT | NT25 | Kenneth Wills | 03 | Level Six | 656G | 401 | School of Social Sciences Office | 401 | School of Social Sciences | 3.39 | Workstation | 1 | Office Space Group | 114 | Open Plan - Research Students |  | Excellent | 845.08 | NO
North Terrace_NT25-Kenneth Wills_Level Six_656H _ Workstation | NT-NT25-03-656H | NT25-03-656H-Workstation | North Terrace | NT | NT25 | Kenneth Wills | 03 | Level Six | 656H | 401 | School of Social Sciences Office | 401 | School of Social Sciences | 3.18 | Workstation | 1 | Office Space Group | 114 | Open Plan - Research Students |  | Excellent | 792.73 | NO
North Terrace_NT25-Kenneth Wills_Level Six_656I _ Workstation | NT-NT25-03-656I | NT25-03-656I-Workstation | North Terrace | NT | NT25 | Kenneth Wills | 03 | Level Six | 656I | 401 | School of Social Sciences Office | 401 | School of Social Sciences | 3.18 | Workstation | 1 | Office Space Group | 114 | Open Plan - Research Students |  | Excellent | 792.73 | NO
North Terrace_NT25-Kenneth Wills_Level Six_656J _ Workstation | NT-NT25-03-656J | NT25-03-656J-Workstation | North Terrace | NT | NT25 | Kenneth Wills | 03 | Level Six | 656J | 401 | School of Social Sciences Office | 401 | School of Social Sciences | 3.43 | Workstation | 1 | Office Space Group | 114 | Open Plan - Research Students |  | Excellent | 855.05 | NO
North Terrace_NT25-Kenneth Wills_Level Six_656K _ Workstation | NT-NT25-03-656K | NT25-03-656K-Workstation | North Terrace | NT | NT25 | Kenneth Wills | 03 | Level Six | 656K | 401 | School of Social Sciences Office | 401 | School of Social Sciences | 2.42 | Workstation | 1 | Office Space Group | 114 | Open Plan - Research Students |  | Excellent | 603.27 | NO
North Terrace_NT25-Kenneth Wills_Level Six_656L _ Workstation | NT-NT25-03-656L | NT25-03-656L-Workstation | North Terrace | NT | NT25 | Kenneth Wills | 03 | Level Six | 656L | 401 | School of Social Sciences Office | 401 | School of Social Sciences | 3.13 | Workstation | 1 | Office Space Group | 114 | Open Plan - Research Students |  | Excellent | 780.26 | NO
North Terrace_NT25-Kenneth Wills_Level Six_656M _ Workstation | NT-NT25-03-656M | NT25-03-656M-Workstation | North Terrace | NT | NT25 | Kenneth Wills | 03 | Level Six | 656M | 401 | School of Social Sciences Office | 401 | School of Social Sciences | 3.18 | Workstation | 1 | Office Space Group | 114 | Open Plan - Research Students |  | Excellent | 792.73 | NO
North Terrace_NT25-Kenneth Wills_Level Six_656N _ Workstation | NT-NT25-03-656N | NT25-03-656N-Workstation | North Terrace | NT | NT25 | Kenneth Wills | 03 | Level Six | 656N | 401 | School of Social Sciences Office | 401 | School of Social Sciences | 3.44 | Workstation | 1 | Office Space Group | 114 | Open Plan - Research Students |  | Excellent | 857.54 | NO
North Terrace_NT25-Kenneth Wills_Level Six_659 _ Store - Secure | NT-NT25-03-659 | NT25-03-659-Store - Secure | North Terrace | NT | NT25 | Kenneth Wills | 03 | Level Six | 659 | 401 | School of Social Sciences Office | 401 | School of Social Sciences | 6.55 | Store - Secure | 4 | Ancillary Area Space Group | 419 | Ancillary Area - Store Room - Generic |  | Adequate | 977.47 | NO
North Terrace_NT25-Kenneth Wills_Level Six_660 _ Tea Room | NT-NT25-03-660 | NT25-03-660-Tea Room | North Terrace | NT | NT25 | Kenneth Wills | 03 | Level Six | 660 | 653 | Learning Enhancement & Innovation | 671 | Student Experience | 4.05 | Tea Room | 6 | General Facility Space Group | 608 | General Facility - Kitchen/Servery/Food Storage |  | Adequate | 769.22 | NO
North Terrace_NT25-Kenneth Wills_Level Six_661 _ Utility | NT-NT25-03-661 | NT25-03-661-Utility | North Terrace | NT | NT25 | Kenneth Wills | 03 | Level Six | 661 | 653 | Learning Enhancement & Innovation | 671 | Student Experience | 52.68 | Utility | 6 | General Facility Space Group | 603 | General Facility - Resource room |  | Excellent | 14,708.26 | NO
North Terrace_NT25-Kenneth Wills_Level Six_661A _ Workstation | NT-NT25-03-661A | NT25-03-661A-Workstation | North Terrace | NT | NT25 | Kenneth Wills | 03 | Level Six | 661A | 653 | Learning Enhancement & Innovation | 671 | Student Experience | 4.45 | Workstation | 1 | Office Space Group | 116 | Open Plan - Professional/General Staff |  | Excellent | 1,109.32 | NO
North Terrace_NT25-Kenneth Wills_Level Six_661B _ Workstation | NT-NT25-03-661B | NT25-03-661B-Workstation | North Terrace | NT | NT25 | Kenneth Wills | 03 | Level Six | 661B | 653 | Learning Enhancement & Innovation | 671 | Student Experience | 4.45 | Workstation | 1 | Office Space Group | 116 | Open Plan - Professional/General Staff |  | Excellent | 1,109.32 | NO
North Terrace_NT25-Kenneth Wills_Level Six_661C _ Workstation | NT-NT25-03-661C | NT25-03-661C-Workstation | North Terrace | NT | NT25 | Kenneth Wills | 03 | Level Six | 661C | 653 | Learning Enhancement & Innovation | 671 | Student Experience | 4.45 | Workstation | 1 | Office Space Group | 116 | Open Plan - Professional/General Staff |  | Excellent | 1,109.32 | NO
North Terrace_NT25-Kenneth Wills_Level Six_661D _ Workstation | NT-NT25-03-661D | NT25-03-661D-Workstation | North Terrace | NT | NT25 | Kenneth Wills | 03 | Level Six | 661D | 653 | Learning Enhancement & Innovation | 671 | Student Experience | 4.45 | Workstation | 1 | Office Space Group | 116 | Open Plan - Professional/General Staff |  | Excellent | 1,109.32 | NO
North Terrace_NT25-Kenneth Wills_Level Six_661E _ Workstation | NT-NT25-03-661E | NT25-03-661E-Workstation | North Terrace | NT | NT25 | Kenneth Wills | 03 | Level Six | 661E | 653 | Learning Enhancement & Innovation | 671 | Student Experience | 4.45 | Workstation | 1 | Office Space Group | 116 | Open Plan - Professional/General Staff |  | Excellent | 1,109.32 | NO
North Terrace_NT25-Kenneth Wills_Level Six_661F _ Workstation | NT-NT25-03-661F | NT25-03-661F-Workstation | North Terrace | NT | NT25 | Kenneth Wills | 03 | Level Six | 661F | 653 | Learning Enhancement & Innovation | 671 | Student Experience | 4.45 | Workstation | 1 | Office Space Group | 116 | Open Plan - Professional/General Staff |  | Excellent | 1,109.32 | NO
North Terrace_NT25-Kenneth Wills_Level Six_661G _ Workstation | NT-NT25-03-661G | NT25-03-661G-Workstation | North Terrace | NT | NT25 | Kenneth Wills | 03 | Level Six | 661G | 653 | Learning Enhancement & Innovation | 671 | Student Experience | 4.45 | Workstation | 1 | Office Space Group | 116 | Open Plan - Professional/General Staff |  | Excellent | 1,109.32 | NO
North Terrace_NT25-Kenneth Wills_Level Six_661H _ Workstation | NT-NT25-03-661H | NT25-03-661H-Workstation | North Terrace | NT | NT25 | Kenneth Wills | 03 | Level Six | 661H | 653 | Learning Enhancement & Innovation | 671 | Student Experience | 4.94 | Workstation | 1 | Office Space Group | 116 | Open Plan - Professional/General Staff |  | Excellent | 1,231.47 | NO
North Terrace_NT25-Kenneth Wills_Level Six_661I _ Workstation | NT-NT25-03-661I | NT25-03-661I-Workstation | North Terrace | NT | NT25 | Kenneth Wills | 03 | Level Six | 661I | 653 | Learning Enhancement & Innovation | 671 | Student Experience | 4.44 | Workstation | 1 | Office Space Group | 116 | Open Plan - Professional/General Staff |  | Excellent | 1,106.83 | NO
North Terrace_NT25-Kenneth Wills_Level Six_661J _ Workstation | NT-NT25-03-661J | NT25-03-661J-Workstation | North Terrace | NT | NT25 | Kenneth Wills | 03 | Level Six | 661J | 653 | Learning Enhancement & Innovation | 671 | Student Experience | 4.99 | Workstation | 1 | Office Space Group | 116 | Open Plan - Professional/General Staff |  | Excellent | 1,243.94 | NO
North Terrace_NT25-Kenneth Wills_Level Six_661K _ Workstation | NT-NT25-03-661K | NT25-03-661K-Workstation | North Terrace | NT | NT25 | Kenneth Wills | 03 | Level Six | 661K | 653 | Learning Enhancement & Innovation | 671 | Student Experience | 4.45 | Workstation | 1 | Office Space Group | 116 | Open Plan - Professional/General Staff |  | Excellent | 1,109.32 | NO
North Terrace_NT25-Kenneth Wills_Level Six_661L _ Workstation | NT-NT25-03-661L | NT25-03-661L-Workstation | North Terrace | NT | NT25 | Kenneth Wills | 03 | Level Six | 661L | 653 | Learning Enhancement & Innovation | 671 | Student Experience | 4.75 | Workstation | 1 | Office Space Group | 116 | Open Plan - Professional/General Staff |  | Excellent | 1,184.11 | NO
North Terrace_NT25-Kenneth Wills_Level Six_661M _ Workstation | NT-NT25-03-661M | NT25-03-661M-Workstation | North Terrace | NT | NT25 | Kenneth Wills | 03 | Level Six | 661M | 653 | Learning Enhancement & Innovation | 671 | Student Experience | 4.45 | Workstation | 1 | Office Space Group | 116 | Open Plan - Professional/General Staff |  | Excellent | 1,109.32 | NO
North Terrace_NT25-Kenneth Wills_Level Six_661N _ Workstation | NT-NT25-03-661N | NT25-03-661N-Workstation | North Terrace | NT | NT25 | Kenneth Wills | 03 | Level Six | 661N | 653 | Learning Enhancement & Innovation | 671 | Student Experience | 4.32 | Workstation | 1 | Office Space Group | 116 | Open Plan - Professional/General Staff |  | Excellent | 1,076.91 | NO
North Terrace_NT25-Kenneth Wills_Level Six_661O _ Workstation | NT-NT25-03-661O | NT25-03-661O-Workstation | North Terrace | NT | NT25 | Kenneth Wills | 03 | Level Six | 661O | 653 | Learning Enhancement & Innovation | 671 | Student Experience | 4.37 | Workstation | 1 | Office Space Group | 116 | Open Plan - Professional/General Staff |  | Excellent | 1,089.38 | NO
North Terrace_NT25-Kenneth Wills_Level Six_661P _ Workstation | NT-NT25-03-661P | NT25-03-661P-Workstation | North Terrace | NT | NT25 | Kenneth Wills | 03 | Level Six | 661P | 653 | Learning Enhancement & Innovation | 671 | Student Experience | 4.36 | Workstation | 1 | Office Space Group | 116 | Open Plan - Professional/General Staff |  | Excellent | 1,086.89 | NO
North Terrace_NT25-Kenneth Wills_Level Six_661Q _ Workstation | NT-NT25-03-661Q | NT25-03-661Q-Workstation | North Terrace | NT | NT25 | Kenneth Wills | 03 | Level Six | 661Q | 653 | Learning Enhancement & Innovation | 671 | Student Experience | 4.49 | Workstation | 1 | Office Space Group | 116 | Open Plan - Professional/General Staff |  | Excellent | 1,119.29 | NO
North Terrace_NT25-Kenneth Wills_Level Six_661R _ Workstation | NT-NT25-03-661R | NT25-03-661R-Workstation | North Terrace | NT | NT25 | Kenneth Wills | 03 | Level Six | 661R | 653 | Learning Enhancement & Innovation | 671 | Student Experience | 4.49 | Workstation | 1 | Office Space Group | 116 | Open Plan - Professional/General Staff |  | Excellent | 1,119.29 | NO
North Terrace_NT25-Kenneth Wills_Level Six_661S _ Workstation | NT-NT25-03-661S | NT25-03-661S-Workstation | North Terrace | NT | NT25 | Kenneth Wills | 03 | Level Six | 661S | 653 | Learning Enhancement & Innovation | 671 | Student Experience | 4.49 | Workstation | 1 | Office Space Group | 116 | Open Plan - Professional/General Staff |  | Excellent | 1,119.29 | NO
North Terrace_NT25-Kenneth Wills_Level Six_661T _ Workstation | NT-NT25-03-661T | NT25-03-661T-Workstation | North Terrace | NT | NT25 | Kenneth Wills | 03 | Level Six | 661T | 653 | Learning Enhancement & Innovation | 671 | Student Experience | 4.49 | Workstation | 1 | Office Space Group | 116 | Open Plan - Professional/General Staff |  | Excellent | 1,119.29 | NO
North Terrace_NT25-Kenneth Wills_Level Six_661U _ Workstation | NT-NT25-03-661U | NT25-03-661U-Workstation | North Terrace | NT | NT25 | Kenneth Wills | 03 | Level Six | 661U | 653 | Learning Enhancement & Innovation | 671 | Student Experience | 4.47 | Workstation | 1 | Office Space Group | 116 | Open Plan - Professional/General Staff |  | Excellent | 1,114.31 | NO
North Terrace_NT25-Kenneth Wills_Level Six_661V _ Workstation | NT-NT25-03-661V | NT25-03-661V-Workstation | North Terrace | NT | NT25 | Kenneth Wills | 03 | Level Six | 661V | 653 | Learning Enhancement & Innovation | 671 | Student Experience | 4.47 | Workstation | 1 | Office Space Group | 116 | Open Plan - Professional/General Staff |  | Excellent | 1,114.31 | NO
North Terrace_NT25-Kenneth Wills_Level Six_661W _ Workstation | NT-NT25-03-661W | NT25-03-661W-Workstation | North Terrace | NT | NT25 | Kenneth Wills | 03 | Level Six | 661W | 653 | Learning Enhancement & Innovation | 671 | Student Experience | 4.47 | Workstation | 1 | Office Space Group | 116 | Open Plan - Professional/General Staff |  | Excellent | 1,114.31 | NO
North Terrace_NT25-Kenneth Wills_Level Six_661X _ Workstation | NT-NT25-03-661X | NT25-03-661X-Workstation | North Terrace | NT | NT25 | Kenneth Wills | 03 | Level Six | 661X | 653 | Learning Enhancement & Innovation | 671 | Student Experience | 4.47 | Workstation | 1 | Office Space Group | 116 | Open Plan - Professional/General Staff |  | Excellent | 1,114.31 | NO
North Terrace_NT25-Kenneth Wills_Level Six_662 _ VSR | NT-NT25-03-662 | NT25-03-662-VSR | North Terrace | NT | NT25 | Kenneth Wills | 03 | Level Six | 662 | 99939 | Unusable Spaces | 99939 | Unusable Spaces | 0.14 | VSR | 8 | Non Useable Floor Area Space Group | 840 | Non-usable - Service riser |  | Unknown | 0.00 | NO
North Terrace_NT25-Kenneth Wills_Level Seven_700 _ Entry | NT-NT25-04-700 | NT25-04-700-Entry | North Terrace | NT | NT25 | Kenneth Wills | 04 | Level Seven | 700 | 99939 | Unusable Spaces | 99939 | Unusable Spaces | 5.15 | Entry | 8 | Non Useable Floor Area Space Group | 805 | Non-usable - Circulation space |  | Excellent | 0.00 | NO
North Terrace_NT25-Kenneth Wills_Level Seven_700A _ Open Plan - circ | NT-NT25-04-700A | NT25-04-700A-Open Plan - circ | North Terrace | NT | NT25 | Kenneth Wills | 04 | Level Seven | 700A | 653 | Learning Enhancement & Innovation | 671 | Student Experience | 39 | Open Plan - circ | 1 | Office Space Group | 100 | Office - Specific type not defined |  | Excellent | 9,722.14 | NO
North Terrace_NT25-Kenneth Wills_Level Seven_700B _ Open Plan - circ | NT-NT25-04-700B | NT25-04-700B-Open Plan - circ | North Terrace | NT | NT25 | Kenneth Wills | 04 | Level Seven | 700B | 653 | Learning Enhancement & Innovation | 671 | Student Experience | 40.97 | Open Plan - circ | 1 | Office Space Group | 100 | Office - Specific type not defined |  | Excellent | 10,213.24 | NO
North Terrace_NT25-Kenneth Wills_Level Seven_700C _ Open Plan - circ | NT-NT25-04-700C | NT25-04-700C-Open Plan - circ | North Terrace | NT | NT25 | Kenneth Wills | 04 | Level Seven | 700C | 653 | Learning Enhancement & Innovation | 671 | Student Experience | 28.62 | Open Plan - circ | 1 | Office Space Group | 100 | Office - Specific type not defined |  | Excellent | 7,134.56 | NO
North Terrace_NT25-Kenneth Wills_Level Seven_701 _ Informal Work | NT-NT25-04-701 | NT25-04-701-Informal Work | North Terrace | NT | NT25 | Kenneth Wills | 04 | Level Seven | 701 | 653 | Learning Enhancement & Innovation | 671 | Student Experience | 8.88 | Informal Work | 1 | Office Space Group | 119 | Informal Work Space |  | Excellent | 2,213.66 | NO
North Terrace_NT25-Kenneth Wills_Level Seven_702 _ Tea Point | NT-NT25-04-702 | NT25-04-702-Tea Point | North Terrace | NT | NT25 | Kenneth Wills | 04 | Level Seven | 702 | 653 | Learning Enhancement & Innovation | 671 | Student Experience | 11.3 | Tea Point | 6 | General Facility Space Group | 608 | General Facility - Kitchen/Servery/Food Storage |  | Excellent | 3,154.96 | NO
North Terrace_NT25-Kenneth Wills_Level Seven_703 _ Meeting 1 | NT-NT25-04-703 | NT25-04-703-Meeting 1 | North Terrace | NT | NT25 | Kenneth Wills | 04 | Level Seven | 703 | 653 | Learning Enhancement & Innovation | 671 | Student Experience | 18.51 | Meeting 1 | 6 | General Facility Space Group | 601 | General Facility - Committee/Conference/Meeting room |  | Excellent | 5,167.99 | NO
North Terrace_NT25-Kenneth Wills_Level Seven_704 _ Meeting 2 | NT-NT25-04-704 | NT25-04-704-Meeting 2 | North Terrace | NT | NT25 | Kenneth Wills | 04 | Level Seven | 704 | 653 | Learning Enhancement & Innovation | 671 | Student Experience | 40.1 | Meeting 2 | 6 | General Facility Space Group | 601 | General Facility - Committee/Conference/Meeting room |  | Excellent | 11,195.92 | NO
North Terrace_NT25-Kenneth Wills_Level Seven_705 _ Meeting 3 | NT-NT25-04-705 | NT25-04-705-Meeting 3 | North Terrace | NT | NT25 | Kenneth Wills | 04 | Level Seven | 705 | 653 | Learning Enhancement & Innovation | 671 | Student Experience | 19.19 | Meeting 3 | 6 | General Facility Space Group | 601 | General Facility - Committee/Conference/Meeting room |  | Excellent | 5,357.85 | NO
North Terrace_NT25-Kenneth Wills_Level Seven_707 _ Utility / Store | NT-NT25-04-707 | NT25-04-707-Utility / Store | North Terrace | NT | NT25 | Kenneth Wills | 04 | Level Seven | 707 | 653 | Learning Enhancement & Innovation | 671 | Student Experience | 17.16 | Utility / Store | 6 | General Facility Space Group | 603 | General Facility - Resource room |  | Excellent | 4,791.07 | NO
North Terrace_NT25-Kenneth Wills_Level Seven_708 _ Informal Work | NT-NT25-04-708 | NT25-04-708-Informal Work | North Terrace | NT | NT25 | Kenneth Wills | 04 | Level Seven | 708 | 653 | Learning Enhancement & Innovation | 671 | Student Experience | 5.7 | Informal Work | 1 | Office Space Group | 119 | Informal Work Space |  | Excellent | 1,420.93 | NO
North Terrace_NT25-Kenneth Wills_Level Seven_709 _ Entry | NT-NT25-04-709 | NT25-04-709-Entry | North Terrace | NT | NT25 | Kenneth Wills | 04 | Level Seven | 709 | 99939 | Unusable Spaces | 99939 | Unusable Spaces | 2.46 | Entry | 8 | Non Useable Floor Area Space Group | 805 | Non-usable - Circulation space |  | Excellent | 0.00 | NO
North Terrace_NT25-Kenneth Wills_Level Seven_710 _ Workstation Zone | NT-NT25-04-710 | NT25-04-710-Workstation Zone | North Terrace | NT | NT25 | Kenneth Wills | 04 | Level Seven | 710 | 653 | Learning Enhancement & Innovation | 671 | Student Experience | 18.75 | Workstation Zone | 1 | Office Space Group | 116 | Open Plan - Professional/General Staff |  | Excellent | 4,674.11 | NO
North Terrace_NT25-Kenneth Wills_Level Seven_711 _ Informal Work | NT-NT25-04-711 | NT25-04-711-Informal Work | North Terrace | NT | NT25 | Kenneth Wills | 04 | Level Seven | 711 | 653 | Learning Enhancement & Innovation | 671 | Student Experience | 22.07 | Informal Work | 1 | Office Space Group | 119 | Informal Work Space |  | Excellent | 5,501.74 | NO
North Terrace_NT25-Kenneth Wills_Level Seven_713 _ Meeting | NT-NT25-04-713 | NT25-04-713-Meeting | North Terrace | NT | NT25 | Kenneth Wills | 04 | Level Seven | 713 | 653 | Learning Enhancement & Innovation | 671 | Student Experience | 9.29 | Meeting | 6 | General Facility Space Group | 601 | General Facility - Committee/Conference/Meeting room |  | Excellent | 2,593.77 | NO
North Terrace_NT25-Kenneth Wills_Level Seven_714 _ Informal Work | NT-NT25-04-714 | NT25-04-714-Informal Work | North Terrace | NT | NT25 | Kenneth Wills | 04 | Level Seven | 714 | 653 | Learning Enhancement & Innovation | 671 | Student Experience | 3.24 | Informal Work | 1 | Office Space Group | 119 | Informal Work Space |  | Excellent | 807.69 | NO
North Terrace_NT25-Kenneth Wills_Level Seven_715 _ Informal Work | NT-NT25-04-715 | NT25-04-715-Informal Work | North Terrace | NT | NT25 | Kenneth Wills | 04 | Level Seven | 715 | 653 | Learning Enhancement & Innovation | 671 | Student Experience | 3.34 | Informal Work | 1 | Office Space Group | 119 | Informal Work Space |  | Excellent | 832.61 | NO
North Terrace_NT25-Kenneth Wills_Level Seven_716 _ Informal Work | NT-NT25-04-716 | NT25-04-716-Informal Work | North Terrace | NT | NT25 | Kenneth Wills | 04 | Level Seven | 716 | 653 | Learning Enhancement & Innovation | 671 | Student Experience | 3.36 | Informal Work | 1 | Office Space Group | 119 | Informal Work Space |  | Excellent | 837.60 | NO
North Terrace_NT25-Kenneth Wills_Level Seven_717 _ Informal Work | NT-NT25-04-717 | NT25-04-717-Informal Work | North Terrace | NT | NT25 | Kenneth Wills | 04 | Level Seven | 717 | 653 | Learning Enhancement & Innovation | 671 | Student Experience | 5.13 | Informal Work | 1 | Office Space Group | 119 | Informal Work Space |  | Excellent | 1,278.84 | NO
North Terrace_NT25-Kenneth Wills_Level Seven_718 _ Lockers | NT-NT25-04-718 | NT25-04-718-Lockers | North Terrace | NT | NT25 | Kenneth Wills | 04 | Level Seven | 718 | 653 | Learning Enhancement & Innovation | 671 | Student Experience | 8.85 | Lockers | 4 | Ancillary Area Space Group | 416 | Ancillary Area - Locker Storage/Room |  | Excellent | 1,941.44 | NO
North Terrace_NT25-Kenneth Wills_Level Seven_719 _ Foyer | NT-NT25-04-719 | NT25-04-719-Foyer | North Terrace | NT | NT25 | Kenneth Wills | 04 | Level Seven | 719 | 99939 | Unusable Spaces | 99939 | Unusable Spaces | 4.78 | Foyer | 8 | Non Useable Floor Area Space Group | 805 | Non-usable - Circulation space |  | Excellent | 0.00 | NO
North Terrace_NT25-Kenneth Wills_Level Seven_720 _ A/L | NT-NT25-04-720 | NT25-04-720-A/L | North Terrace | NT | NT25 | Kenneth Wills | 04 | Level Seven | 720 | 99939 | Unusable Spaces | 99939 | Unusable Spaces | 2.09 | A/L | 8 | Non Useable Floor Area Space Group | 805 | Non-usable - Circulation space |  | Excellent | 0.00 | NO
North Terrace_NT25-Kenneth Wills_Level Seven_730 _ Corr. | NT-NT25-04-730 | NT25-04-730-Corr. | North Terrace | NT | NT25 | Kenneth Wills | 04 | Level Seven | 730 | 730 | Office of Academic and Student Engagement | 730 | Office of Academic and Student Engagement | 12.07 | Corr. | 8 | Non Useable Floor Area Space Group | 805 | Non-usable - Circulation space |  | Excellent | 0.00 | NO
North Terrace_NT25-Kenneth Wills_Level Seven_730A _ Open Plan - circ | NT-NT25-04-730A | NT25-04-730A-Open Plan - circ | North Terrace | NT | NT25 | Kenneth Wills | 04 | Level Seven | 730A | 99939 | Unusable Spaces | 99939 | Unusable Spaces | 32.84 | Open Plan - circ | 1 | Office Space Group | 100 | Office - Specific type not defined |  | Excellent | 8,186.54 | NO
North Terrace_NT25-Kenneth Wills_Level Seven_730B _ Corr. | NT-NT25-04-730B | NT25-04-730B-Corr. | North Terrace | NT | NT25 | Kenneth Wills | 04 | Level Seven | 730B | 99939 | Unusable Spaces | 99939 | Unusable Spaces | 16.59 | Corr. | 8 | Non Useable Floor Area Space Group | 805 | Non-usable - Circulation space |  | Excellent | 0.00 | NO
North Terrace_NT25-Kenneth Wills_Level Seven_730C _ VSR | NT-NT25-04-730C | NT25-04-730C-VSR | North Terrace | NT | NT25 | Kenneth Wills | 04 | Level Seven | 730C | 99939 | Unusable Spaces | 99939 | Unusable Spaces | 0.88 | VSR | 8 | Non Useable Floor Area Space Group | 840 | Non-usable - Service riser |  | Unknown | 0.00 | NO
North Terrace_NT25-Kenneth Wills_Level Seven_730D _ Utilities | NT-NT25-04-730D | NT25-04-730D-Utilities | North Terrace | NT | NT25 | Kenneth Wills | 04 | Level Seven | 730D | 99939 | Unusable Spaces | 99939 | Unusable Spaces | 0.63 | Utilities | 8 | Non Useable Floor Area Space Group | 840 | Non-usable - Service riser |  | Unknown | 0.00 | NO
North Terrace_NT25-Kenneth Wills_Level Seven_730E _ Telecom | NT-NT25-04-730E | NT25-04-730E-Telecom | North Terrace | NT | NT25 | Kenneth Wills | 04 | Level Seven | 730E | 99939 | Unusable Spaces | 99939 | Unusable Spaces | 0.43 | Telecom | 8 | Non Useable Floor Area Space Group | 840 | Non-usable - Service riser |  | Unknown | 0.00 | NO
North Terrace_NT25-Kenneth Wills_Level Seven_730F _ DB | NT-NT25-04-730F | NT25-04-730F-DB | North Terrace | NT | NT25 | Kenneth Wills | 04 | Level Seven | 730F | 99939 | Unusable Spaces | 99939 | Unusable Spaces | 0.63 | DB | 8 | Non Useable Floor Area Space Group | 815 | Non-usable - Switch room |  | Unknown | 0.00 | NO
North Terrace_NT25-Kenneth Wills_Level Seven_730G _ Store | NT-NT25-04-730G | NT25-04-730G-Store | North Terrace | NT | NT25 | Kenneth Wills | 04 | Level Seven | 730G | 730 | Office of Academic and Student Engagement | 730 | Office of Academic and Student Engagement | 2.9 | Store | 4 | Ancillary Area Space Group | 419 | Ancillary Area - Store Room - Generic |  | Excellent | 636.18 | NO
North Terrace_NT25-Kenneth Wills_Level Seven_731 _ Workstation | NT-NT25-04-731 | NT25-04-731-Workstation | North Terrace | NT | NT25 | Kenneth Wills | 04 | Level Seven | 731 | 730 | Office of Academic and Student Engagement | 730 | Office of Academic and Student Engagement | 6.39 | Workstation | 1 | Office Space Group | 108 | Office - Professional/General Staff |  | Excellent | 1,592.94 | NO
North Terrace_NT25-Kenneth Wills_Level Seven_731A _ Workstation | NT-NT25-04-731A | NT25-04-731A-Workstation | North Terrace | NT | NT25 | Kenneth Wills | 04 | Level Seven | 731A | 730 | Office of Academic and Student Engagement | 730 | Office of Academic and Student Engagement | 11.31 | Workstation | 1 | Office Space Group | 108 | Office - Professional/General Staff |  | Excellent | 2,819.42 | NO
North Terrace_NT25-Kenneth Wills_Level Seven_731B _ Workstation | NT-NT25-04-731B | NT25-04-731B-Workstation | North Terrace | NT | NT25 | Kenneth Wills | 04 | Level Seven | 731B | 730 | Office of Academic and Student Engagement | 730 | Office of Academic and Student Engagement | 7.76 | Workstation | 1 | Office Space Group | 108 | Office - Professional/General Staff |  | Excellent | 1,934.46 | NO
North Terrace_NT25-Kenneth Wills_Level Seven_732 _ Office | NT-NT25-04-732 | NT25-04-732-Office | North Terrace | NT | NT25 | Kenneth Wills | 04 | Level Seven | 732 | 730 | Office of Academic and Student Engagement | 730 | Office of Academic and Student Engagement | 24.52 | Office | 1 | Office Space Group | 108 | Office - Professional/General Staff |  | Excellent | 6,112.49 | NO
North Terrace_NT25-Kenneth Wills_Level Seven_733 _ Office | NT-NT25-04-733 | NT25-04-733-Office | North Terrace | NT | NT25 | Kenneth Wills | 04 | Level Seven | 733 | 730 | Office of Academic and Student Engagement | 730 | Office of Academic and Student Engagement | 13.18 | Office | 1 | Office Space Group | 108 | Office - Professional/General Staff |  | Excellent | 3,285.59 | NO
North Terrace_NT25-Kenneth Wills_Level Seven_734 _ Office | NT-NT25-04-734 | NT25-04-734-Office | North Terrace | NT | NT25 | Kenneth Wills | 04 | Level Seven | 734 | 730 | Office of Academic and Student Engagement | 730 | Office of Academic and Student Engagement | 12.99 | Office | 1 | Office Space Group | 108 | Office - Professional/General Staff |  | Excellent | 3,238.22 | NO
North Terrace_NT25-Kenneth Wills_Level Seven_735 _ Office | NT-NT25-04-735 | NT25-04-735-Office | North Terrace | NT | NT25 | Kenneth Wills | 04 | Level Seven | 735 | 730 | Office of Academic and Student Engagement | 730 | Office of Academic and Student Engagement | 12.79 | Office | 1 | Office Space Group | 108 | Office - Professional/General Staff |  | Excellent | 3,188.36 | NO
North Terrace_NT25-Kenneth Wills_Level Seven_736 _ Kitchen / Staff Room | NT-NT25-04-736 | NT25-04-736-Kitchen / Staff Room | North Terrace | NT | NT25 | Kenneth Wills | 04 | Level Seven | 736 | 730 | Office of Academic and Student Engagement | 730 | Office of Academic and Student Engagement | 24.88 | Kitchen / Staff Room | 6 | General Facility Space Group | 608 | General Facility - Kitchen/Servery/Food Storage |  | Excellent | 6,946.50 | NO
North Terrace_NT25-Kenneth Wills_Level Seven_741 _ Stair | NT-NT25-04-741 | NT25-04-741-Stair | North Terrace | NT | NT25 | Kenneth Wills | 04 | Level Seven | 741 | 99939 | Unusable Spaces | 99939 | Unusable Spaces | 22.1 | Stair | 8 | Non Useable Floor Area Space Group | 805 | Non-usable - Circulation space |  | Unknown | 0.00 | NO
North Terrace_NT25-Kenneth Wills_Level Seven_741A _ Corr. | NT-NT25-04-741A | NT25-04-741A-Corr. | North Terrace | NT | NT25 | Kenneth Wills | 04 | Level Seven | 741A | 99939 | Unusable Spaces | 99939 | Unusable Spaces | 7.57 | Corr. | 8 | Non Useable Floor Area Space Group | 805 | Non-usable - Circulation space |  | Unknown | 0.00 | NO
North Terrace_NT25-Kenneth Wills_Level Seven_742 _ Corr. | NT-NT25-04-742 | NT25-04-742-Corr. | North Terrace | NT | NT25 | Kenneth Wills | 04 | Level Seven | 742 | 99939 | Unusable Spaces | 99939 | Unusable Spaces | 7.27 | Corr. | 8 | Non Useable Floor Area Space Group | 805 | Non-usable - Circulation space |  | Unknown | 0.00 | NO
North Terrace_NT25-Kenneth Wills_Level Seven_743 _ WC - M | NT-NT25-04-743 | NT25-04-743-WC - M | North Terrace | NT | NT25 | Kenneth Wills | 04 | Level Seven | 743 | 99939 | Unusable Spaces | 99939 | Unusable Spaces | 1.99 | WC - M | 8 | Non Useable Floor Area Space Group | 821 | Non-usable - Toilets/Amenities - Male |  | Unknown | 0.00 | NO
North Terrace_NT25-Kenneth Wills_Level Seven_743A _ WC - M | NT-NT25-04-743A | NT25-04-743A-WC - M | North Terrace | NT | NT25 | Kenneth Wills | 04 | Level Seven | 743A | 99939 | Unusable Spaces | 99939 | Unusable Spaces | 8.83 | WC - M | 8 | Non Useable Floor Area Space Group | 821 | Non-usable - Toilets/Amenities - Male |  | Unknown | 0.00 | NO
North Terrace_NT25-Kenneth Wills_Level Seven_744 _ Cleaner | NT-NT25-04-744 | NT25-04-744-Cleaner | North Terrace | NT | NT25 | Kenneth Wills | 04 | Level Seven | 744 | 99939 | Unusable Spaces | 99939 | Unusable Spaces | 5.3 | Cleaner | 8 | Non Useable Floor Area Space Group | 806 | Non-usable - Cleaners room |  | Unknown | 0.00 | NO
North Terrace_NT25-Kenneth Wills_Level Seven_745 _ Shower - U | NT-NT25-04-745 | NT25-04-745-Shower - U | North Terrace | NT | NT25 | Kenneth Wills | 04 | Level Seven | 745 | 99939 | Unusable Spaces | 99939 | Unusable Spaces | 4.1 | Shower - U | 8 | Non Useable Floor Area Space Group | 822 | Non-usable - Toilets/Amenities - Unisex |  | Unknown | 0.00 | NO
North Terrace_NT25-Kenneth Wills_Level Seven_746 _ Meeting | NT-NT25-04-746 | NT25-04-746-Meeting | North Terrace | NT | NT25 | Kenneth Wills | 04 | Level Seven | 746 | 730 | Office of Academic and Student Engagement | 730 | Office of Academic and Student Engagement | 25.64 | Meeting | 6 | General Facility Space Group | 601 | General Facility - Committee/Conference/Meeting room |  | Excellent | 7,158.69 | NO
North Terrace_NT25-Kenneth Wills_Level Seven_746A _ Alcove | NT-NT25-04-746A | NT25-04-746A-Alcove | North Terrace | NT | NT25 | Kenneth Wills | 04 | Level Seven | 746A | 99966 | Unknown | 99939 | Unusable Spaces | 0.94 | Alcove | 6 | General Facility Space Group | 602 | General Facility - Committee/Conference/Meeting service room |  | Excellent | 262.45 | NO
North Terrace_NT25-Kenneth Wills_Level Seven_746B _ VSR | NT-NT25-04-746B | NT25-04-746B-VSR | North Terrace | NT | NT25 | Kenneth Wills | 04 | Level Seven | 746B | 99939 | Unusable Spaces | 99939 | Unusable Spaces | 0.9 | VSR | 8 | Non Useable Floor Area Space Group | 840 | Non-usable - Service riser |  | Unknown | 0.00 | NO
North Terrace_NT25-Kenneth Wills_Level Seven_747 _ Office | NT-NT25-04-747 | NT25-04-747-Office | North Terrace | NT | NT25 | Kenneth Wills | 04 | Level Seven | 747 | 730 | Office of Academic and Student Engagement | 730 | Office of Academic and Student Engagement | 12.78 | Office | 1 | Office Space Group | 108 | Office - Professional/General Staff |  | Excellent | 3,185.87 | NO
North Terrace_NT25-Kenneth Wills_Level Seven_748 _ Office | NT-NT25-04-748 | NT25-04-748-Office | North Terrace | NT | NT25 | Kenneth Wills | 04 | Level Seven | 748 | 730 | Office of Academic and Student Engagement | 730 | Office of Academic and Student Engagement | 15.84 | Office | 1 | Office Space Group | 108 | Office - Professional/General Staff |  | Excellent | 3,948.69 | NO
North Terrace_NT25-Kenneth Wills_Level Seven_749 _ Office | NT-NT25-04-749 | NT25-04-749-Office | North Terrace | NT | NT25 | Kenneth Wills | 04 | Level Seven | 749 | 730 | Office of Academic and Student Engagement | 730 | Office of Academic and Student Engagement | 12.78 | Office | 1 | Office Space Group | 108 | Office - Professional/General Staff |  | Excellent | 3,185.87 | NO
North Terrace_NT25-Kenneth Wills_Level Seven_750 _ Office | NT-NT25-04-750 | NT25-04-750-Office | North Terrace | NT | NT25 | Kenneth Wills | 04 | Level Seven | 750 | 730 | Office of Academic and Student Engagement | 730 | Office of Academic and Student Engagement | 15.9 | Office | 1 | Office Space Group | 108 | Office - Professional/General Staff |  | Excellent | 3,963.64 | NO
North Terrace_NT25-Kenneth Wills_Level Seven_WS700.01 _ Workstation | NT-NT25-04-WS700.01 | NT25-04-WS700.01-Workstation | North Terrace | NT | NT25 | Kenneth Wills | 04 | Level Seven | WS700.01 | 653 | Learning Enhancement & Innovation | 671 | Student Experience | 4.33 | Workstation | 1 | Office Space Group | 116 | Open Plan - Professional/General Staff |  | Excellent | 1,079.41 | NO
North Terrace_NT25-Kenneth Wills_Level Seven_WS700.02 _ Workstation | NT-NT25-04-WS700.02 | NT25-04-WS700.02-Workstation | North Terrace | NT | NT25 | Kenneth Wills | 04 | Level Seven | WS700.02 | 653 | Learning Enhancement & Innovation | 671 | Student Experience | 4.33 | Workstation | 1 | Office Space Group | 116 | Open Plan - Professional/General Staff |  | Excellent | 1,079.41 | NO
North Terrace_NT25-Kenneth Wills_Level Seven_WS700.03 _ Workstation | NT-NT25-04-WS700.03 | NT25-04-WS700.03-Workstation | North Terrace | NT | NT25 | Kenneth Wills | 04 | Level Seven | WS700.03 | 653 | Learning Enhancement & Innovation | 671 | Student Experience | 4.37 | Workstation | 1 | Office Space Group | 116 | Open Plan - Professional/General Staff |  | Excellent | 1,089.38 | NO
North Terrace_NT25-Kenneth Wills_Level Seven_WS700.04 _ Workstation | NT-NT25-04-WS700.04 | NT25-04-WS700.04-Workstation | North Terrace | NT | NT25 | Kenneth Wills | 04 | Level Seven | WS700.04 | 653 | Learning Enhancement & Innovation | 671 | Student Experience | 4.41 | Workstation | 1 | Office Space Group | 116 | Open Plan - Professional/General Staff |  | Excellent | 1,099.35 | NO
North Terrace_NT25-Kenneth Wills_Level Seven_WS700.05 _ Workstation | NT-NT25-04-WS700.05 | NT25-04-WS700.05-Workstation | North Terrace | NT | NT25 | Kenneth Wills | 04 | Level Seven | WS700.05 | 653 | Learning Enhancement & Innovation | 671 | Student Experience | 4.38 | Workstation | 1 | Office Space Group | 116 | Open Plan - Professional/General Staff |  | Excellent | 1,091.87 | NO
North Terrace_NT25-Kenneth Wills_Level Seven_WS700.06 _ Workstation | NT-NT25-04-WS700.06 | NT25-04-WS700.06-Workstation | North Terrace | NT | NT25 | Kenneth Wills | 04 | Level Seven | WS700.06 | 653 | Learning Enhancement & Innovation | 671 | Student Experience | 4.41 | Workstation | 1 | Office Space Group | 116 | Open Plan - Professional/General Staff |  | Excellent | 1,099.35 | NO
North Terrace_NT25-Kenneth Wills_Level Seven_WS700.07 _ Workstation | NT-NT25-04-WS700.07 | NT25-04-WS700.07-Workstation | North Terrace | NT | NT25 | Kenneth Wills | 04 | Level Seven | WS700.07 | 653 | Learning Enhancement & Innovation | 671 | Student Experience | 3.89 | Workstation | 1 | Office Space Group | 116 | Open Plan - Professional/General Staff |  | Excellent | 969.72 | NO
North Terrace_NT25-Kenneth Wills_Level Seven_WS700.08 _ Workstation | NT-NT25-04-WS700.08 | NT25-04-WS700.08-Workstation | North Terrace | NT | NT25 | Kenneth Wills | 04 | Level Seven | WS700.08 | 653 | Learning Enhancement & Innovation | 671 | Student Experience | 3.88 | Workstation | 1 | Office Space Group | 116 | Open Plan - Professional/General Staff |  | Excellent | 967.23 | NO
North Terrace_NT25-Kenneth Wills_Level Seven_WS700.09 _ Workstation | NT-NT25-04-WS700.09 | NT25-04-WS700.09-Workstation | North Terrace | NT | NT25 | Kenneth Wills | 04 | Level Seven | WS700.09 | 653 | Learning Enhancement & Innovation | 671 | Student Experience | 4.32 | Workstation | 1 | Office Space Group | 116 | Open Plan - Professional/General Staff |  | Excellent | 1,076.91 | NO
North Terrace_NT25-Kenneth Wills_Level Seven_WS700.10 _ Workstation | NT-NT25-04-WS700.10 | NT25-04-WS700.10-Workstation | North Terrace | NT | NT25 | Kenneth Wills | 04 | Level Seven | WS700.10 | 653 | Learning Enhancement & Innovation | 671 | Student Experience | 4.32 | Workstation | 1 | Office Space Group | 116 | Open Plan - Professional/General Staff |  | Excellent | 1,076.91 | NO
North Terrace_NT25-Kenneth Wills_Level Seven_WS700.11 _ Workstation | NT-NT25-04-WS700.11 | NT25-04-WS700.11-Workstation | North Terrace | NT | NT25 | Kenneth Wills | 04 | Level Seven | WS700.11 | 653 | Learning Enhancement & Innovation | 671 | Student Experience | 4.36 | Workstation | 1 | Office Space Group | 116 | Open Plan - Professional/General Staff |  | Excellent | 1,086.89 | NO
North Terrace_NT25-Kenneth Wills_Level Seven_WS700.12 _ Workstation | NT-NT25-04-WS700.12 | NT25-04-WS700.12-Workstation | North Terrace | NT | NT25 | Kenneth Wills | 04 | Level Seven | WS700.12 | 653 | Learning Enhancement & Innovation | 671 | Student Experience | 4.38 | Workstation | 1 | Office Space Group | 116 | Open Plan - Professional/General Staff |  | Excellent | 1,091.87 | NO
North Terrace_NT25-Kenneth Wills_Level Seven_WS700.13 _ Workstation | NT-NT25-04-WS700.13 | NT25-04-WS700.13-Workstation | North Terrace | NT | NT25 | Kenneth Wills | 04 | Level Seven | WS700.13 | 653 | Learning Enhancement & Innovation | 671 | Student Experience | 4.36 | Workstation | 1 | Office Space Group | 116 | Open Plan - Professional/General Staff |  | Excellent | 1,086.89 | NO
North Terrace_NT25-Kenneth Wills_Level Seven_WS700.14 _ Workstation | NT-NT25-04-WS700.14 | NT25-04-WS700.14-Workstation | North Terrace | NT | NT25 | Kenneth Wills | 04 | Level Seven | WS700.14 | 653 | Learning Enhancement & Innovation | 671 | Student Experience | 4.38 | Workstation | 1 | Office Space Group | 116 | Open Plan - Professional/General Staff |  | Excellent | 1,091.87 | NO
North Terrace_NT25-Kenneth Wills_Level Seven_WS701.01 _ Workstation | NT-NT25-04-WS701.01 | NT25-04-WS701.01-Workstation | North Terrace | NT | NT25 | Kenneth Wills | 04 | Level Seven | WS701.01 | 653 | Learning Enhancement & Innovation | 671 | Student Experience | 3.84 | Workstation | 1 | Office Space Group | 116 | Open Plan - Professional/General Staff |  | Excellent | 957.26 | NO
North Terrace_NT25-Kenneth Wills_Level Seven_WS701.02 _ Workstation | NT-NT25-04-WS701.02 | NT25-04-WS701.02-Workstation | North Terrace | NT | NT25 | Kenneth Wills | 04 | Level Seven | WS701.02 | 653 | Learning Enhancement & Innovation | 671 | Student Experience | 3.84 | Workstation | 1 | Office Space Group | 116 | Open Plan - Professional/General Staff |  | Excellent | 957.26 | NO
North Terrace_NT25-Kenneth Wills_Level Seven_WS701.03 _ Workstation | NT-NT25-04-WS701.03 | NT25-04-WS701.03-Workstation | North Terrace | NT | NT25 | Kenneth Wills | 04 | Level Seven | WS701.03 | 653 | Learning Enhancement & Innovation | 671 | Student Experience | 3.84 | Workstation | 1 | Office Space Group | 116 | Open Plan - Professional/General Staff |  | Excellent | 957.26 | NO
North Terrace_NT25-Kenneth Wills_Level Seven_WS701.04 _ Workstation | NT-NT25-04-WS701.04 | NT25-04-WS701.04-Workstation | North Terrace | NT | NT25 | Kenneth Wills | 04 | Level Seven | WS701.04 | 653 | Learning Enhancement & Innovation | 671 | Student Experience | 3.84 | Workstation | 1 | Office Space Group | 116 | Open Plan - Professional/General Staff |  | Excellent | 957.26 | NO
North Terrace_NT25-Kenneth Wills_Level Seven_WS706.01 _ Workstation | NT-NT25-04-WS706.01 | NT25-04-WS706.01-Workstation | North Terrace | NT | NT25 | Kenneth Wills | 04 | Level Seven | WS706.01 | 653 | Learning Enhancement & Innovation | 671 | Student Experience | 3.6 | Workstation | 1 | Office Space Group | 116 | Open Plan - Professional/General Staff |  | Excellent | 897.43 | NO
North Terrace_NT25-Kenneth Wills_Level Seven_WS706.02 _ Workstation | NT-NT25-04-WS706.02 | NT25-04-WS706.02-Workstation | North Terrace | NT | NT25 | Kenneth Wills | 04 | Level Seven | WS706.02 | 653 | Learning Enhancement & Innovation | 671 | Student Experience | 2.66 | Workstation | 1 | Office Space Group | 116 | Open Plan - Professional/General Staff |  | Excellent | 663.10 | NO
North Terrace_NT25-Kenneth Wills_Level Seven_WS706.03 _ Workstation | NT-NT25-04-WS706.03 | NT25-04-WS706.03-Workstation | North Terrace | NT | NT25 | Kenneth Wills | 04 | Level Seven | WS706.03 | 653 | Learning Enhancement & Innovation | 671 | Student Experience | 3.34 | Workstation | 1 | Office Space Group | 116 | Open Plan - Professional/General Staff |  | Excellent | 832.61 | NO
North Terrace_NT25-Kenneth Wills_Level Seven_WS706.04 _ Workstation | NT-NT25-04-WS706.04 | NT25-04-WS706.04-Workstation | North Terrace | NT | NT25 | Kenneth Wills | 04 | Level Seven | WS706.04 | 653 | Learning Enhancement & Innovation | 671 | Student Experience | 3.34 | Workstation | 1 | Office Space Group | 116 | Open Plan - Professional/General Staff |  | Excellent | 832.61 | NO
North Terrace_NT25-Kenneth Wills_Level Seven_WS706.05 _ Workstation | NT-NT25-04-WS706.05 | NT25-04-WS706.05-Workstation | North Terrace | NT | NT25 | Kenneth Wills | 04 | Level Seven | WS706.05 | 653 | Learning Enhancement & Innovation | 671 | Student Experience | 2.66 | Workstation | 1 | Office Space Group | 116 | Open Plan - Professional/General Staff |  | Excellent | 663.10 | NO
North Terrace_NT25-Kenneth Wills_Level Seven_WS706.06 _ Workstation | NT-NT25-04-WS706.06 | NT25-04-WS706.06-Workstation | North Terrace | NT | NT25 | Kenneth Wills | 04 | Level Seven | WS706.06 | 653 | Learning Enhancement & Innovation | 671 | Student Experience | 3.53 | Workstation | 1 | Office Space Group | 116 | Open Plan - Professional/General Staff |  | Excellent | 879.98 | NO
North Terrace_NT25-Kenneth Wills_Level Seven_WS712.01 _ Workstation | NT-NT25-04-WS712.01 | NT25-04-WS712.01-Workstation | North Terrace | NT | NT25 | Kenneth Wills | 04 | Level Seven | WS712.01 | 653 | Learning Enhancement & Innovation | 671 | Student Experience | 3.89 | Workstation | 1 | Office Space Group | 116 | Open Plan - Professional/General Staff |  | Excellent | 969.72 | NO
North Terrace_NT25-Kenneth Wills_Level Seven_WS712.02 _ Workstation | NT-NT25-04-WS712.02 | NT25-04-WS712.02-Workstation | North Terrace | NT | NT25 | Kenneth Wills | 04 | Level Seven | WS712.02 | 653 | Learning Enhancement & Innovation | 671 | Student Experience | 3.78 | Workstation | 1 | Office Space Group | 116 | Open Plan - Professional/General Staff |  | Excellent | 942.30 | NO
North Terrace_NT25-Kenneth Wills_Level Seven_WS712.03 _ Workstation | NT-NT25-04-WS712.03 | NT25-04-WS712.03-Workstation | North Terrace | NT | NT25 | Kenneth Wills | 04 | Level Seven | WS712.03 | 653 | Learning Enhancement & Innovation | 671 | Student Experience | 3.89 | Workstation | 1 | Office Space Group | 116 | Open Plan - Professional/General Staff |  | Excellent | 969.72 | NO
North Terrace_NT25-Kenneth Wills_Level Seven_WS712.04 _ Workstation | NT-NT25-04-WS712.04 | NT25-04-WS712.04-Workstation | North Terrace | NT | NT25 | Kenneth Wills | 04 | Level Seven | WS712.04 | 653 | Learning Enhancement & Innovation | 671 | Student Experience | 3.89 | Workstation | 1 | Office Space Group | 116 | Open Plan - Professional/General Staff |  | Excellent | 969.72 | NO
North Terrace_NT25-Kenneth Wills_Level Seven_WS712.05 _ Workstation | NT-NT25-04-WS712.05 | NT25-04-WS712.05-Workstation | North Terrace | NT | NT25 | Kenneth Wills | 04 | Level Seven | WS712.05 | 653 | Learning Enhancement & Innovation | 671 | Student Experience | 3.78 | Workstation | 1 | Office Space Group | 116 | Open Plan - Professional/General Staff |  | Excellent | 942.30 | NO
North Terrace_NT25-Kenneth Wills_Level Seven_WS712.06 _ Workstation | NT-NT25-04-WS712.06 | NT25-04-WS712.06-Workstation | North Terrace | NT | NT25 | Kenneth Wills | 04 | Level Seven | WS712.06 | 653 | Learning Enhancement & Innovation | 671 | Student Experience | 3.89 | Workstation | 1 | Office Space Group | 116 | Open Plan - Professional/General Staff |  | Excellent | 969.72 | NO
North Terrace_NT25-Kenneth Wills_Roof_R.01 _ Services Zone 1 (NUFA) | NT-NT25-05-R.01 | NT25-05-R.01-Services Zone 1 (NUFA) | North Terrace | NT | NT25 | Kenneth Wills | 05 | Roof | R.01 | 99939 | Unusable Spaces | 99939 | Unusable Spaces | 300.5 | Services Zone 1 (NUFA) | 8 | Non Useable Floor Area Space Group | 811 | Non-usable - Plant room other |  | Unknown | 0.00 | NO
North Terrace_NT25-Kenneth Wills_Roof_R.02 _ Services Zone 2 (NUFA) | NT-NT25-05-R.02 | NT25-05-R.02-Services Zone 2 (NUFA) | North Terrace | NT | NT25 | Kenneth Wills | 05 | Roof | R.02 | 99939 | Unusable Spaces | 99939 | Unusable Spaces | 270.07 | Services Zone 2 (NUFA) | 8 | Non Useable Floor Area Space Group | 811 | Non-usable - Plant room other |  | Unknown | 0.00 | NO
North Terrace_NT25-Kenneth Wills_Roof_R.03 _ Services Zone 3 (NUFA) | NT-NT25-05-R.03 | NT25-05-R.03-Services Zone 3 (NUFA) | North Terrace | NT | NT25 | Kenneth Wills | 05 | Roof | R.03 | 99939 | Unusable Spaces | 99939 | Unusable Spaces | 17.22 | Services Zone 3 (NUFA) | 8 | Non Useable Floor Area Space Group | 811 | Non-usable - Plant room other |  | Unknown | 0.00 | NO
North Terrace_NT25-Kenneth Wills_Roof_R.04 _ Roof Access 1 (NUFA) | NT-NT25-05-R.04 | NT25-05-R.04-Roof Access 1 (NUFA) | North Terrace | NT | NT25 | Kenneth Wills | 05 | Roof | R.04 | 99939 | Unusable Spaces | 99939 | Unusable Spaces | 24.38 | Roof Access 1 (NUFA) | 8 | Non Useable Floor Area Space Group | 805 | Non-usable - Circulation space |  | Unknown | 0.00 | NO
North Terrace_NT25-Kenneth Wills_Roof_R.05 _ Roof Access 2 (NUFA) | NT-NT25-05-R.05 | NT25-05-R.05-Roof Access 2 (NUFA) | North Terrace | NT | NT25 | Kenneth Wills | 05 | Roof | R.05 | 99939 | Unusable Spaces | 99939 | Unusable Spaces | 22.59 | Roof Access 2 (NUFA) | 8 | Non Useable Floor Area Space Group | 805 | Non-usable - Circulation space |  | Unknown | 0.00 | NO
North Terrace_NT26-Ligertwood_Lower Ground_LG01 _ Lift Lobby | NT-NT26-01-LG01 | NT26-01-LG01-Lift Lobby | North Terrace | NT | NT26 | Ligertwood | 01 | Lower Ground | LG01 | 99939 | Unusable Spaces | 99939 | Unusable Spaces | 4.97 | Lift Lobby | 8 | Non Useable Floor Area Space Group | 805 | Non-usable - Circulation space |  | Unknown | 0.00 | NO
North Terrace_NT26-Ligertwood_Lower Ground_LG01A _ Cleaners | NT-NT26-01-LG01A | NT26-01-LG01A-Cleaners | North Terrace | NT | NT26 | Ligertwood | 01 | Lower Ground | LG01A | 99939 | Unusable Spaces | 99939 | Unusable Spaces | 2.34 | Cleaners | 8 | Non Useable Floor Area Space Group | 806 | Non-usable - Cleaners room |  | Unknown | 0.00 | NO
North Terrace_NT26-Ligertwood_Lower Ground_LG01M _ Lift | NT-NT26-01-LG01M | NT26-01-LG01M-Lift | North Terrace | NT | NT26 | Ligertwood | 01 | Lower Ground | LG01M | 99939 | Unusable Spaces | 99939 | Unusable Spaces | 4.73 | Lift | 8 | Non Useable Floor Area Space Group | 838 | Non-usable - Lift |  | Unknown | 0.00 | NO
North Terrace_NT26-Ligertwood_Lower Ground_LG02 _ Corr. | NT-NT26-01-LG02 | NT26-01-LG02-Corr. | North Terrace | NT | NT26 | Ligertwood | 01 | Lower Ground | LG02 | 99939 | Unusable Spaces | 99939 | Unusable Spaces | 26.1 | Corr. | 8 | Non Useable Floor Area Space Group | 805 | Non-usable - Circulation space |  | Unknown | 0.00 | NO
North Terrace_NT26-Ligertwood_Lower Ground_LG02A _ Plantroom | NT-NT26-01-LG02A | NT26-01-LG02A-Plantroom | North Terrace | NT | NT26 | Ligertwood | 01 | Lower Ground | LG02A | 99939 | Unusable Spaces | 99939 | Unusable Spaces | 18.28 | Plantroom | 8 | Non Useable Floor Area Space Group | 811 | Non-usable - Plant room other |  | Unknown | 0.00 | NO
North Terrace_NT26-Ligertwood_Lower Ground_LG02B _ Statutes | NT-NT26-01-LG02B | NT26-01-LG02B-Statutes | North Terrace | NT | NT26 | Ligertwood | 01 | Lower Ground | LG02B | 99962 | Library stacks and services | 952 | Corporate Services Division Admin | 165.65 | Statutes | 5 | Library, IT and Learning Space Group | 504 | Library and Learning - Open stack | INFORMAL-PRIM-I | Adequate | 31,462.24 | NO
North Terrace_NT26-Ligertwood_Lower Ground_LG02C _ Book Stacks | NT-NT26-01-LG02C | NT26-01-LG02C-Book Stacks | North Terrace | NT | NT26 | Ligertwood | 01 | Lower Ground | LG02C | 99962 | Library stacks and services | 952 | Corporate Services Division Admin | 113.86 | Book Stacks | 5 | Library, IT and Learning Space Group | 504 | Library and Learning - Open stack | INFORMAL-PRIM-I | Adequate | 21,625.66 | NO
North Terrace_NT26-Ligertwood_Lower Ground_LG02D _ Corr. | NT-NT26-01-LG02D | NT26-01-LG02D-Corr. | North Terrace | NT | NT26 | Ligertwood | 01 | Lower Ground | LG02D | 99939 | Unusable Spaces | 99939 | Unusable Spaces | 58.65 | Corr. | 8 | Non Useable Floor Area Space Group | 805 | Non-usable - Circulation space |  | Unknown | 0.00 | NO
North Terrace_NT26-Ligertwood_Lower Ground_LG02E _ Study Area | NT-NT26-01-LG02E | NT26-01-LG02E-Study Area | North Terrace | NT | NT26 | Ligertwood | 01 | Lower Ground | LG02E | 99951 | Hub and study spaces (ex-VPSR) | 952 | Corporate Services Division Admin | 4.5 | Study Area | 5 | Library, IT and Learning Space Group | 501 | Library and Learning - Reading room | INFORMAL-PRIM-I | Adequate | 854.69 | NO
North Terrace_NT26-Ligertwood_Lower Ground_LG02F _ Study Area | NT-NT26-01-LG02F | NT26-01-LG02F-Study Area | North Terrace | NT | NT26 | Ligertwood | 01 | Lower Ground | LG02F | 99951 | Hub and study spaces (ex-VPSR) | 952 | Corporate Services Division Admin | 4.5 | Study Area | 5 | Library, IT and Learning Space Group | 501 | Library and Learning - Reading room | INFORMAL-PRIM-I | Adequate | 854.69 | NO
North Terrace_NT26-Ligertwood_Lower Ground_LG02J _ Study Area | NT-NT26-01-LG02J | NT26-01-LG02J-Study Area | North Terrace | NT | NT26 | Ligertwood | 01 | Lower Ground | LG02J | 99951 | Hub and study spaces (ex-VPSR) | 952 | Corporate Services Division Admin | 4.5 | Study Area | 5 | Library, IT and Learning Space Group | 501 | Library and Learning - Reading room | INFORMAL-PRIM-I | Adequate | 854.69 | NO
North Terrace_NT26-Ligertwood_Lower Ground_LG02M _ Study Area | NT-NT26-01-LG02M | NT26-01-LG02M-Study Area | North Terrace | NT | NT26 | Ligertwood | 01 | Lower Ground | LG02M | 99951 | Hub and study spaces (ex-VPSR) | 952 | Corporate Services Division Admin | 62.58 | Study Area | 5 | Library, IT and Learning Space Group | 501 | Library and Learning - Reading room | INFORMAL-PRIM-I | Adequate | 11,885.94 | NO
North Terrace_NT26-Ligertwood_Lower Ground_LG02O _ Book Stacks | NT-NT26-01-LG02O | NT26-01-LG02O-Book Stacks | North Terrace | NT | NT26 | Ligertwood | 01 | Lower Ground | LG02O | 99962 | Library stacks and services | 952 | Corporate Services Division Admin | 36.84 | Book Stacks | 5 | Library, IT and Learning Space Group | 504 | Library and Learning - Open stack |  | Adequate | 6,997.09 | NO
North Terrace_NT26-Ligertwood_Lower Ground_LG02P _ Book Stacks | NT-NT26-01-LG02P | NT26-01-LG02P-Book Stacks | North Terrace | NT | NT26 | Ligertwood | 01 | Lower Ground | LG02P | 99962 | Library stacks and services | 952 | Corporate Services Division Admin | 43.77 | Book Stacks | 5 | Library, IT and Learning Space Group | 504 | Library and Learning - Open stack |  | Adequate | 8,313.32 | NO
North Terrace_NT26-Ligertwood_Lower Ground_LG03 _ Stair | NT-NT26-01-LG03 | NT26-01-LG03-Stair | North Terrace | NT | NT26 | Ligertwood | 01 | Lower Ground | LG03 | 99939 | Unusable Spaces | 99939 | Unusable Spaces | 11.05 | Stair | 8 | Non Useable Floor Area Space Group | 805 | Non-usable - Circulation space |  | Unknown | 0.00 | NO
North Terrace_NT26-Ligertwood_Lower Ground_LG04 _ Stair | NT-NT26-01-LG04 | NT26-01-LG04-Stair | North Terrace | NT | NT26 | Ligertwood | 01 | Lower Ground | LG04 | 99939 | Unusable Spaces | 99939 | Unusable Spaces | 2.07 | Stair | 8 | Non Useable Floor Area Space Group | 805 | Non-usable - Circulation space |  | Unknown | 0.00 | NO
North Terrace_NT26-Ligertwood_Lower Ground_LG05 _ Store | NT-NT26-01-LG05 | NT26-01-LG05-Store | North Terrace | NT | NT26 | Ligertwood | 01 | Lower Ground | LG05 | 99962 | Library stacks and services | 952 | Corporate Services Division Admin | 3.02 | Store | 4 | Ancillary Area Space Group | 419 | Ancillary Area - Store Room - Generic |  | Adequate | 450.68 | NO
North Terrace_NT26-Ligertwood_Lower Ground_LG06 _ Switch Room | NT-NT26-01-LG06 | NT26-01-LG06-Switch Room | North Terrace | NT | NT26 | Ligertwood | 01 | Lower Ground | LG06 | 99939 | Unusable Spaces | 99939 | Unusable Spaces | 13.05 | Switch Room | 8 | Non Useable Floor Area Space Group | 815 | Non-usable - Switch room |  | Adequate | 0.00 | NO
North Terrace_NT26-Ligertwood_Lower Ground_LG07 _ Store | NT-NT26-01-LG07 | NT26-01-LG07-Store | North Terrace | NT | NT26 | Ligertwood | 01 | Lower Ground | LG07 | 850 | ITDS Branch Central Costs | 869 | Information Technology and Digital Services | 20.76 | Store | 4 | Ancillary Area Space Group | 419 | Ancillary Area - Store Room - Generic |  | Adequate | 3,098.06 | NO
North Terrace_NT26-Ligertwood_Lower Ground_LG08 _ Store | NT-NT26-01-LG08 | NT26-01-LG08-Store | North Terrace | NT | NT26 | Ligertwood | 01 | Lower Ground | LG08 | 850 | ITDS Branch Central Costs | 869 | Information Technology and Digital Services | 24.86 | Store | 4 | Ancillary Area Space Group | 419 | Ancillary Area - Store Room - Generic |  | Adequate | 3,709.91 | NO
North Terrace_NT26-Ligertwood_Lower Ground_LG12 _ Lobby | NT-NT26-01-LG12 | NT26-01-LG12-Lobby | North Terrace | NT | NT26 | Ligertwood | 01 | Lower Ground | LG12 | 99939 | Unusable Spaces | 99939 | Unusable Spaces | 39.76 | Lobby | 8 | Non Useable Floor Area Space Group | 805 | Non-usable - Circulation space |  | Unknown | 0.00 | NO
North Terrace_NT26-Ligertwood_Lower Ground_LG12A _ Book Stacks | NT-NT26-01-LG12A | NT26-01-LG12A-Book Stacks | North Terrace | NT | NT26 | Ligertwood | 01 | Lower Ground | LG12A | 99962 | Library stacks and services | 952 | Corporate Services Division Admin | 63.64 | Book Stacks | 5 | Library, IT and Learning Space Group | 504 | Library and Learning - Open stack | INFORMAL-PRIM-I | Adequate | 12,087.27 | NO
North Terrace_NT26-Ligertwood_Lower Ground_LG12B _ Book Stacks | NT-NT26-01-LG12B | NT26-01-LG12B-Book Stacks | North Terrace | NT | NT26 | Ligertwood | 01 | Lower Ground | LG12B | 99962 | Library stacks and services | 952 | Corporate Services Division Admin | 89.5 | Book Stacks | 5 | Library, IT and Learning Space Group | 504 | Library and Learning - Open stack | INFORMAL-PRIM-I | Adequate | 16,998.91 | NO
North Terrace_NT26-Ligertwood_Lower Ground_LG12C _ Comms | NT-NT26-01-LG12C | NT26-01-LG12C-Comms | North Terrace | NT | NT26 | Ligertwood | 01 | Lower Ground | LG12C | 850 | ITDS Branch Central Costs | 869 | Information Technology and Digital Services | 2.75 | Comms | 8 | Non Useable Floor Area Space Group | 840 | Non-usable - Service riser |  | Unknown | 0.00 | NO
North Terrace_NT26-Ligertwood_Lower Ground_LG12D _ VSR | NT-NT26-01-LG12D | NT26-01-LG12D-VSR | North Terrace | NT | NT26 | Ligertwood | 01 | Lower Ground | LG12D | 99939 | Unusable Spaces | 99939 | Unusable Spaces | 1.14 | VSR | 8 | Non Useable Floor Area Space Group | 840 | Non-usable - Service riser |  | Unknown | 0.00 | NO
North Terrace_NT26-Ligertwood_Lower Ground_LG13 _ Study | NT-NT26-01-LG13 | NT26-01-LG13-Study | North Terrace | NT | NT26 | Ligertwood | 01 | Lower Ground | LG13 | 99951 | Hub and study spaces (ex-VPSR) | 952 | Corporate Services Division Admin | 28.82 | Study | 5 | Library, IT and Learning Space Group | 517 | Informal Learning | INFORMAL-PRIM-I | Adequate | 5,473.84 | NO
North Terrace_NT26-Ligertwood_Lower Ground_LG13A _ Stair | NT-NT26-01-LG13A | NT26-01-LG13A-Stair | North Terrace | NT | NT26 | Ligertwood | 01 | Lower Ground | LG13A | 99939 | Unusable Spaces | 99939 | Unusable Spaces | 7.74 | Stair | 8 | Non Useable Floor Area Space Group | 805 | Non-usable - Circulation space |  | Unknown | 0.00 | NO
North Terrace_NT26-Ligertwood_Lower Ground_LG14 _ Store | NT-NT26-01-LG14 | NT26-01-LG14-Store | North Terrace | NT | NT26 | Ligertwood | 01 | Lower Ground | LG14 | 99962 | Library stacks and services | 952 | Corporate Services Division Admin | 30.55 | Store | 4 | Ancillary Area Space Group | 419 | Ancillary Area - Store Room - Generic |  | Adequate | 4,559.05 | NO
North Terrace_NT26-Ligertwood_Lower Ground_LG14A _ Study | NT-NT26-01-LG14A | NT26-01-LG14A-Study | North Terrace | NT | NT26 | Ligertwood | 01 | Lower Ground | LG14A | 99951 | Hub and study spaces (ex-VPSR) | 952 | Corporate Services Division Admin | 38.13 | Study | 5 | Library, IT and Learning Space Group | 517 | Informal Learning | INFORMAL-PRIM-I | Adequate | 7,242.11 | NO
North Terrace_NT26-Ligertwood_Lower Ground_LG15 _ Store | NT-NT26-01-LG15 | NT26-01-LG15-Store | North Terrace | NT | NT26 | Ligertwood | 01 | Lower Ground | LG15 | 99962 | Library stacks and services | 952 | Corporate Services Division Admin | 43.16 | Store | 4 | Ancillary Area Space Group | 419 | Ancillary Area - Store Room - Generic |  | Adequate | 6,440.87 | NO
North Terrace_NT26-Ligertwood_Ground Floor_G01 _ Entry | NT-NT26-02-G01 | NT26-02-G01-Entry | North Terrace | NT | NT26 | Ligertwood | 02 | Ground Floor | G01 | 99939 | Unusable Spaces | 99939 | Unusable Spaces | 4.9 | Entry | 8 | Non Useable Floor Area Space Group | 805 | Non-usable - Circulation space |  | Unknown | 0.00 | NO
North Terrace_NT26-Ligertwood_Ground Floor_G02 _ Circ. | NT-NT26-02-G02 | NT26-02-G02-Circ. | North Terrace | NT | NT26 | Ligertwood | 02 | Ground Floor | G02 | 99939 | Unusable Spaces | 99939 | Unusable Spaces | 5.26 | Circ. | 8 | Non Useable Floor Area Space Group | 805 | Non-usable - Circulation space |  | Unknown | 0.00 | NO
North Terrace_NT26-Ligertwood_Ground Floor_G02A _ Cleaners | NT-NT26-02-G02A | NT26-02-G02A-Cleaners | North Terrace | NT | NT26 | Ligertwood | 02 | Ground Floor | G02A | 99939 | Unusable Spaces | 99939 | Unusable Spaces | 1.15 | Cleaners | 8 | Non Useable Floor Area Space Group | 806 | Non-usable - Cleaners room |  | Unknown | 0.00 | NO
North Terrace_NT26-Ligertwood_Ground Floor_G02B _ WC - Staff | NT-NT26-02-G02B | NT26-02-G02B-WC - Staff | North Terrace | NT | NT26 | Ligertwood | 02 | Ground Floor | G02B | 99939 | Unusable Spaces | 99939 | Unusable Spaces | 3.22 | WC - Staff | 8 | Non Useable Floor Area Space Group | 835 | Non-usable - Toilets/Amenities - Other |  | Unknown | 0.00 | NO
North Terrace_NT26-Ligertwood_Ground Floor_G03 _ Foyer | NT-NT26-02-G03 | NT26-02-G03-Foyer | North Terrace | NT | NT26 | Ligertwood | 02 | Ground Floor | G03 | 99939 | Unusable Spaces | 99939 | Unusable Spaces | 39.62 | Foyer | 8 | Non Useable Floor Area Space Group | 805 | Non-usable - Circulation space |  | Unknown | 0.00 | NO
North Terrace_NT26-Ligertwood_Ground Floor_G03A _ VSR | NT-NT26-02-G03A | NT26-02-G03A-VSR | North Terrace | NT | NT26 | Ligertwood | 02 | Ground Floor | G03A | 99939 | Unusable Spaces | 99939 | Unusable Spaces | 1.11 | VSR | 8 | Non Useable Floor Area Space Group | 840 | Non-usable - Service riser |  | Unknown | 0.00 | NO
North Terrace_NT26-Ligertwood_Ground Floor_G03B _ VSR | NT-NT26-02-G03B | NT26-02-G03B-VSR | North Terrace | NT | NT26 | Ligertwood | 02 | Ground Floor | G03B | 99939 | Unusable Spaces | 99939 | Unusable Spaces | 0.97 | VSR | 8 | Non Useable Floor Area Space Group | 840 | Non-usable - Service riser |  | Unknown | 0.00 | NO
North Terrace_NT26-Ligertwood_Ground Floor_G03C _ Plantroom | NT-NT26-02-G03C | NT26-02-G03C-Plantroom | North Terrace | NT | NT26 | Ligertwood | 02 | Ground Floor | G03C | 99939 | Unusable Spaces | 99939 | Unusable Spaces | 19.03 | Plantroom | 8 | Non Useable Floor Area Space Group | 811 | Non-usable - Plant room other |  | Unknown | 0.00 | NO
North Terrace_NT26-Ligertwood_Ground Floor_G03G _ Catalogues | NT-NT26-02-G03G | NT26-02-G03G-Catalogues | North Terrace | NT | NT26 | Ligertwood | 02 | Ground Floor | G03G | 733 | University Library | 733 | University Library | 2.69 | Catalogues | 5 | Library, IT and Learning Space Group | 509 | Library and Learning - Department reference library |  | Adequate | 510.92 | NO
North Terrace_NT26-Ligertwood_Ground Floor_G04 _ Reserve Collection | NT-NT26-02-G04 | NT26-02-G04-Reserve Collection | North Terrace | NT | NT26 | Ligertwood | 02 | Ground Floor | G04 | 99962 | Library stacks and services | 952 | Corporate Services Division Admin | 18.99 | Reserve Collection | 5 | Library, IT and Learning Space Group | 505 | Library and Learning - Closed stack - reserve collection |  | Adequate | 3,606.81 | NO
North Terrace_NT26-Ligertwood_Ground Floor_G04A _ Service Desks | NT-NT26-02-G04A | NT26-02-G04A-Service Desks | North Terrace | NT | NT26 | Ligertwood | 02 | Ground Floor | G04A | 99962 | Library stacks and services | 952 | Corporate Services Division Admin | 16.94 | Service Desks | 1 | Office Space Group | 118 | Open Plan - Reception Area |  | Adequate | 2,872.72 | NO
North Terrace_NT26-Ligertwood_Ground Floor_G04C _ VSR | NT-NT26-02-G04C | NT26-02-G04C-VSR | North Terrace | NT | NT26 | Ligertwood | 02 | Ground Floor | G04C | 99939 | Unusable Spaces | 99939 | Unusable Spaces | 0.39 | VSR | 8 | Non Useable Floor Area Space Group | 840 | Non-usable - Service riser |  | Unknown | 0.00 | NO
North Terrace_NT26-Ligertwood_Ground Floor_G05 _ Office - Assist Librarian | NT-NT26-02-G05 | NT26-02-G05-Office - Assist Librarian | North Terrace | NT | NT26 | Ligertwood | 02 | Ground Floor | G05 | 733 | University Library | 733 | University Library | 7.72 | Office - Assist Librarian | 1 | Office Space Group | 101 | Office - Academic Staff |  | Adequate | 1,309.17 | NO
North Terrace_NT26-Ligertwood_Ground Floor_G06 _ Office - Librarian | NT-NT26-02-G06 | NT26-02-G06-Office - Librarian | North Terrace | NT | NT26 | Ligertwood | 02 | Ground Floor | G06 | 733 | University Library | 733 | University Library | 14.57 | Office - Librarian | 1 | Office Space Group | 101 | Office - Academic Staff |  | Adequate | 2,470.81 | NO
North Terrace_NT26-Ligertwood_Ground Floor_G07 _ Support Space - Print Area | NT-NT26-02-G07 | NT26-02-G07-Support Space - Print Area | North Terrace | NT | NT26 | Ligertwood | 02 | Ground Floor | G07 | 733 | University Library | 733 | University Library | 17.98 | Support Space - Print Area | 6 | General Facility Space Group | 603 | General Facility - Resource room |  | Adequate | 3,414.98 | NO
North Terrace_NT26-Ligertwood_Ground Floor_G07D _ VSR | NT-NT26-02-G07D | NT26-02-G07D-VSR | North Terrace | NT | NT26 | Ligertwood | 02 | Ground Floor | G07D | 99939 | Unusable Spaces | 99939 | Unusable Spaces | 0.41 | VSR | 8 | Non Useable Floor Area Space Group | 840 | Non-usable - Service riser |  | Unknown | 0.00 | NO
North Terrace_NT26-Ligertwood_Ground Floor_G08 _ Corr. | NT-NT26-02-G08 | NT26-02-G08-Corr. | North Terrace | NT | NT26 | Ligertwood | 02 | Ground Floor | G08 | 99939 | Unusable Spaces | 99939 | Unusable Spaces | 70.33 | Corr. | 8 | Non Useable Floor Area Space Group | 805 | Non-usable - Circulation space |  | Unknown | 0.00 | NO
North Terrace_NT26-Ligertwood_Ground Floor_G08B _ Book Stacks - International Law | NT-NT26-02-G08B | NT26-02-G08B-Book Stacks - International Law | North Terrace | NT | NT26 | Ligertwood | 02 | Ground Floor | G08B | 99962 | Library stacks and services | 952 | Corporate Services Division Admin | 113.97 | Book Stacks - International Law | 5 | Library, IT and Learning Space Group | 504 | Library and Learning - Open stack | INFORMAL-PRIM-I | Adequate | 21,646.55 | NO
North Terrace_NT26-Ligertwood_Ground Floor_G08C _ Study Area | NT-NT26-02-G08C | NT26-02-G08C-Study Area | North Terrace | NT | NT26 | Ligertwood | 02 | Ground Floor | G08C | 99951 | Hub and study spaces (ex-VPSR) | 952 | Corporate Services Division Admin | 96.67 | Study Area | 5 | Library, IT and Learning Space Group | 501 | Library and Learning - Reading room | INFORMAL-PRIM-I | Adequate | 18,360.73 | NO
North Terrace_NT26-Ligertwood_Ground Floor_G08E _ Book Stacks | NT-NT26-02-G08E | NT26-02-G08E-Book Stacks | North Terrace | NT | NT26 | Ligertwood | 02 | Ground Floor | G08E | 99962 | Library stacks and services | 952 | Corporate Services Division Admin | 35.94 | Book Stacks | 5 | Library, IT and Learning Space Group | 504 | Library and Learning - Open stack | INFORMAL-PRIM-I | Adequate | 6,826.16 | NO
North Terrace_NT26-Ligertwood_Ground Floor_G09 _ Workshop | NT-NT26-02-G09 | NT26-02-G09-Workshop | North Terrace | NT | NT26 | Ligertwood | 02 | Ground Floor | G09 | 733 | University Library | 733 | University Library | 45.06 | Workshop | 4 | Ancillary Area Space Group | 403 | Ancillary Area - Workshop |  | Adequate | 6,724.41 | NO
North Terrace_NT26-Ligertwood_Ground Floor_G10 _ Corr. | NT-NT26-02-G10 | NT26-02-G10-Corr. | North Terrace | NT | NT26 | Ligertwood | 02 | Ground Floor | G10 | 99939 | Unusable Spaces | 99939 | Unusable Spaces | 7.19 | Corr. | 8 | Non Useable Floor Area Space Group | 805 | Non-usable - Circulation space |  | Unknown | 0.00 | NO
North Terrace_NT26-Ligertwood_Ground Floor_G10A _ Study | NT-NT26-02-G10A | NT26-02-G10A-Study | North Terrace | NT | NT26 | Ligertwood | 02 | Ground Floor | G10A | 99951 | Hub and study spaces (ex-VPSR) | 952 | Corporate Services Division Admin | 4.72 | Study | 5 | Library, IT and Learning Space Group | 501 | Library and Learning - Reading room | INFORMAL-PRIM-I | Adequate | 896.48 | NO
North Terrace_NT26-Ligertwood_Ground Floor_G10B _ Study | NT-NT26-02-G10B | NT26-02-G10B-Study | North Terrace | NT | NT26 | Ligertwood | 02 | Ground Floor | G10B | 99951 | Hub and study spaces (ex-VPSR) | 952 | Corporate Services Division Admin | 5.38 | Study | 5 | Library, IT and Learning Space Group | 501 | Library and Learning - Reading room | INFORMAL-PRIM-I | Adequate | 1,021.83 | NO
North Terrace_NT26-Ligertwood_Ground Floor_G10C _ Study | NT-NT26-02-G10C | NT26-02-G10C-Study | North Terrace | NT | NT26 | Ligertwood | 02 | Ground Floor | G10C | 99951 | Hub and study spaces (ex-VPSR) | 952 | Corporate Services Division Admin | 5.31 | Study | 5 | Library, IT and Learning Space Group | 501 | Library and Learning - Reading room | INFORMAL-PRIM-I | Adequate | 1,008.54 | NO
North Terrace_NT26-Ligertwood_Ground Floor_G10D _ Study | NT-NT26-02-G10D | NT26-02-G10D-Study | North Terrace | NT | NT26 | Ligertwood | 02 | Ground Floor | G10D | 99951 | Hub and study spaces (ex-VPSR) | 952 | Corporate Services Division Admin | 5.87 | Study | 5 | Library, IT and Learning Space Group | 501 | Library and Learning - Reading room | INFORMAL-PRIM-I | Adequate | 1,114.90 | NO
North Terrace_NT26-Ligertwood_Ground Floor_G10E _ Study | NT-NT26-02-G10E | NT26-02-G10E-Study | North Terrace | NT | NT26 | Ligertwood | 02 | Ground Floor | G10E | 99951 | Hub and study spaces (ex-VPSR) | 952 | Corporate Services Division Admin | 6.43 | Study | 5 | Library, IT and Learning Space Group | 501 | Library and Learning - Reading room | INFORMAL-PRIM-I | Adequate | 1,221.26 | NO
North Terrace_NT26-Ligertwood_Ground Floor_G10F _ Study | NT-NT26-02-G10F | NT26-02-G10F-Study | North Terrace | NT | NT26 | Ligertwood | 02 | Ground Floor | G10F | 99951 | Hub and study spaces (ex-VPSR) | 952 | Corporate Services Division Admin | 5.64 | Study | 5 | Library, IT and Learning Space Group | 501 | Library and Learning - Reading room | INFORMAL-PRIM-I | Adequate | 1,071.22 | NO
North Terrace_NT26-Ligertwood_Ground Floor_G11 _ Stair | NT-NT26-02-G11 | NT26-02-G11-Stair | North Terrace | NT | NT26 | Ligertwood | 02 | Ground Floor | G11 | 99939 | Unusable Spaces | 99939 | Unusable Spaces | 11.24 | Stair | 8 | Non Useable Floor Area Space Group | 805 | Non-usable - Circulation space |  | Unknown | 0.00 | NO
North Terrace_NT26-Ligertwood_Ground Floor_G11D _ VSR | NT-NT26-02-G11D | NT26-02-G11D-VSR | North Terrace | NT | NT26 | Ligertwood | 02 | Ground Floor | G11D | 99939 | Unusable Spaces | 99939 | Unusable Spaces | 0.23 | VSR | 8 | Non Useable Floor Area Space Group | 840 | Non-usable - Service riser |  | Unknown | 0.00 | NO
North Terrace_NT26-Ligertwood_Ground Floor_G12 _ Corr. | NT-NT26-02-G12 | NT26-02-G12-Corr. | North Terrace | NT | NT26 | Ligertwood | 02 | Ground Floor | G12 | 99939 | Unusable Spaces | 99939 | Unusable Spaces | 7.19 | Corr. | 8 | Non Useable Floor Area Space Group | 805 | Non-usable - Circulation space |  | Unknown | 0.00 | NO
North Terrace_NT26-Ligertwood_Ground Floor_G12A _ Study | NT-NT26-02-G12A | NT26-02-G12A-Study | North Terrace | NT | NT26 | Ligertwood | 02 | Ground Floor | G12A | 99951 | Hub and study spaces (ex-VPSR) | 952 | Corporate Services Division Admin | 5.75 | Study | 5 | Library, IT and Learning Space Group | 501 | Library and Learning - Reading room | INFORMAL-PRIM-I | Adequate | 1,092.11 | NO
North Terrace_NT26-Ligertwood_Ground Floor_G12B _ Study | NT-NT26-02-G12B | NT26-02-G12B-Study | North Terrace | NT | NT26 | Ligertwood | 02 | Ground Floor | G12B | 99951 | Hub and study spaces (ex-VPSR) | 952 | Corporate Services Division Admin | 6.55 | Study | 5 | Library, IT and Learning Space Group | 501 | Library and Learning - Reading room | INFORMAL-PRIM-I | Adequate | 1,244.05 | NO
North Terrace_NT26-Ligertwood_Ground Floor_G12C _ Study | NT-NT26-02-G12C | NT26-02-G12C-Study | North Terrace | NT | NT26 | Ligertwood | 02 | Ground Floor | G12C | 99951 | Hub and study spaces (ex-VPSR) | 952 | Corporate Services Division Admin | 5.99 | Study | 5 | Library, IT and Learning Space Group | 501 | Library and Learning - Reading room | INFORMAL-PRIM-I | Adequate | 1,137.69 | NO
North Terrace_NT26-Ligertwood_Ground Floor_G12D _ Study | NT-NT26-02-G12D | NT26-02-G12D-Study | North Terrace | NT | NT26 | Ligertwood | 02 | Ground Floor | G12D | 99951 | Hub and study spaces (ex-VPSR) | 952 | Corporate Services Division Admin | 5.19 | Study | 5 | Library, IT and Learning Space Group | 501 | Library and Learning - Reading room | INFORMAL-PRIM-I | Adequate | 985.75 | NO
North Terrace_NT26-Ligertwood_Ground Floor_G12E _ Study | NT-NT26-02-G12E | NT26-02-G12E-Study | North Terrace | NT | NT26 | Ligertwood | 02 | Ground Floor | G12E | 99951 | Hub and study spaces (ex-VPSR) | 952 | Corporate Services Division Admin | 5.26 | Study | 5 | Library, IT and Learning Space Group | 501 | Library and Learning - Reading room | INFORMAL-PRIM-I | Adequate | 999.04 | NO
North Terrace_NT26-Ligertwood_Ground Floor_G12F _ Study | NT-NT26-02-G12F | NT26-02-G12F-Study | North Terrace | NT | NT26 | Ligertwood | 02 | Ground Floor | G12F | 99951 | Hub and study spaces (ex-VPSR) | 952 | Corporate Services Division Admin | 4.62 | Study | 5 | Library, IT and Learning Space Group | 501 | Library and Learning - Reading room | INFORMAL-PRIM-I | Adequate | 877.49 | NO
North Terrace_NT26-Ligertwood_Ground Floor_G13 _ Stair | NT-NT26-02-G13 | NT26-02-G13-Stair | North Terrace | NT | NT26 | Ligertwood | 02 | Ground Floor | G13 | 99939 | Unusable Spaces | 99939 | Unusable Spaces | 9.23 | Stair | 8 | Non Useable Floor Area Space Group | 805 | Non-usable - Circulation space |  | Unknown | 0.00 | NO
North Terrace_NT26-Ligertwood_Ground Floor_G14 _ Copying & Display Area | NT-NT26-02-G14 | NT26-02-G14-Copying & Display Area | North Terrace | NT | NT26 | Ligertwood | 02 | Ground Floor | G14 | 99962 | Library stacks and services | 952 | Corporate Services Division Admin | 46.5 | Copying & Display Area | 6 | General Facility Space Group | 603 | General Facility - Resource room | INFORMAL-PRIM-I | Adequate | 8,831.84 | NO
North Terrace_NT26-Ligertwood_Ground Floor_G15 _ Reading / Computer Room | NT-NT26-02-G15 | NT26-02-G15-Reading / Computer Room | North Terrace | NT | NT26 | Ligertwood | 02 | Ground Floor | G15 | 99951 | Hub and study spaces (ex-VPSR) | 952 | Corporate Services Division Admin | 155.87 | Reading / Computer Room | 5 | Library, IT and Learning Space Group | 517 | Informal Learning | INFORMAL-PRIM-C | Adequate | 29,604.70 | NO
North Terrace_NT26-Ligertwood_Ground Floor_G15B _ Ramp | NT-NT26-02-G15B | NT26-02-G15B-Ramp | North Terrace | NT | NT26 | Ligertwood | 02 | Ground Floor | G15B | 99939 | Unusable Spaces | 99939 | Unusable Spaces | 8.18 | Ramp | 8 | Non Useable Floor Area Space Group | 805 | Non-usable - Circulation space |  | Unknown | 0.00 | NO
North Terrace_NT26-Ligertwood_Ground Floor_G15D _ Stair | NT-NT26-02-G15D | NT26-02-G15D-Stair | North Terrace | NT | NT26 | Ligertwood | 02 | Ground Floor | G15D | 99939 | Unusable Spaces | 99939 | Unusable Spaces | 6.14 | Stair | 8 | Non Useable Floor Area Space Group | 805 | Non-usable - Circulation space |  | Unknown | 0.00 | NO
North Terrace_NT26-Ligertwood_Ground Floor_G16 _ Circ. | NT-NT26-02-G16 | NT26-02-G16-Circ. | North Terrace | NT | NT26 | Ligertwood | 02 | Ground Floor | G16 | 99939 | Unusable Spaces | 99939 | Unusable Spaces | 13.67 | Circ. | 8 | Non Useable Floor Area Space Group | 805 | Non-usable - Circulation space |  | Unknown | 0.00 | NO
North Terrace_NT26-Ligertwood_Ground Floor_G18 _ Stair | NT-NT26-02-G18 | NT26-02-G18-Stair | North Terrace | NT | NT26 | Ligertwood | 02 | Ground Floor | G18 | 99939 | Unusable Spaces | 99939 | Unusable Spaces | 6.67 | Stair | 8 | Non Useable Floor Area Space Group | 805 | Non-usable - Circulation space |  | Unknown | 0.00 | NO
North Terrace_NT26-Ligertwood_Ground Floor_G18A _ Entrance | NT-NT26-02-G18A | NT26-02-G18A-Entrance | North Terrace | NT | NT26 | Ligertwood | 02 | Ground Floor | G18A | 99939 | Unusable Spaces | 99939 | Unusable Spaces | 7.81 | Entrance | 8 | Non Useable Floor Area Space Group | 805 | Non-usable - Circulation space |  | Unknown | 0.00 | NO
North Terrace_NT26-Ligertwood_Ground Floor_G19 _ A/L | NT-NT26-02-G19 | NT26-02-G19-A/L | North Terrace | NT | NT26 | Ligertwood | 02 | Ground Floor | G19 | 99939 | Unusable Spaces | 99939 | Unusable Spaces | 1.98 | A/L | 8 | Non Useable Floor Area Space Group | 822 | Non-usable - Toilets/Amenities - Unisex |  | Unknown | 0.00 | NO
North Terrace_NT26-Ligertwood_Ground Floor_G19A _ WC - M | NT-NT26-02-G19A | NT26-02-G19A-WC - M | North Terrace | NT | NT26 | Ligertwood | 02 | Ground Floor | G19A | 99939 | Unusable Spaces | 99939 | Unusable Spaces | 17.88 | WC - M | 8 | Non Useable Floor Area Space Group | 821 | Non-usable - Toilets/Amenities - Male |  | Unknown | 0.00 | NO
North Terrace_NT26-Ligertwood_First Floor_100 _ Reception | NT-NT26-03-100 | NT26-03-100-Reception | North Terrace | NT | NT26 | Ligertwood | 03 | First Floor | 100 | 535 | Adelaide Law School | 535 | Adelaide Law School | 6.03 | Reception | 1 | Office Space Group | 118 | Open Plan - Reception Area |  | Excellent | 1,503.19 | NO
North Terrace_NT26-Ligertwood_First Floor_100A _ Foyer | NT-NT26-03-100A | NT26-03-100A-Foyer | North Terrace | NT | NT26 | Ligertwood | 03 | First Floor | 100A | 99939 | Unusable Spaces | 99939 | Unusable Spaces | 61.27 | Foyer | 8 | Non Useable Floor Area Space Group | 805 | Non-usable - Circulation space | INFORMAL-PRIM-S | Excellent | 0.00 | NO
North Terrace_NT26-Ligertwood_First Floor_100B _ VSR | NT-NT26-03-100B | NT26-03-100B-VSR | North Terrace | NT | NT26 | Ligertwood | 03 | First Floor | 100B | 99939 | Unusable Spaces | 99939 | Unusable Spaces | 0.65 | VSR | 8 | Non Useable Floor Area Space Group | 840 | Non-usable - Service riser |  | Unknown | 0.00 | NO
North Terrace_NT26-Ligertwood_First Floor_100C _ FHR | NT-NT26-03-100C | NT26-03-100C-FHR | North Terrace | NT | NT26 | Ligertwood | 03 | First Floor | 100C | 99939 | Unusable Spaces | 99939 | Unusable Spaces | 0.69 | FHR | 8 | Non Useable Floor Area Space Group | 840 | Non-usable - Service riser |  | Unknown | 0.00 | NO
North Terrace_NT26-Ligertwood_First Floor_101 _ Student Breakout | NT-NT26-03-101 | NT26-03-101-Student Breakout | North Terrace | NT | NT26 | Ligertwood | 03 | First Floor | 101 | 99950 | Hub and study spaces (ex-DVCA) | 952 | Corporate Services Division Admin | 40.98 | Student Breakout | 5 | Library, IT and Learning Space Group | 517 | Informal Learning | INFORMAL-PRIM-S | Excellent | 11,441.62 | NO
North Terrace_NT26-Ligertwood_First Floor_101A _ Lobby | NT-NT26-03-101A | NT26-03-101A-Lobby | North Terrace | NT | NT26 | Ligertwood | 03 | First Floor | 101A | 99939 | Unusable Spaces | 99939 | Unusable Spaces | 21.76 | Lobby | 8 | Non Useable Floor Area Space Group | 805 | Non-usable - Circulation space |  | Unknown | 0.00 | NO
North Terrace_NT26-Ligertwood_First Floor_102 _ Stair | NT-NT26-03-102 | NT26-03-102-Stair | North Terrace | NT | NT26 | Ligertwood | 03 | First Floor | 102 | 99939 | Unusable Spaces | 99939 | Unusable Spaces | 14.18 | Stair | 8 | Non Useable Floor Area Space Group | 805 | Non-usable - Circulation space |  | Unknown | 0.00 | NO
North Terrace_NT26-Ligertwood_First Floor_103 _ A/L - F | NT-NT26-03-103 | NT26-03-103-A/L - F | North Terrace | NT | NT26 | Ligertwood | 03 | First Floor | 103 | 99939 | Unusable Spaces | 99939 | Unusable Spaces | 2.4 | A/L - F | 8 | Non Useable Floor Area Space Group | 820 | Non-usable - Toilets/Amenities - Female |  | Unknown | 0.00 | NO
North Terrace_NT26-Ligertwood_First Floor_103A _ WC - F | NT-NT26-03-103A | NT26-03-103A-WC - F | North Terrace | NT | NT26 | Ligertwood | 03 | First Floor | 103A | 99939 | Unusable Spaces | 99939 | Unusable Spaces | 28.35 | WC - F | 8 | Non Useable Floor Area Space Group | 820 | Non-usable - Toilets/Amenities - Female |  | Unknown | 0.00 | NO
North Terrace_NT26-Ligertwood_First Floor_104A _ Corr. | NT-NT26-03-104A | NT26-03-104A-Corr. | North Terrace | NT | NT26 | Ligertwood | 03 | First Floor | 104A | 99939 | Unusable Spaces | 99939 | Unusable Spaces | 57.36 | Corr. | 8 | Non Useable Floor Area Space Group | 805 | Non-usable - Circulation space |  | Excellent | 0.00 | NO
North Terrace_NT26-Ligertwood_First Floor_104B _ Waiting | NT-NT26-03-104B | NT26-03-104B-Waiting | North Terrace | NT | NT26 | Ligertwood | 03 | First Floor | 104B | 535 | Adelaide Law School | 535 | Adelaide Law School | 13.03 | Waiting | 6 | General Facility Space Group | 623 | General Facility - Waiting Area/Foyer/Reception Area |  | Adequate | 2,474.81 | NO
North Terrace_NT26-Ligertwood_First Floor_104C _ Seating / Wait | NT-NT26-03-104C | NT26-03-104C-Seating / Wait | North Terrace | NT | NT26 | Ligertwood | 03 | First Floor | 104C | 535 | Adelaide Law School | 535 | Adelaide Law School | 5.8 | Seating / Wait | 5 | Library, IT and Learning Space Group | 517 | Informal Learning | INFORMAL-PRIM-S | Excellent | 1,619.36 | NO
North Terrace_NT26-Ligertwood_First Floor_104E _ VSR - Comms | NT-NT26-03-104E | NT26-03-104E-VSR - Comms | North Terrace | NT | NT26 | Ligertwood | 03 | First Floor | 104E | 850 | ITDS Branch Central Costs | 869 | Information Technology and Digital Services | 0.34 | VSR - Comms | 8 | Non Useable Floor Area Space Group | 812 | Non-usable - Comms/network system/Telephone/PABX |  | Adequate | 0.00 | NO
North Terrace_NT26-Ligertwood_First Floor_104F _ Electrical cupbd | NT-NT26-03-104F | NT26-03-104F-Electrical cupbd | North Terrace | NT | NT26 | Ligertwood | 03 | First Floor | 104F | 99939 | Unusable Spaces | 99939 | Unusable Spaces | 0.37 | Electrical cupbd | 8 | Non Useable Floor Area Space Group | 840 | Non-usable - Service riser |  | Unknown | 0.00 | NO
North Terrace_NT26-Ligertwood_First Floor_104M _ VSR | NT-NT26-03-104M | NT26-03-104M-VSR | North Terrace | NT | NT26 | Ligertwood | 03 | First Floor | 104M | 99939 | Unusable Spaces | 99939 | Unusable Spaces | 0.47 | VSR | 8 | Non Useable Floor Area Space Group | 840 | Non-usable - Service riser |  | Unknown | 0.00 | NO
North Terrace_NT26-Ligertwood_First Floor_105 _ Workstation | NT-NT26-03-105 | NT26-03-105-Workstation | North Terrace | NT | NT26 | Ligertwood | 03 | First Floor | 105 | 535 | Adelaide Law School | 535 | Adelaide Law School | 9.08 | Workstation | 1 | Office Space Group | 116 | Open Plan - Professional/General Staff |  | Excellent | 2,263.51 | NO
North Terrace_NT26-Ligertwood_First Floor_105A _ Workstation | NT-NT26-03-105A | NT26-03-105A-Workstation | North Terrace | NT | NT26 | Ligertwood | 03 | First Floor | 105A | 535 | Adelaide Law School | 535 | Adelaide Law School | 7.4 | Workstation | 1 | Office Space Group | 116 | Open Plan - Professional/General Staff |  | Excellent | 1,844.71 | NO
North Terrace_NT26-Ligertwood_First Floor_105B _ Store | NT-NT26-03-105B | NT26-03-105B-Store | North Terrace | NT | NT26 | Ligertwood | 03 | First Floor | 105B | 535 | Adelaide Law School | 535 | Adelaide Law School | 1.25 | Store | 4 | Ancillary Area Space Group | 419 | Ancillary Area - Store Room - Generic |  | Excellent | 274.21 | NO
North Terrace_NT26-Ligertwood_First Floor_106 _ Workstation | NT-NT26-03-106 | NT26-03-106-Workstation | North Terrace | NT | NT26 | Ligertwood | 03 | First Floor | 106 | 535 | Adelaide Law School | 535 | Adelaide Law School | 7.43 | Workstation | 1 | Office Space Group | 116 | Open Plan - Professional/General Staff |  | Excellent | 1,852.19 | NO
North Terrace_NT26-Ligertwood_First Floor_106A _ Workstation | NT-NT26-03-106A | NT26-03-106A-Workstation | North Terrace | NT | NT26 | Ligertwood | 03 | First Floor | 106A | 535 | Adelaide Law School | 535 | Adelaide Law School | 4.82 | Workstation | 1 | Office Space Group | 116 | Open Plan - Professional/General Staff |  | Excellent | 1,201.56 | NO
North Terrace_NT26-Ligertwood_First Floor_106B _ Workstation | NT-NT26-03-106B | NT26-03-106B-Workstation | North Terrace | NT | NT26 | Ligertwood | 03 | First Floor | 106B | 535 | Adelaide Law School | 535 | Adelaide Law School | 4.22 | Workstation | 1 | Office Space Group | 116 | Open Plan - Professional/General Staff |  | Excellent | 1,051.99 | NO
North Terrace_NT26-Ligertwood_First Floor_107 _ Circ. | NT-NT26-03-107 | NT26-03-107-Circ. | North Terrace | NT | NT26 | Ligertwood | 03 | First Floor | 107 | 99939 | Unusable Spaces | 99939 | Unusable Spaces | 7.06 | Circ. | 8 | Non Useable Floor Area Space Group | 805 | Non-usable - Circulation space |  | Excellent | 0.00 | NO
North Terrace_NT26-Ligertwood_First Floor_107A _ Workstation | NT-NT26-03-107A | NT26-03-107A-Workstation | North Terrace | NT | NT26 | Ligertwood | 03 | First Floor | 107A | 535 | Adelaide Law School | 535 | Adelaide Law School | 4.18 | Workstation | 1 | Office Space Group | 116 | Open Plan - Professional/General Staff |  | Excellent | 1,042.01 | NO
North Terrace_NT26-Ligertwood_First Floor_107B _ Workstation | NT-NT26-03-107B | NT26-03-107B-Workstation | North Terrace | NT | NT26 | Ligertwood | 03 | First Floor | 107B | 535 | Adelaide Law School | 535 | Adelaide Law School | 4.78 | Workstation | 1 | Office Space Group | 116 | Open Plan - Professional/General Staff |  | Excellent | 1,191.59 | NO
North Terrace_NT26-Ligertwood_First Floor_107C _ Workstation | NT-NT26-03-107C | NT26-03-107C-Workstation | North Terrace | NT | NT26 | Ligertwood | 03 | First Floor | 107C | 535 | Adelaide Law School | 535 | Adelaide Law School | 4.2 | Workstation | 1 | Office Space Group | 116 | Open Plan - Professional/General Staff |  | Excellent | 1,047.00 | NO
North Terrace_NT26-Ligertwood_First Floor_107D _ Workstation | NT-NT26-03-107D | NT26-03-107D-Workstation | North Terrace | NT | NT26 | Ligertwood | 03 | First Floor | 107D | 535 | Adelaide Law School | 535 | Adelaide Law School | 4.2 | Workstation | 1 | Office Space Group | 116 | Open Plan - Professional/General Staff |  | Excellent | 1,047.00 | NO
North Terrace_NT26-Ligertwood_First Floor_107E _ Workstation | NT-NT26-03-107E | NT26-03-107E-Workstation | North Terrace | NT | NT26 | Ligertwood | 03 | First Floor | 107E | 535 | Adelaide Law School | 535 | Adelaide Law School | 4.54 | Workstation | 1 | Office Space Group | 116 | Open Plan - Professional/General Staff |  | Excellent | 1,131.76 | NO
North Terrace_NT26-Ligertwood_First Floor_107F _ Workstation | NT-NT26-03-107F | NT26-03-107F-Workstation | North Terrace | NT | NT26 | Ligertwood | 03 | First Floor | 107F | 535 | Adelaide Law School | 535 | Adelaide Law School | 4.42 | Workstation | 1 | Office Space Group | 116 | Open Plan - Professional/General Staff |  | Excellent | 1,101.84 | NO
North Terrace_NT26-Ligertwood_First Floor_107G _ Store | NT-NT26-03-107G | NT26-03-107G-Store | North Terrace | NT | NT26 | Ligertwood | 03 | First Floor | 107G | 535 | Adelaide Law School | 535 | Adelaide Law School | 1.25 | Store | 4 | Ancillary Area Space Group | 419 | Ancillary Area - Store Room - Generic |  | Excellent | 274.21 | NO
North Terrace_NT26-Ligertwood_First Floor_107H _ Store | NT-NT26-03-107H | NT26-03-107H-Store | North Terrace | NT | NT26 | Ligertwood | 03 | First Floor | 107H | 535 | Adelaide Law School | 535 | Adelaide Law School | 1.25 | Store | 4 | Ancillary Area Space Group | 419 | Ancillary Area - Store Room - Generic |  | Excellent | 274.21 | NO
North Terrace_NT26-Ligertwood_First Floor_108 _ Interview Room 1 | NT-NT26-03-108 | NT26-03-108-Interview Room 1 | North Terrace | NT | NT26 | Ligertwood | 03 | First Floor | 108 | 535 | Adelaide Law School | 535 | Adelaide Law School | 12.59 | Interview Room 1 | 6 | General Facility Space Group | 601 | General Facility - Committee/Conference/Meeting room |  | Excellent | 3,515.13 | NO
North Terrace_NT26-Ligertwood_First Floor_109 _ Interview Room 2 | NT-NT26-03-109 | NT26-03-109-Interview Room 2 | North Terrace | NT | NT26 | Ligertwood | 03 | First Floor | 109 | 535 | Adelaide Law School | 535 | Adelaide Law School | 12.59 | Interview Room 2 | 6 | General Facility Space Group | 601 | General Facility - Committee/Conference/Meeting room |  | Excellent | 3,515.13 | NO
North Terrace_NT26-Ligertwood_First Floor_110 _ Workstation | NT-NT26-03-110 | NT26-03-110-Workstation | North Terrace | NT | NT26 | Ligertwood | 03 | First Floor | 110 | 535 | Adelaide Law School | 535 | Adelaide Law School | 8.21 | Workstation | 1 | Office Space Group | 116 | Open Plan - Professional/General Staff |  | Excellent | 2,046.64 | NO
North Terrace_NT26-Ligertwood_First Floor_110A _ Workstation | NT-NT26-03-110A | NT26-03-110A-Workstation | North Terrace | NT | NT26 | Ligertwood | 03 | First Floor | 110A | 535 | Adelaide Law School | 535 | Adelaide Law School | 9.4 | Workstation | 1 | Office Space Group | 116 | Open Plan - Professional/General Staff |  | Excellent | 2,343.29 | NO
North Terrace_NT26-Ligertwood_First Floor_111 _ Seminar 1 | NT-NT26-03-111 | NT26-03-111-Seminar 1 | North Terrace | NT | NT26 | Ligertwood | 03 | First Floor | 111 | 99998 | Central Common Teaching Areas (In Use) | 952 | Corporate Services Division Admin | 55.32 | Seminar 1 | 2 | Teaching Space Group | 206 | Lecture/Seminar/Tutorial/Class Room (<30) Flat Floor |  | Excellent | 16,824.39 | NO
North Terrace_NT26-Ligertwood_First Floor_112 _ Seminar 2 | NT-NT26-03-112 | NT26-03-112-Seminar 2 | North Terrace | NT | NT26 | Ligertwood | 03 | First Floor | 112 | 99998 | Central Common Teaching Areas (In Use) | 952 | Corporate Services Division Admin | 48.19 | Seminar 2 | 2 | Teaching Space Group | 206 | Lecture/Seminar/Tutorial/Class Room (<30) Flat Floor |  | Excellent | 14,655.96 | NO
North Terrace_NT26-Ligertwood_First Floor_113 _ Seminar 3 | NT-NT26-03-113 | NT26-03-113-Seminar 3 | North Terrace | NT | NT26 | Ligertwood | 03 | First Floor | 113 | 99998 | Central Common Teaching Areas (In Use) | 952 | Corporate Services Division Admin | 85.57 | Seminar 3 | 2 | Teaching Space Group | 205 | Lecture/Seminar/Tutorial/Class Room (31 to 69) Flat Floor |  | Excellent | 26,024.29 | NO
North Terrace_NT26-Ligertwood_First Floor_114 _ Stair | NT-NT26-03-114 | NT26-03-114-Stair | North Terrace | NT | NT26 | Ligertwood | 03 | First Floor | 114 | 99939 | Unusable Spaces | 99939 | Unusable Spaces | 11.24 | Stair | 8 | Non Useable Floor Area Space Group | 805 | Non-usable - Circulation space |  | Unknown | 0.00 | NO
North Terrace_NT26-Ligertwood_First Floor_115 _ Staff Room | NT-NT26-03-115 | NT26-03-115-Staff Room | North Terrace | NT | NT26 | Ligertwood | 03 | First Floor | 115 | 535 | Adelaide Law School | 535 | Adelaide Law School | 34.03 | Staff Room | 6 | General Facility Space Group | 605 | General Facility - Common Room Staff access |  | Excellent | 9,501.18 | NO
North Terrace_NT26-Ligertwood_First Floor_116 _ Circ. | NT-NT26-03-116 | NT26-03-116-Circ. | North Terrace | NT | NT26 | Ligertwood | 03 | First Floor | 116 | 99939 | Unusable Spaces | 99939 | Unusable Spaces | 3.27 | Circ. | 8 | Non Useable Floor Area Space Group | 805 | Non-usable - Circulation space |  | Excellent | 0.00 | NO
North Terrace_NT26-Ligertwood_First Floor_116A _ Workstation | NT-NT26-03-116A | NT26-03-116A-Workstation | North Terrace | NT | NT26 | Ligertwood | 03 | First Floor | 116A | 535 | Adelaide Law School | 535 | Adelaide Law School | 3.47 | Workstation | 1 | Office Space Group | 116 | Open Plan - Professional/General Staff |  | Excellent | 865.02 | NO
North Terrace_NT26-Ligertwood_First Floor_116B _ Workstation | NT-NT26-03-116B | NT26-03-116B-Workstation | North Terrace | NT | NT26 | Ligertwood | 03 | First Floor | 116B | 535 | Adelaide Law School | 535 | Adelaide Law School | 3.47 | Workstation | 1 | Office Space Group | 116 | Open Plan - Professional/General Staff |  | Excellent | 865.02 | NO
North Terrace_NT26-Ligertwood_First Floor_116C _ Workstation | NT-NT26-03-116C | NT26-03-116C-Workstation | North Terrace | NT | NT26 | Ligertwood | 03 | First Floor | 116C | 535 | Adelaide Law School | 535 | Adelaide Law School | 3.18 | Workstation | 1 | Office Space Group | 116 | Open Plan - Professional/General Staff |  | Excellent | 792.73 | NO
North Terrace_NT26-Ligertwood_First Floor_116D _ Workstation | NT-NT26-03-116D | NT26-03-116D-Workstation | North Terrace | NT | NT26 | Ligertwood | 03 | First Floor | 116D | 535 | Adelaide Law School | 535 | Adelaide Law School | 3.18 | Workstation | 1 | Office Space Group | 116 | Open Plan - Professional/General Staff |  | Excellent | 792.73 | NO
North Terrace_NT26-Ligertwood_First Floor_116E _ Workstation | NT-NT26-03-116E | NT26-03-116E-Workstation | North Terrace | NT | NT26 | Ligertwood | 03 | First Floor | 116E | 535 | Adelaide Law School | 535 | Adelaide Law School | 3.1 | Workstation | 1 | Office Space Group | 116 | Open Plan - Professional/General Staff |  | Excellent | 772.79 | NO
North Terrace_NT26-Ligertwood_First Floor_116F _ Workstation | NT-NT26-03-116F | NT26-03-116F-Workstation | North Terrace | NT | NT26 | Ligertwood | 03 | First Floor | 116F | 535 | Adelaide Law School | 535 | Adelaide Law School | 3.18 | Workstation | 1 | Office Space Group | 116 | Open Plan - Professional/General Staff |  | Excellent | 792.73 | NO
North Terrace_NT26-Ligertwood_First Floor_116G _ Workstation | NT-NT26-03-116G | NT26-03-116G-Workstation | North Terrace | NT | NT26 | Ligertwood | 03 | First Floor | 116G | 535 | Adelaide Law School | 535 | Adelaide Law School | 3.1 | Workstation | 1 | Office Space Group | 116 | Open Plan - Professional/General Staff |  | Excellent | 772.79 | NO
North Terrace_NT26-Ligertwood_First Floor_116H _ Workstation | NT-NT26-03-116H | NT26-03-116H-Workstation | North Terrace | NT | NT26 | Ligertwood | 03 | First Floor | 116H | 535 | Adelaide Law School | 535 | Adelaide Law School | 3.18 | Workstation | 1 | Office Space Group | 116 | Open Plan - Professional/General Staff |  | Excellent | 792.73 | NO
North Terrace_NT26-Ligertwood_First Floor_116I _ Circ. | NT-NT26-03-116I | NT26-03-116I-Circ. | North Terrace | NT | NT26 | Ligertwood | 03 | First Floor | 116I | 99939 | Unusable Spaces | 99939 | Unusable Spaces | 14.91 | Circ. | 8 | Non Useable Floor Area Space Group | 805 | Non-usable - Circulation space |  | Excellent | 0.00 | NO
North Terrace_NT26-Ligertwood_First Floor_116J _ Store | NT-NT26-03-116J | NT26-03-116J-Store | North Terrace | NT | NT26 | Ligertwood | 03 | First Floor | 116J | 535 | Adelaide Law School | 535 | Adelaide Law School | 1.4 | Store | 4 | Ancillary Area Space Group | 419 | Ancillary Area - Store Room - Generic |  | Excellent | 307.12 | NO
North Terrace_NT26-Ligertwood_First Floor_116K _ Store | NT-NT26-03-116K | NT26-03-116K-Store | North Terrace | NT | NT26 | Ligertwood | 03 | First Floor | 116K | 535 | Adelaide Law School | 535 | Adelaide Law School | 1.4 | Store | 4 | Ancillary Area Space Group | 419 | Ancillary Area - Store Room - Generic |  | Excellent | 307.12 | NO
North Terrace_NT26-Ligertwood_First Floor_116L _ Store | NT-NT26-03-116L | NT26-03-116L-Store | North Terrace | NT | NT26 | Ligertwood | 03 | First Floor | 116L | 535 | Adelaide Law School | 535 | Adelaide Law School | 1.4 | Store | 4 | Ancillary Area Space Group | 419 | Ancillary Area - Store Room - Generic |  | Excellent | 307.12 | NO
North Terrace_NT26-Ligertwood_First Floor_117 _ Compactus | NT-NT26-03-117 | NT26-03-117-Compactus | North Terrace | NT | NT26 | Ligertwood | 03 | First Floor | 117 | 535 | Adelaide Law School | 535 | Adelaide Law School | 8.83 | Compactus | 4 | Ancillary Area Space Group | 415 | Ancillary Area - Store Room - Archives |  | Excellent | 1,937.05 | NO
North Terrace_NT26-Ligertwood_First Floor_118 _ Utility | NT-NT26-03-118 | NT26-03-118-Utility | North Terrace | NT | NT26 | Ligertwood | 03 | First Floor | 118 | 535 | Adelaide Law School | 535 | Adelaide Law School | 8.5 | Utility | 6 | General Facility Space Group | 603 | General Facility - Resource room |  | Excellent | 2,373.20 | NO
North Terrace_NT26-Ligertwood_First Floor_118A _ Store | NT-NT26-03-118A | NT26-03-118A-Store | North Terrace | NT | NT26 | Ligertwood | 03 | First Floor | 118A | 535 | Adelaide Law School | 535 | Adelaide Law School | 1.38 | Store | 4 | Ancillary Area Space Group | 419 | Ancillary Area - Store Room - Generic |  | Excellent | 302.73 | NO
North Terrace_NT26-Ligertwood_First Floor_121D _ VSR | NT-NT26-03-121D | NT26-03-121D-VSR | North Terrace | NT | NT26 | Ligertwood | 03 | First Floor | 121D | 99939 | Unusable Spaces | 99939 | Unusable Spaces | 0.75 | VSR | 8 | Non Useable Floor Area Space Group | 840 | Non-usable - Service riser |  | Unknown | 0.00 | NO
North Terrace_NT26-Ligertwood_First Floor_124 _ Comms | NT-NT26-03-124 | NT26-03-124-Comms | North Terrace | NT | NT26 | Ligertwood | 03 | First Floor | 124 | 850 | ITDS Branch Central Costs | 869 | Information Technology and Digital Services | 12.34 | Comms | 8 | Non Useable Floor Area Space Group | 812 | Non-usable - Comms/network system/Telephone/PABX |  | Adequate | 0.00 | NO
North Terrace_NT26-Ligertwood_First Floor_124A _ Store | NT-NT26-03-124A | NT26-03-124A-Store | North Terrace | NT | NT26 | Ligertwood | 03 | First Floor | 124A | 535 | Adelaide Law School | 535 | Adelaide Law School | 3.71 | Store | 4 | Ancillary Area Space Group | 419 | Ancillary Area - Store Room - Generic |  | Excellent | 813.87 | NO
North Terrace_NT26-Ligertwood_First Floor_125 _ Foyer | NT-NT26-03-125 | NT26-03-125-Foyer | North Terrace | NT | NT26 | Ligertwood | 03 | First Floor | 125 | 99939 | Unusable Spaces | 99939 | Unusable Spaces | 30.48 | Foyer | 8 | Non Useable Floor Area Space Group | 805 | Non-usable - Circulation space |  | Unknown | 0.00 | NO
North Terrace_NT26-Ligertwood_First Floor_125A _ Meeting | NT-NT26-03-125A | NT26-03-125A-Meeting | North Terrace | NT | NT26 | Ligertwood | 03 | First Floor | 125A | 535 | Adelaide Law School | 535 | Adelaide Law School | 20.01 | Meeting | 6 | General Facility Space Group | 601 | General Facility - Committee/Conference/Meeting room |  | Adequate | 3,800.54 | NO
North Terrace_NT26-Ligertwood_First Floor_125B _ Student Breakout | NT-NT26-03-125B | NT26-03-125B-Student Breakout | North Terrace | NT | NT26 | Ligertwood | 03 | First Floor | 125B | 99950 | Hub and study spaces (ex-DVCA) | 952 | Corporate Services Division Admin | 10.8 | Student Breakout | 5 | Library, IT and Learning Space Group | 517 | Informal Learning | INFORMAL-PRIM-S | Excellent | 3,015.36 | NO
North Terrace_NT26-Ligertwood_First Floor_125D _ VSR | NT-NT26-03-125D | NT26-03-125D-VSR | North Terrace | NT | NT26 | Ligertwood | 03 | First Floor | 125D | 99939 | Unusable Spaces | 99939 | Unusable Spaces | 1.26 | VSR | 8 | Non Useable Floor Area Space Group | 840 | Non-usable - Service riser |  | Unknown | 0.00 | NO
North Terrace_NT26-Ligertwood_First Floor_125E _ Circ. | NT-NT26-03-125E | NT26-03-125E-Circ. | North Terrace | NT | NT26 | Ligertwood | 03 | First Floor | 125E | 99939 | Unusable Spaces | 99939 | Unusable Spaces | 15.26 | Circ. | 8 | Non Useable Floor Area Space Group | 805 | Non-usable - Circulation space |  | Unknown | 0.00 | NO
North Terrace_NT26-Ligertwood_First Floor_125H _ Student Breakout | NT-NT26-03-125H | NT26-03-125H-Student Breakout | North Terrace | NT | NT26 | Ligertwood | 03 | First Floor | 125H | 99950 | Hub and study spaces (ex-DVCA) | 952 | Corporate Services Division Admin | 19.2 | Student Breakout | 5 | Library, IT and Learning Space Group | 517 | Informal Learning | INFORMAL-PRIM-S | Excellent | 5,360.64 | NO
North Terrace_NT26-Ligertwood_First Floor_126 _ "Moot Court" | NT-NT26-03-126 | NT26-03-126-"Moot Court" | North Terrace | NT | NT26 | Ligertwood | 03 | First Floor | 126 | 535 | Adelaide Law School | 535 | Adelaide Law School | 91.48 | "Moot Court" | 2 | Teaching Space Group | 205 | Lecture/Seminar/Tutorial/Class Room (31 to 69) Flat Floor |  | Adequate | 18,926.32 | NO
North Terrace_NT26-Ligertwood_First Floor_126A _ VSR | NT-NT26-03-126A | NT26-03-126A-VSR | North Terrace | NT | NT26 | Ligertwood | 03 | First Floor | 126A | 99939 | Unusable Spaces | 99939 | Unusable Spaces | 2.46 | VSR | 8 | Non Useable Floor Area Space Group | 840 | Non-usable - Service riser |  | Unknown | 0.00 | NO
North Terrace_NT26-Ligertwood_Second Floor_201 _ Lobby | NT-NT26-04-201 | NT26-04-201-Lobby | North Terrace | NT | NT26 | Ligertwood | 04 | Second Floor | 201 | 99939 | Unusable Spaces | 99939 | Unusable Spaces | 24.53 | Lobby | 8 | Non Useable Floor Area Space Group | 805 | Non-usable - Circulation space |  | Unknown | 0.00 | NO
North Terrace_NT26-Ligertwood_Second Floor_201A _ Corr. | NT-NT26-04-201A | NT26-04-201A-Corr. | North Terrace | NT | NT26 | Ligertwood | 04 | Second Floor | 201A | 99939 | Unusable Spaces | 99939 | Unusable Spaces | 79.44 | Corr. | 8 | Non Useable Floor Area Space Group | 805 | Non-usable - Circulation space |  | Unknown | 0.00 | NO
North Terrace_NT26-Ligertwood_Second Floor_201B _ Utility | NT-NT26-04-201B | NT26-04-201B-Utility | North Terrace | NT | NT26 | Ligertwood | 04 | Second Floor | 201B | 535 | Adelaide Law School | 535 | Adelaide Law School | 8.1 | Utility | 6 | General Facility Space Group | 603 | General Facility - Resource room |  | Excellent | 2,261.52 | NO
North Terrace_NT26-Ligertwood_Second Floor_201C _ DB | NT-NT26-04-201C | NT26-04-201C-DB | North Terrace | NT | NT26 | Ligertwood | 04 | Second Floor | 201C | 99939 | Unusable Spaces | 99939 | Unusable Spaces | 0.36 | DB | 8 | Non Useable Floor Area Space Group | 840 | Non-usable - Service riser |  | Unknown | 0.00 | NO
North Terrace_NT26-Ligertwood_Second Floor_201E _ Waiting | NT-NT26-04-201E | NT26-04-201E-Waiting | North Terrace | NT | NT26 | Ligertwood | 04 | Second Floor | 201E | 535 | Adelaide Law School | 535 | Adelaide Law School | 4.78 | Waiting | 6 | General Facility Space Group | 623 | General Facility - Waiting Area/Foyer/Reception Area |  | Adequate | 907.87 | NO
North Terrace_NT26-Ligertwood_Second Floor_202 _ Stair Lobby | NT-NT26-04-202 | NT26-04-202-Stair Lobby | North Terrace | NT | NT26 | Ligertwood | 04 | Second Floor | 202 | 99939 | Unusable Spaces | 99939 | Unusable Spaces | 11.34 | Stair Lobby | 8 | Non Useable Floor Area Space Group | 805 | Non-usable - Circulation space |  | Unknown | 0.00 | NO
North Terrace_NT26-Ligertwood_Second Floor_202A _ Stair | NT-NT26-04-202A | NT26-04-202A-Stair | North Terrace | NT | NT26 | Ligertwood | 04 | Second Floor | 202A | 99939 | Unusable Spaces | 99939 | Unusable Spaces | 14.18 | Stair | 8 | Non Useable Floor Area Space Group | 805 | Non-usable - Circulation space |  | Unknown | 0.00 | NO
North Terrace_NT26-Ligertwood_Second Floor_203 _ A/L | NT-NT26-04-203 | NT26-04-203-A/L | North Terrace | NT | NT26 | Ligertwood | 04 | Second Floor | 203 | 99939 | Unusable Spaces | 99939 | Unusable Spaces | 2.4 | A/L | 8 | Non Useable Floor Area Space Group | 822 | Non-usable - Toilets/Amenities - Unisex |  | Unknown | 0.00 | NO
North Terrace_NT26-Ligertwood_Second Floor_203A _ WC - U - Access (RH) | NT-NT26-04-203A | NT26-04-203A-WC - U - Access (RH) | North Terrace | NT | NT26 | Ligertwood | 04 | Second Floor | 203A | 99939 | Unusable Spaces | 99939 | Unusable Spaces | 9.86 | WC - U - Access (RH) | 8 | Non Useable Floor Area Space Group | 818 | Non-usable - Toilets/Amenities - Unisex Accessible |  | Unknown | 0.00 | NO
North Terrace_NT26-Ligertwood_Second Floor_203D _ VSR | NT-NT26-04-203D | NT26-04-203D-VSR | North Terrace | NT | NT26 | Ligertwood | 04 | Second Floor | 203D | 99939 | Unusable Spaces | 99939 | Unusable Spaces | 0.68 | VSR | 8 | Non Useable Floor Area Space Group | 840 | Non-usable - Service riser |  | Unknown | 0.00 | NO
North Terrace_NT26-Ligertwood_Second Floor_204 _ Office | NT-NT26-04-204 | NT26-04-204-Office | North Terrace | NT | NT26 | Ligertwood | 04 | Second Floor | 204 | 535 | Adelaide Law School | 535 | Adelaide Law School | 15.48 | Office | 1 | Office Space Group | 101 | Office - Academic Staff |  | Adequate | 2,625.13 | NO
North Terrace_NT26-Ligertwood_Second Floor_205 _ Office | NT-NT26-04-205 | NT26-04-205-Office | North Terrace | NT | NT26 | Ligertwood | 04 | Second Floor | 205 | 535 | Adelaide Law School | 535 | Adelaide Law School | 18.37 | Office | 1 | Office Space Group | 101 | Office - Academic Staff |  | Adequate | 3,115.22 | NO
North Terrace_NT26-Ligertwood_Second Floor_206 _ Office | NT-NT26-04-206 | NT26-04-206-Office | North Terrace | NT | NT26 | Ligertwood | 04 | Second Floor | 206 | 535 | Adelaide Law School | 535 | Adelaide Law School | 18.36 | Office | 1 | Office Space Group | 101 | Office - Academic Staff |  | Adequate | 3,113.53 | NO
North Terrace_NT26-Ligertwood_Second Floor_207 _ Office | NT-NT26-04-207 | NT26-04-207-Office | North Terrace | NT | NT26 | Ligertwood | 04 | Second Floor | 207 | 535 | Adelaide Law School | 535 | Adelaide Law School | 18.55 | Office | 1 | Office Space Group | 101 | Office - Academic Staff |  | Adequate | 3,145.75 | NO
North Terrace_NT26-Ligertwood_Second Floor_208 _ Office | NT-NT26-04-208 | NT26-04-208-Office | North Terrace | NT | NT26 | Ligertwood | 04 | Second Floor | 208 | 535 | Adelaide Law School | 535 | Adelaide Law School | 11.91 | Office | 1 | Office Space Group | 101 | Office - Academic Staff |  | Excellent | 2,968.99 | NO
North Terrace_NT26-Ligertwood_Second Floor_209 _ Office | NT-NT26-04-209 | NT26-04-209-Office | North Terrace | NT | NT26 | Ligertwood | 04 | Second Floor | 209 | 535 | Adelaide Law School | 535 | Adelaide Law School | 11.87 | Office | 1 | Office Space Group | 101 | Office - Academic Staff |  | Excellent | 2,959.02 | NO
North Terrace_NT26-Ligertwood_Second Floor_210 _ Office | NT-NT26-04-210 | NT26-04-210-Office | North Terrace | NT | NT26 | Ligertwood | 04 | Second Floor | 210 | 535 | Adelaide Law School | 535 | Adelaide Law School | 18.36 | Office | 1 | Office Space Group | 101 | Office - Academic Staff |  | Adequate | 3,113.53 | NO
North Terrace_NT26-Ligertwood_Second Floor_211 _ Office | NT-NT26-04-211 | NT26-04-211-Office | North Terrace | NT | NT26 | Ligertwood | 04 | Second Floor | 211 | 535 | Adelaide Law School | 535 | Adelaide Law School | 18.39 | Office | 1 | Office Space Group | 101 | Office - Academic Staff |  | Adequate | 3,118.62 | NO
North Terrace_NT26-Ligertwood_Second Floor_212 _ Office | NT-NT26-04-212 | NT26-04-212-Office | North Terrace | NT | NT26 | Ligertwood | 04 | Second Floor | 212 | 535 | Adelaide Law School | 535 | Adelaide Law School | 18.34 | Office | 1 | Office Space Group | 101 | Office - Academic Staff |  | Adequate | 3,110.14 | NO
North Terrace_NT26-Ligertwood_Second Floor_213 _ Office | NT-NT26-04-213 | NT26-04-213-Office | North Terrace | NT | NT26 | Ligertwood | 04 | Second Floor | 213 | 535 | Adelaide Law School | 535 | Adelaide Law School | 13.6 | Office | 1 | Office Space Group | 101 | Office - Academic Staff |  | Adequate | 2,306.32 | NO
North Terrace_NT26-Ligertwood_Second Floor_213D _ VSR | NT-NT26-04-213D | NT26-04-213D-VSR | North Terrace | NT | NT26 | Ligertwood | 04 | Second Floor | 213D | 99939 | Unusable Spaces | 99939 | Unusable Spaces | 0.15 | VSR | 8 | Non Useable Floor Area Space Group | 840 | Non-usable - Service riser |  | Unknown | 0.00 | NO
North Terrace_NT26-Ligertwood_Second Floor_214 _ Piper Alderman Seminar Room | NT-NT26-04-214 | NT26-04-214-Piper Alderman Seminar Room | North Terrace | NT | NT26 | Ligertwood | 04 | Second Floor | 214 | 99998 | Central Common Teaching Areas (In Use) | 952 | Corporate Services Division Admin | 48.57 | Piper Alderman Seminar Room | 2 | Teaching Space Group | 206 | Lecture/Seminar/Tutorial/Class Room (<30) Flat Floor |  | Adequate | 10,048.66 | NO
North Terrace_NT26-Ligertwood_Second Floor_215 _ Stair | NT-NT26-04-215 | NT26-04-215-Stair | North Terrace | NT | NT26 | Ligertwood | 04 | Second Floor | 215 | 99939 | Unusable Spaces | 99939 | Unusable Spaces | 11.24 | Stair | 8 | Non Useable Floor Area Space Group | 805 | Non-usable - Circulation space |  | Unknown | 0.00 | NO
North Terrace_NT26-Ligertwood_Second Floor_216 _ "Sarawak Seminar Room" | NT-NT26-04-216 | NT26-04-216-"Sarawak Seminar Room" | North Terrace | NT | NT26 | Ligertwood | 04 | Second Floor | 216 | 99998 | Central Common Teaching Areas (In Use) | 952 | Corporate Services Division Admin | 48.37 | "Sarawak Seminar Room" | 2 | Teaching Space Group | 206 | Lecture/Seminar/Tutorial/Class Room (<30) Flat Floor |  | Adequate | 10,007.28 | NO
North Terrace_NT26-Ligertwood_Second Floor_217 _ Office | NT-NT26-04-217 | NT26-04-217-Office | North Terrace | NT | NT26 | Ligertwood | 04 | Second Floor | 217 | 535 | Adelaide Law School | 535 | Adelaide Law School | 17.91 | Office | 1 | Office Space Group | 101 | Office - Academic Staff |  | Adequate | 3,037.22 | NO
North Terrace_NT26-Ligertwood_Second Floor_218 _ Office | NT-NT26-04-218 | NT26-04-218-Office | North Terrace | NT | NT26 | Ligertwood | 04 | Second Floor | 218 | 535 | Adelaide Law School | 535 | Adelaide Law School | 18.35 | Office | 1 | Office Space Group | 101 | Office - Academic Staff |  | Adequate | 3,111.83 | NO
North Terrace_NT26-Ligertwood_Second Floor_219 _ Office | NT-NT26-04-219 | NT26-04-219-Office | North Terrace | NT | NT26 | Ligertwood | 04 | Second Floor | 219 | 535 | Adelaide Law School | 535 | Adelaide Law School | 18.35 | Office | 1 | Office Space Group | 101 | Office - Academic Staff |  | Adequate | 3,111.83 | NO
North Terrace_NT26-Ligertwood_Second Floor_220 _ Office | NT-NT26-04-220 | NT26-04-220-Office | North Terrace | NT | NT26 | Ligertwood | 04 | Second Floor | 220 | 535 | Adelaide Law School | 535 | Adelaide Law School | 18.34 | Office | 1 | Office Space Group | 101 | Office - Academic Staff |  | Adequate | 3,110.14 | NO
North Terrace_NT26-Ligertwood_Second Floor_221 _ Office | NT-NT26-04-221 | NT26-04-221-Office | North Terrace | NT | NT26 | Ligertwood | 04 | Second Floor | 221 | 535 | Adelaide Law School | 535 | Adelaide Law School | 11.87 | Office | 1 | Office Space Group | 101 | Office - Academic Staff |  | Excellent | 2,959.02 | NO
North Terrace_NT26-Ligertwood_Second Floor_222 _ Cleaners | NT-NT26-04-222 | NT26-04-222-Cleaners | North Terrace | NT | NT26 | Ligertwood | 04 | Second Floor | 222 | 99939 | Unusable Spaces | 99939 | Unusable Spaces | 2.6 | Cleaners | 8 | Non Useable Floor Area Space Group | 806 | Non-usable - Cleaners room |  | Unknown | 0.00 | NO
North Terrace_NT26-Ligertwood_Second Floor_222D _ VSR | NT-NT26-04-222D | NT26-04-222D-VSR | North Terrace | NT | NT26 | Ligertwood | 04 | Second Floor | 222D | 99939 | Unusable Spaces | 99939 | Unusable Spaces | 0.23 | VSR | 8 | Non Useable Floor Area Space Group | 840 | Non-usable - Service riser |  | Unknown | 0.00 | NO
North Terrace_NT26-Ligertwood_Second Floor_223 _ Office | NT-NT26-04-223 | NT26-04-223-Office | North Terrace | NT | NT26 | Ligertwood | 04 | Second Floor | 223 | 535 | Adelaide Law School | 535 | Adelaide Law School | 18.35 | Office | 1 | Office Space Group | 101 | Office - Academic Staff |  | Adequate | 3,111.83 | NO
North Terrace_NT26-Ligertwood_Second Floor_224 _ Office | NT-NT26-04-224 | NT26-04-224-Office | North Terrace | NT | NT26 | Ligertwood | 04 | Second Floor | 224 | 535 | Adelaide Law School | 535 | Adelaide Law School | 18.35 | Office | 1 | Office Space Group | 101 | Office - Academic Staff |  | Adequate | 3,111.83 | NO
North Terrace_NT26-Ligertwood_Second Floor_225 _ Office | NT-NT26-04-225 | NT26-04-225-Office | North Terrace | NT | NT26 | Ligertwood | 04 | Second Floor | 225 | 535 | Adelaide Law School | 535 | Adelaide Law School | 18.34 | Office | 1 | Office Space Group | 101 | Office - Academic Staff |  | Adequate | 3,110.14 | NO
North Terrace_NT26-Ligertwood_Second Floor_226 _ Office | NT-NT26-04-226 | NT26-04-226-Office | North Terrace | NT | NT26 | Ligertwood | 04 | Second Floor | 226 | 535 | Adelaide Law School | 535 | Adelaide Law School | 18.35 | Office | 1 | Office Space Group | 101 | Office - Academic Staff |  | Adequate | 3,111.83 | NO
North Terrace_NT26-Ligertwood_Second Floor_227 _ Office | NT-NT26-04-227 | NT26-04-227-Office | North Terrace | NT | NT26 | Ligertwood | 04 | Second Floor | 227 | 535 | Adelaide Law School | 535 | Adelaide Law School | 18.35 | Office | 1 | Office Space Group | 101 | Office - Academic Staff |  | Adequate | 3,111.83 | NO
North Terrace_NT26-Ligertwood_Second Floor_228 _ Tutorial | NT-NT26-04-228 | NT26-04-228-Tutorial | North Terrace | NT | NT26 | Ligertwood | 04 | Second Floor | 228 | 99998 | Central Common Teaching Areas (In Use) | 952 | Corporate Services Division Admin | 43.86 | Tutorial | 2 | Teaching Space Group | 206 | Lecture/Seminar/Tutorial/Class Room (<30) Flat Floor |  | Adequate | 9,074.20 | NO
North Terrace_NT26-Ligertwood_Second Floor_230 _ Lobby - Lecture Theatre | NT-NT26-04-230 | NT26-04-230-Lobby - Lecture Theatre | North Terrace | NT | NT26 | Ligertwood | 04 | Second Floor | 230 | 99939 | Unusable Spaces | 99939 | Unusable Spaces | 26.16 | Lobby - Lecture Theatre | 8 | Non Useable Floor Area Space Group | 805 | Non-usable - Circulation space |  | Unknown | 0.00 | NO
North Terrace_NT26-Ligertwood_Second Floor_230A _ VSR - Comms | NT-NT26-04-230A | NT26-04-230A-VSR - Comms | North Terrace | NT | NT26 | Ligertwood | 04 | Second Floor | 230A | 99939 | Unusable Spaces | 99939 | Unusable Spaces | 0.28 | VSR - Comms | 8 | Non Useable Floor Area Space Group | 812 | Non-usable - Comms/network system/Telephone/PABX |  | Unknown | 0.00 | NO
North Terrace_NT26-Ligertwood_Second Floor_230B _ VSR - Mech | NT-NT26-04-230B | NT26-04-230B-VSR - Mech | North Terrace | NT | NT26 | Ligertwood | 04 | Second Floor | 230B | 99939 | Unusable Spaces | 99939 | Unusable Spaces | 0.84 | VSR - Mech | 8 | Non Useable Floor Area Space Group | 840 | Non-usable - Service riser |  | Unknown | 0.00 | NO
North Terrace_NT26-Ligertwood_Second Floor_231 _ Lecture Theatre | NT-NT26-04-231 | NT26-04-231-Lecture Theatre | North Terrace | NT | NT26 | Ligertwood | 04 | Second Floor | 231 | 99998 | Central Common Teaching Areas (In Use) | 952 | Corporate Services Division Admin | 119.26 | Lecture Theatre | 2 | Teaching Space Group | 203 | Lecture Theatre (< 100 seats) |  | Excellent | 36,270.38 | NO
North Terrace_NT26-Ligertwood_Second Floor_232 _ A/L | NT-NT26-04-232 | NT26-04-232-A/L | North Terrace | NT | NT26 | Ligertwood | 04 | Second Floor | 232 | 99939 | Unusable Spaces | 99939 | Unusable Spaces | 3.18 | A/L | 8 | Non Useable Floor Area Space Group | 822 | Non-usable - Toilets/Amenities - Unisex |  | Unknown | 0.00 | NO
North Terrace_NT26-Ligertwood_Second Floor_232A _ WC - F - Students | NT-NT26-04-232A | NT26-04-232A-WC - F - Students | North Terrace | NT | NT26 | Ligertwood | 04 | Second Floor | 232A | 99939 | Unusable Spaces | 99939 | Unusable Spaces | 14.47 | WC - F - Students | 8 | Non Useable Floor Area Space Group | 820 | Non-usable - Toilets/Amenities - Female |  | Unknown | 0.00 | NO
North Terrace_NT26-Ligertwood_Third Floor_301 _ Lobby | NT-NT26-05-301 | NT26-05-301-Lobby | North Terrace | NT | NT26 | Ligertwood | 05 | Third Floor | 301 | 99939 | Unusable Spaces | 99939 | Unusable Spaces | 20.29 | Lobby | 8 | Non Useable Floor Area Space Group | 805 | Non-usable - Circulation space |  | Unknown | 0.00 | NO
North Terrace_NT26-Ligertwood_Third Floor_301A _ Corr. | NT-NT26-05-301A | NT26-05-301A-Corr. | North Terrace | NT | NT26 | Ligertwood | 05 | Third Floor | 301A | 99939 | Unusable Spaces | 99939 | Unusable Spaces | 81.38 | Corr. | 8 | Non Useable Floor Area Space Group | 805 | Non-usable - Circulation space |  | Unknown | 0.00 | NO
North Terrace_NT26-Ligertwood_Third Floor_301B _ Utility | NT-NT26-05-301B | NT26-05-301B-Utility | North Terrace | NT | NT26 | Ligertwood | 05 | Third Floor | 301B | 535 | Adelaide Law School | 535 | Adelaide Law School | 8.1 | Utility | 6 | General Facility Space Group | 603 | General Facility - Resource room |  | Excellent | 2,261.52 | NO
North Terrace_NT26-Ligertwood_Third Floor_301C _ DB | NT-NT26-05-301C | NT26-05-301C-DB | North Terrace | NT | NT26 | Ligertwood | 05 | Third Floor | 301C | 99939 | Unusable Spaces | 99939 | Unusable Spaces | 0.36 | DB | 8 | Non Useable Floor Area Space Group | 840 | Non-usable - Service riser |  | Unknown | 0.00 | NO
North Terrace_NT26-Ligertwood_Third Floor_302 _ Stair | NT-NT26-05-302 | NT26-05-302-Stair | North Terrace | NT | NT26 | Ligertwood | 05 | Third Floor | 302 | 99939 | Unusable Spaces | 99939 | Unusable Spaces | 14.09 | Stair | 8 | Non Useable Floor Area Space Group | 805 | Non-usable - Circulation space |  | Unknown | 0.00 | NO
North Terrace_NT26-Ligertwood_Third Floor_302B _ Stair Lobby | NT-NT26-05-302B | NT26-05-302B-Stair Lobby | North Terrace | NT | NT26 | Ligertwood | 05 | Third Floor | 302B | 99939 | Unusable Spaces | 99939 | Unusable Spaces | 13.92 | Stair Lobby | 8 | Non Useable Floor Area Space Group | 805 | Non-usable - Circulation space |  | Unknown | 0.00 | NO
North Terrace_NT26-Ligertwood_Third Floor_303 _ A/L | NT-NT26-05-303 | NT26-05-303-A/L | North Terrace | NT | NT26 | Ligertwood | 05 | Third Floor | 303 | 99939 | Unusable Spaces | 99939 | Unusable Spaces | 2.4 | A/L | 8 | Non Useable Floor Area Space Group | 822 | Non-usable - Toilets/Amenities - Unisex |  | Unknown | 0.00 | NO
North Terrace_NT26-Ligertwood_Third Floor_303A _ WC / Shower - F | NT-NT26-05-303A | NT26-05-303A-WC / Shower - F | North Terrace | NT | NT26 | Ligertwood | 05 | Third Floor | 303A | 99939 | Unusable Spaces | 99939 | Unusable Spaces | 9.86 | WC / Shower - F | 8 | Non Useable Floor Area Space Group | 820 | Non-usable - Toilets/Amenities - Female |  | Unknown | 0.00 | NO
North Terrace_NT26-Ligertwood_Third Floor_304 _ Office | NT-NT26-05-304 | NT26-05-304-Office | North Terrace | NT | NT26 | Ligertwood | 05 | Third Floor | 304 | 535 | Adelaide Law School | 535 | Adelaide Law School | 15.48 | Office | 1 | Office Space Group | 101 | Office - Academic Staff |  | Adequate | 2,625.13 | NO
North Terrace_NT26-Ligertwood_Third Floor_305 _ Office | NT-NT26-05-305 | NT26-05-305-Office | North Terrace | NT | NT26 | Ligertwood | 05 | Third Floor | 305 | 535 | Adelaide Law School | 535 | Adelaide Law School | 18.55 | Office | 1 | Office Space Group | 101 | Office - Academic Staff |  | Adequate | 3,145.75 | NO
North Terrace_NT26-Ligertwood_Third Floor_306 _ Office | NT-NT26-05-306 | NT26-05-306-Office | North Terrace | NT | NT26 | Ligertwood | 05 | Third Floor | 306 | 535 | Adelaide Law School | 535 | Adelaide Law School | 11.91 | Office | 1 | Office Space Group | 101 | Office - Academic Staff |  | Excellent | 2,968.99 | NO
North Terrace_NT26-Ligertwood_Third Floor_307 _ Office | NT-NT26-05-307 | NT26-05-307-Office | North Terrace | NT | NT26 | Ligertwood | 05 | Third Floor | 307 | 535 | Adelaide Law School | 535 | Adelaide Law School | 11.91 | Office | 1 | Office Space Group | 101 | Office - Academic Staff |  | Excellent | 2,968.99 | NO
North Terrace_NT26-Ligertwood_Third Floor_308 _ Office | NT-NT26-05-308 | NT26-05-308-Office | North Terrace | NT | NT26 | Ligertwood | 05 | Third Floor | 308 | 535 | Adelaide Law School | 535 | Adelaide Law School | 18.37 | Office | 1 | Office Space Group | 101 | Office - Academic Staff |  | Adequate | 3,115.22 | NO
North Terrace_NT26-Ligertwood_Third Floor_309 _ Office | NT-NT26-05-309 | NT26-05-309-Office | North Terrace | NT | NT26 | Ligertwood | 05 | Third Floor | 309 | 535 | Adelaide Law School | 535 | Adelaide Law School | 18.49 | Office | 1 | Office Space Group | 101 | Office - Academic Staff |  | Adequate | 3,135.57 | NO
North Terrace_NT26-Ligertwood_Third Floor_310 _ Office | NT-NT26-05-310 | NT26-05-310-Office | North Terrace | NT | NT26 | Ligertwood | 05 | Third Floor | 310 | 535 | Adelaide Law School | 535 | Adelaide Law School | 16.7 | Office | 1 | Office Space Group | 101 | Office - Academic Staff |  | Adequate | 2,832.02 | NO
North Terrace_NT26-Ligertwood_Third Floor_311 _ Office | NT-NT26-05-311 | NT26-05-311-Office | North Terrace | NT | NT26 | Ligertwood | 05 | Third Floor | 311 | 535 | Adelaide Law School | 535 | Adelaide Law School | 18.39 | Office | 1 | Office Space Group | 101 | Office - Academic Staff |  | Adequate | 3,118.62 | NO
North Terrace_NT26-Ligertwood_Third Floor_312 _ Office | NT-NT26-05-312 | NT26-05-312-Office | North Terrace | NT | NT26 | Ligertwood | 05 | Third Floor | 312 | 535 | Adelaide Law School | 535 | Adelaide Law School | 18.34 | Office | 1 | Office Space Group | 101 | Office - Academic Staff |  | Adequate | 3,110.14 | NO
North Terrace_NT26-Ligertwood_Third Floor_313 _ Office | NT-NT26-05-313 | NT26-05-313-Office | North Terrace | NT | NT26 | Ligertwood | 05 | Third Floor | 313 | 535 | Adelaide Law School | 535 | Adelaide Law School | 17.92 | Office | 1 | Office Space Group | 101 | Office - Academic Staff |  | Adequate | 3,038.91 | NO
North Terrace_NT26-Ligertwood_Third Floor_314 _ "Flinders Tutorial / Seminar Roo | NT-NT26-05-314 | NT26-05-314-"Flinders Tutorial / Seminar Roo | North Terrace | NT | NT26 | Ligertwood | 05 | Third Floor | 314 | 99998 | Central Common Teaching Areas (In Use) | 952 | Corporate Services Division Admin | 48.37 | "Flinders Tutorial / Seminar Roo | 2 | Teaching Space Group | 206 | Lecture/Seminar/Tutorial/Class Room (<30) Flat Floor |  | Adequate | 10,007.28 | NO
North Terrace_NT26-Ligertwood_Third Floor_315 _ Stair | NT-NT26-05-315 | NT26-05-315-Stair | North Terrace | NT | NT26 | Ligertwood | 05 | Third Floor | 315 | 99939 | Unusable Spaces | 99939 | Unusable Spaces | 11.24 | Stair | 8 | Non Useable Floor Area Space Group | 805 | Non-usable - Circulation space |  | Unknown | 0.00 | NO
North Terrace_NT26-Ligertwood_Third Floor_315A _ VSR - Comms | NT-NT26-05-315A | NT26-05-315A-VSR - Comms | North Terrace | NT | NT26 | Ligertwood | 05 | Third Floor | 315A | 850 | ITDS Branch Central Costs | 869 | Information Technology and Digital Services | 0.35 | VSR - Comms | 8 | Non Useable Floor Area Space Group | 840 | Non-usable - Service riser |  | Adequate | 0.00 | NO
North Terrace_NT26-Ligertwood_Third Floor_316 _ Tutorial | NT-NT26-05-316 | NT26-05-316-Tutorial | North Terrace | NT | NT26 | Ligertwood | 05 | Third Floor | 316 | 99998 | Central Common Teaching Areas (In Use) | 952 | Corporate Services Division Admin | 48.58 | Tutorial | 2 | Teaching Space Group | 206 | Lecture/Seminar/Tutorial/Class Room (<30) Flat Floor |  | Adequate | 10,050.73 | NO
North Terrace_NT26-Ligertwood_Third Floor_319 _ Office | NT-NT26-05-319 | NT26-05-319-Office | North Terrace | NT | NT26 | Ligertwood | 05 | Third Floor | 319 | 535 | Adelaide Law School | 535 | Adelaide Law School | 17.91 | Office | 1 | Office Space Group | 101 | Office - Academic Staff |  | Adequate | 3,037.22 | NO
North Terrace_NT26-Ligertwood_Third Floor_320 _ Office | NT-NT26-05-320 | NT26-05-320-Office | North Terrace | NT | NT26 | Ligertwood | 05 | Third Floor | 320 | 535 | Adelaide Law School | 535 | Adelaide Law School | 18.35 | Office | 1 | Office Space Group | 101 | Office - Academic Staff |  | Adequate | 3,111.83 | NO
North Terrace_NT26-Ligertwood_Third Floor_321 _ Office | NT-NT26-05-321 | NT26-05-321-Office | North Terrace | NT | NT26 | Ligertwood | 05 | Third Floor | 321 | 535 | Adelaide Law School | 535 | Adelaide Law School | 18.35 | Office | 1 | Office Space Group | 101 | Office - Academic Staff |  | Adequate | 3,111.83 | NO
North Terrace_NT26-Ligertwood_Third Floor_322 _ Office | NT-NT26-05-322 | NT26-05-322-Office | North Terrace | NT | NT26 | Ligertwood | 05 | Third Floor | 322 | 535 | Adelaide Law School | 535 | Adelaide Law School | 18.34 | Office | 1 | Office Space Group | 101 | Office - Academic Staff |  | Adequate | 3,110.14 | NO
North Terrace_NT26-Ligertwood_Third Floor_323 _ Office | NT-NT26-05-323 | NT26-05-323-Office | North Terrace | NT | NT26 | Ligertwood | 05 | Third Floor | 323 | 535 | Adelaide Law School | 535 | Adelaide Law School | 11.87 | Office | 1 | Office Space Group | 101 | Office - Academic Staff |  | Excellent | 2,959.02 | NO
North Terrace_NT26-Ligertwood_Third Floor_324 _ Cleaners | NT-NT26-05-324 | NT26-05-324-Cleaners | North Terrace | NT | NT26 | Ligertwood | 05 | Third Floor | 324 | 99939 | Unusable Spaces | 99939 | Unusable Spaces | 2.6 | Cleaners | 8 | Non Useable Floor Area Space Group | 806 | Non-usable - Cleaners room |  | Unknown | 0.00 | NO
North Terrace_NT26-Ligertwood_Third Floor_324D _ VSR | NT-NT26-05-324D | NT26-05-324D-VSR | North Terrace | NT | NT26 | Ligertwood | 05 | Third Floor | 324D | 99939 | Unusable Spaces | 99939 | Unusable Spaces | 0.23 | VSR | 8 | Non Useable Floor Area Space Group | 840 | Non-usable - Service riser |  | Unknown | 0.00 | NO
North Terrace_NT26-Ligertwood_Third Floor_325 _ Office | NT-NT26-05-325 | NT26-05-325-Office | North Terrace | NT | NT26 | Ligertwood | 05 | Third Floor | 325 | 535 | Adelaide Law School | 535 | Adelaide Law School | 18.35 | Office | 1 | Office Space Group | 101 | Office - Academic Staff |  | Adequate | 3,111.83 | NO
North Terrace_NT26-Ligertwood_Third Floor_326 _ Office | NT-NT26-05-326 | NT26-05-326-Office | North Terrace | NT | NT26 | Ligertwood | 05 | Third Floor | 326 | 535 | Adelaide Law School | 535 | Adelaide Law School | 18.35 | Office | 1 | Office Space Group | 101 | Office - Academic Staff |  | Adequate | 3,111.83 | NO
North Terrace_NT26-Ligertwood_Third Floor_327 _ Office | NT-NT26-05-327 | NT26-05-327-Office | North Terrace | NT | NT26 | Ligertwood | 05 | Third Floor | 327 | 535 | Adelaide Law School | 535 | Adelaide Law School | 18.34 | Office | 1 | Office Space Group | 101 | Office - Academic Staff |  | Adequate | 3,110.14 | NO
North Terrace_NT26-Ligertwood_Third Floor_328 _ Office | NT-NT26-05-328 | NT26-05-328-Office | North Terrace | NT | NT26 | Ligertwood | 05 | Third Floor | 328 | 535 | Adelaide Law School | 535 | Adelaide Law School | 18.35 | Office | 1 | Office Space Group | 101 | Office - Academic Staff |  | Adequate | 3,111.83 | NO
North Terrace_NT26-Ligertwood_Third Floor_329 _ Office | NT-NT26-05-329 | NT26-05-329-Office | North Terrace | NT | NT26 | Ligertwood | 05 | Third Floor | 329 | 535 | Adelaide Law School | 535 | Adelaide Law School | 18.35 | Office | 1 | Office Space Group | 101 | Office - Academic Staff |  | Adequate | 3,111.83 | NO
North Terrace_NT26-Ligertwood_Third Floor_329D _ FHR | NT-NT26-05-329D | NT26-05-329D-FHR | North Terrace | NT | NT26 | Ligertwood | 05 | Third Floor | 329D | 99939 | Unusable Spaces | 99939 | Unusable Spaces | 0.37 | FHR | 8 | Non Useable Floor Area Space Group | 840 | Non-usable - Service riser |  | Unknown | 0.00 | NO
North Terrace_NT26-Ligertwood_Third Floor_330 _ Office | NT-NT26-05-330 | NT26-05-330-Office | North Terrace | NT | NT26 | Ligertwood | 05 | Third Floor | 330 | 535 | Adelaide Law School | 535 | Adelaide Law School | 22.48 | Office | 1 | Office Space Group | 101 | Office - Academic Staff |  | Adequate | 3,812.21 | NO
North Terrace_NT26-Ligertwood_Third Floor_331 _ Student Breakout | NT-NT26-05-331 | NT26-05-331-Student Breakout | North Terrace | NT | NT26 | Ligertwood | 05 | Third Floor | 331 | 99950 | Hub and study spaces (ex-DVCA) | 952 | Corporate Services Division Admin | 22.18 | Student Breakout | 6 | General Facility Space Group | 623 | General Facility - Waiting Area/Foyer/Reception Area |  | Excellent | 6,192.66 | NO
North Terrace_NT26-Ligertwood_Third Floor_332 _ Lobby | NT-NT26-05-332 | NT26-05-332-Lobby | North Terrace | NT | NT26 | Ligertwood | 05 | Third Floor | 332 | 99939 | Unusable Spaces | 99939 | Unusable Spaces | 28.09 | Lobby | 8 | Non Useable Floor Area Space Group | 805 | Non-usable - Circulation space |  | Unknown | 0.00 | NO
North Terrace_NT26-Ligertwood_Third Floor_333 _ Lecture Theatre | NT-NT26-05-333 | NT26-05-333-Lecture Theatre | North Terrace | NT | NT26 | Ligertwood | 05 | Third Floor | 333 | 99998 | Central Common Teaching Areas (In Use) | 952 | Corporate Services Division Admin | 176.16 | Lecture Theatre | 2 | Teaching Space Group | 202 | Lecture Theatre (> 100 seats) |  | Adequate | 36,445.78 | NO
North Terrace_NT26-Ligertwood_Third Floor_334 _ A/L | NT-NT26-05-334 | NT26-05-334-A/L | North Terrace | NT | NT26 | Ligertwood | 05 | Third Floor | 334 | 99939 | Unusable Spaces | 99939 | Unusable Spaces | 3.18 | A/L | 8 | Non Useable Floor Area Space Group | 822 | Non-usable - Toilets/Amenities - Unisex |  | Unknown | 0.00 | NO
North Terrace_NT26-Ligertwood_Third Floor_334A _ WC / Shower - M | NT-NT26-05-334A | NT26-05-334A-WC / Shower - M | North Terrace | NT | NT26 | Ligertwood | 05 | Third Floor | 334A | 99939 | Unusable Spaces | 99939 | Unusable Spaces | 10.72 | WC / Shower - M | 8 | Non Useable Floor Area Space Group | 821 | Non-usable - Toilets/Amenities - Male |  | Unknown | 0.00 | NO
North Terrace_NT26-Ligertwood_Third Floor_334B _ Store | NT-NT26-05-334B | NT26-05-334B-Store | North Terrace | NT | NT26 | Ligertwood | 05 | Third Floor | 334B | 535 | Adelaide Law School | 535 | Adelaide Law School | 4.18 | Store | 4 | Ancillary Area Space Group | 419 | Ancillary Area - Store Room - Generic |  | Adequate | 623.79 | NO
North Terrace_NT26-Ligertwood_Third Floor_334D _ VSR | NT-NT26-05-334D | NT26-05-334D-VSR | North Terrace | NT | NT26 | Ligertwood | 05 | Third Floor | 334D | 99939 | Unusable Spaces | 99939 | Unusable Spaces | 0.68 | VSR | 8 | Non Useable Floor Area Space Group | 840 | Non-usable - Service riser |  | Unknown | 0.00 | NO
North Terrace_NT26-Ligertwood_Fourth Floor_401 _ Corr. | NT-NT26-06-401 | NT26-06-401-Corr. | North Terrace | NT | NT26 | Ligertwood | 06 | Fourth Floor | 401 | 99939 | Unusable Spaces | 99939 | Unusable Spaces | 15.96 | Corr. | 8 | Non Useable Floor Area Space Group | 805 | Non-usable - Circulation space |  | Unknown | 0.00 | NO
North Terrace_NT26-Ligertwood_Fourth Floor_401A _ Corr. | NT-NT26-06-401A | NT26-06-401A-Corr. | North Terrace | NT | NT26 | Ligertwood | 06 | Fourth Floor | 401A | 99939 | Unusable Spaces | 99939 | Unusable Spaces | 64.88 | Corr. | 8 | Non Useable Floor Area Space Group | 805 | Non-usable - Circulation space |  | Unknown | 0.00 | NO
North Terrace_NT26-Ligertwood_Fourth Floor_401B _ Utility | NT-NT26-06-401B | NT26-06-401B-Utility | North Terrace | NT | NT26 | Ligertwood | 06 | Fourth Floor | 401B | 535 | Adelaide Law School | 535 | Adelaide Law School | 7.36 | Utility | 6 | General Facility Space Group | 603 | General Facility - Resource room |  | Excellent | 2,054.91 | NO
North Terrace_NT26-Ligertwood_Fourth Floor_401G _ VSR | NT-NT26-06-401G | NT26-06-401G-VSR | North Terrace | NT | NT26 | Ligertwood | 06 | Fourth Floor | 401G | 99939 | Unusable Spaces | 99939 | Unusable Spaces | 0.24 | VSR | 8 | Non Useable Floor Area Space Group | 840 | Non-usable - Service riser |  | Unknown | 0.00 | NO
North Terrace_NT26-Ligertwood_Fourth Floor_402 _ Stair | NT-NT26-06-402 | NT26-06-402-Stair | North Terrace | NT | NT26 | Ligertwood | 06 | Fourth Floor | 402 | 99939 | Unusable Spaces | 99939 | Unusable Spaces | 13.15 | Stair | 8 | Non Useable Floor Area Space Group | 805 | Non-usable - Circulation space |  | Unknown | 0.00 | NO
North Terrace_NT26-Ligertwood_Fourth Floor_402A _ Stair Lobby | NT-NT26-06-402A | NT26-06-402A-Stair Lobby | North Terrace | NT | NT26 | Ligertwood | 06 | Fourth Floor | 402A | 99939 | Unusable Spaces | 99939 | Unusable Spaces | 8.01 | Stair Lobby | 8 | Non Useable Floor Area Space Group | 805 | Non-usable - Circulation space |  | Unknown | 0.00 | NO
North Terrace_NT26-Ligertwood_Fourth Floor_402D _ void - stair | NT-NT26-06-402D | NT26-06-402D-void - stair | North Terrace | NT | NT26 | Ligertwood | 06 | Fourth Floor | 402D | 99939 | Unusable Spaces | 99939 | Unusable Spaces | 1.78 | void - stair | 8 | Non Useable Floor Area Space Group | 800 | Non-usable - Specific type not defined |  | Unknown | 0.00 | NO
North Terrace_NT26-Ligertwood_Fourth Floor_403 _ Corr. | NT-NT26-06-403 | NT26-06-403-Corr. | North Terrace | NT | NT26 | Ligertwood | 06 | Fourth Floor | 403 | 99939 | Unusable Spaces | 99939 | Unusable Spaces | 3.74 | Corr. | 8 | Non Useable Floor Area Space Group | 805 | Non-usable - Circulation space |  | Unknown | 0.00 | NO
North Terrace_NT26-Ligertwood_Fourth Floor_403A _ A/L | NT-NT26-06-403A | NT26-06-403A-A/L | North Terrace | NT | NT26 | Ligertwood | 06 | Fourth Floor | 403A | 99939 | Unusable Spaces | 99939 | Unusable Spaces | 2.29 | A/L | 8 | Non Useable Floor Area Space Group | 822 | Non-usable - Toilets/Amenities - Unisex |  | Unknown | 0.00 | NO
North Terrace_NT26-Ligertwood_Fourth Floor_403B _ WC - F | NT-NT26-06-403B | NT26-06-403B-WC - F | North Terrace | NT | NT26 | Ligertwood | 06 | Fourth Floor | 403B | 99939 | Unusable Spaces | 99939 | Unusable Spaces | 21.08 | WC - F | 8 | Non Useable Floor Area Space Group | 820 | Non-usable - Toilets/Amenities - Female |  | Unknown | 0.00 | NO
North Terrace_NT26-Ligertwood_Fourth Floor_403C _ Cleaners | NT-NT26-06-403C | NT26-06-403C-Cleaners | North Terrace | NT | NT26 | Ligertwood | 06 | Fourth Floor | 403C | 99939 | Unusable Spaces | 99939 | Unusable Spaces | 2.75 | Cleaners | 8 | Non Useable Floor Area Space Group | 806 | Non-usable - Cleaners room |  | Unknown | 0.00 | NO
North Terrace_NT26-Ligertwood_Fourth Floor_404A _ Office - Research Staff | NT-NT26-06-404A | NT26-06-404A-Office - Research Staff | North Terrace | NT | NT26 | Ligertwood | 06 | Fourth Floor | 404A | 535 | Adelaide Law School | 535 | Adelaide Law School | 19.67 | Office - Research Staff | 1 | Office Space Group | 102 | Office - Research Staff |  | Excellent | 4,903.45 | NO
North Terrace_NT26-Ligertwood_Fourth Floor_404B _ Office | NT-NT26-06-404B | NT26-06-404B-Office | North Terrace | NT | NT26 | Ligertwood | 06 | Fourth Floor | 404B | 535 | Adelaide Law School | 535 | Adelaide Law School | 17.87 | Office | 1 | Office Space Group | 101 | Office - Academic Staff |  | Excellent | 4,454.74 | NO
North Terrace_NT26-Ligertwood_Fourth Floor_404D _ void | NT-NT26-06-404D | NT26-06-404D-void | North Terrace | NT | NT26 | Ligertwood | 06 | Fourth Floor | 404D | 99939 | Unusable Spaces | 99939 | Unusable Spaces | 0.6 | void | 8 | Non Useable Floor Area Space Group | 800 | Non-usable - Specific type not defined |  | Unknown | 0.00 | NO
North Terrace_NT26-Ligertwood_Fourth Floor_405A _ Office | NT-NT26-06-405A | NT26-06-405A-Office | North Terrace | NT | NT26 | Ligertwood | 06 | Fourth Floor | 405A | 535 | Adelaide Law School | 535 | Adelaide Law School | 15.05 | Office | 1 | Office Space Group | 101 | Office - Academic Staff |  | Excellent | 3,751.75 | NO
North Terrace_NT26-Ligertwood_Fourth Floor_405B _ Office | NT-NT26-06-405B | NT26-06-405B-Office | North Terrace | NT | NT26 | Ligertwood | 06 | Fourth Floor | 405B | 535 | Adelaide Law School | 535 | Adelaide Law School | 15.83 | Office | 1 | Office Space Group | 101 | Office - Academic Staff |  | Excellent | 3,946.19 | NO
North Terrace_NT26-Ligertwood_Fourth Floor_405C _ Office | NT-NT26-06-405C | NT26-06-405C-Office | North Terrace | NT | NT26 | Ligertwood | 06 | Fourth Floor | 405C | 535 | Adelaide Law School | 535 | Adelaide Law School | 20.85 | Office | 1 | Office Space Group | 101 | Office - Academic Staff |  | Excellent | 5,197.61 | NO
North Terrace_NT26-Ligertwood_Fourth Floor_406 _ Office | NT-NT26-06-406 | NT26-06-406-Office | North Terrace | NT | NT26 | Ligertwood | 06 | Fourth Floor | 406 | 535 | Adelaide Law School | 535 | Adelaide Law School | 15.5 | Office | 1 | Office Space Group | 101 | Office - Academic Staff |  | Excellent | 3,863.93 | NO
North Terrace_NT26-Ligertwood_Fourth Floor_406A _ Office | NT-NT26-06-406A | NT26-06-406A-Office | North Terrace | NT | NT26 | Ligertwood | 06 | Fourth Floor | 406A | 535 | Adelaide Law School | 535 | Adelaide Law School | 15.4 | Office | 1 | Office Space Group | 101 | Office - Academic Staff |  | Excellent | 3,839.00 | NO
North Terrace_NT26-Ligertwood_Fourth Floor_407 _ Office | NT-NT26-06-407 | NT26-06-407-Office | North Terrace | NT | NT26 | Ligertwood | 06 | Fourth Floor | 407 | 535 | Adelaide Law School | 535 | Adelaide Law School | 15.5 | Office | 1 | Office Space Group | 101 | Office - Academic Staff |  | Excellent | 3,863.93 | NO
North Terrace_NT26-Ligertwood_Fourth Floor_407A _ Office | NT-NT26-06-407A | NT26-06-407A-Office | North Terrace | NT | NT26 | Ligertwood | 06 | Fourth Floor | 407A | 535 | Adelaide Law School | 535 | Adelaide Law School | 15.41 | Office | 1 | Office Space Group | 101 | Office - Academic Staff |  | Excellent | 3,841.49 | NO
North Terrace_NT26-Ligertwood_Fourth Floor_408 _ Office | NT-NT26-06-408 | NT26-06-408-Office | North Terrace | NT | NT26 | Ligertwood | 06 | Fourth Floor | 408 | 535 | Adelaide Law School | 535 | Adelaide Law School | 20.85 | Office | 1 | Office Space Group | 101 | Office - Academic Staff |  | Excellent | 5,197.61 | NO
North Terrace_NT26-Ligertwood_Fourth Floor_409 _ Office | NT-NT26-06-409 | NT26-06-409-Office | North Terrace | NT | NT26 | Ligertwood | 06 | Fourth Floor | 409 | 535 | Adelaide Law School | 535 | Adelaide Law School | 15.49 | Office | 1 | Office Space Group | 101 | Office - Academic Staff |  | Excellent | 3,861.44 | NO
North Terrace_NT26-Ligertwood_Fourth Floor_410 _ Office | NT-NT26-06-410 | NT26-06-410-Office | North Terrace | NT | NT26 | Ligertwood | 06 | Fourth Floor | 410 | 535 | Adelaide Law School | 535 | Adelaide Law School | 14.81 | Office | 1 | Office Space Group | 101 | Office - Academic Staff |  | Excellent | 3,691.92 | NO
North Terrace_NT26-Ligertwood_Fourth Floor_411 _ Office - Open Plan - Tutors | NT-NT26-06-411 | NT26-06-411-Office - Open Plan - Tutors | North Terrace | NT | NT26 | Ligertwood | 06 | Fourth Floor | 411 | 535 | Adelaide Law School | 535 | Adelaide Law School | 41.13 | Office - Open Plan - Tutors | 1 | Office Space Group | 112 | Open Plan - Academic Staff |  | Excellent | 10,253.12 | NO
North Terrace_NT26-Ligertwood_Fourth Floor_411A _ Comms | NT-NT26-06-411A | NT26-06-411A-Comms | North Terrace | NT | NT26 | Ligertwood | 06 | Fourth Floor | 411A | 850 | ITDS Branch Central Costs | 869 | Information Technology and Digital Services | 7.78 | Comms | 8 | Non Useable Floor Area Space Group | 812 | Non-usable - Comms/network system/Telephone/PABX |  | Adequate | 0.00 | NO
North Terrace_NT26-Ligertwood_Fourth Floor_412 _ Stair | NT-NT26-06-412 | NT26-06-412-Stair | North Terrace | NT | NT26 | Ligertwood | 06 | Fourth Floor | 412 | 99939 | Unusable Spaces | 99939 | Unusable Spaces | 10.74 | Stair | 8 | Non Useable Floor Area Space Group | 805 | Non-usable - Circulation space |  | Unknown | 0.00 | NO
North Terrace_NT26-Ligertwood_Fourth Floor_412D _ VSR | NT-NT26-06-412D | NT26-06-412D-VSR | North Terrace | NT | NT26 | Ligertwood | 06 | Fourth Floor | 412D | 99939 | Unusable Spaces | 99939 | Unusable Spaces | 0.32 | VSR | 8 | Non Useable Floor Area Space Group | 840 | Non-usable - Service riser |  | Unknown | 0.00 | NO
North Terrace_NT26-Ligertwood_Fourth Floor_413 _ Office - Open Plan - Research As | NT-NT26-06-413 | NT26-06-413-Office - Open Plan - Research As | North Terrace | NT | NT26 | Ligertwood | 06 | Fourth Floor | 413 | 535 | Adelaide Law School | 535 | Adelaide Law School | 49.56 | Office - Open Plan - Research As | 1 | Office Space Group | 113 | Open Plan - Research Staff |  | Excellent | 12,354.60 | NO
North Terrace_NT26-Ligertwood_Fourth Floor_414 _ Office | NT-NT26-06-414 | NT26-06-414-Office | North Terrace | NT | NT26 | Ligertwood | 06 | Fourth Floor | 414 | 535 | Adelaide Law School | 535 | Adelaide Law School | 14.63 | Office | 1 | Office Space Group | 101 | Office - Academic Staff |  | Excellent | 3,647.05 | NO
North Terrace_NT26-Ligertwood_Fourth Floor_414D _ FHR | NT-NT26-06-414D | NT26-06-414D-FHR | North Terrace | NT | NT26 | Ligertwood | 06 | Fourth Floor | 414D | 99939 | Unusable Spaces | 99939 | Unusable Spaces | 0.24 | FHR | 8 | Non Useable Floor Area Space Group | 840 | Non-usable - Service riser |  | Unknown | 0.00 | NO
North Terrace_NT26-Ligertwood_Fourth Floor_415 _ Office | NT-NT26-06-415 | NT26-06-415-Office | North Terrace | NT | NT26 | Ligertwood | 06 | Fourth Floor | 415 | 535 | Adelaide Law School | 535 | Adelaide Law School | 15.49 | Office | 1 | Office Space Group | 101 | Office - Academic Staff |  | Excellent | 3,861.44 | NO
North Terrace_NT26-Ligertwood_Fourth Floor_416 _ Office | NT-NT26-06-416 | NT26-06-416-Office | North Terrace | NT | NT26 | Ligertwood | 06 | Fourth Floor | 416 | 535 | Adelaide Law School | 535 | Adelaide Law School | 20.85 | Office | 1 | Office Space Group | 101 | Office - Academic Staff |  | Excellent | 5,197.61 | NO
North Terrace_NT26-Ligertwood_Fourth Floor_417 _ Office | NT-NT26-06-417 | NT26-06-417-Office | North Terrace | NT | NT26 | Ligertwood | 06 | Fourth Floor | 417 | 535 | Adelaide Law School | 535 | Adelaide Law School | 15.49 | Office | 1 | Office Space Group | 101 | Office - Academic Staff |  | Excellent | 3,861.44 | NO
North Terrace_NT26-Ligertwood_Fourth Floor_418 _ Office | NT-NT26-06-418 | NT26-06-418-Office | North Terrace | NT | NT26 | Ligertwood | 06 | Fourth Floor | 418 | 535 | Adelaide Law School | 535 | Adelaide Law School | 15.42 | Office | 1 | Office Space Group | 101 | Office - Academic Staff |  | Excellent | 3,843.99 | NO
North Terrace_NT26-Ligertwood_Fourth Floor_419 _ Office | NT-NT26-06-419 | NT26-06-419-Office | North Terrace | NT | NT26 | Ligertwood | 06 | Fourth Floor | 419 | 535 | Adelaide Law School | 535 | Adelaide Law School | 12.98 | Office | 1 | Office Space Group | 101 | Office - Academic Staff |  | Excellent | 3,235.73 | NO
North Terrace_NT26-Ligertwood_Fourth Floor_419D _ VSR | NT-NT26-06-419D | NT26-06-419D-VSR | North Terrace | NT | NT26 | Ligertwood | 06 | Fourth Floor | 419D | 99939 | Unusable Spaces | 99939 | Unusable Spaces | 0.61 | VSR | 8 | Non Useable Floor Area Space Group | 840 | Non-usable - Service riser |  | Unknown | 0.00 | NO
North Terrace_NT26-Ligertwood_Fourth Floor_419E _ VSR | NT-NT26-06-419E | NT26-06-419E-VSR | North Terrace | NT | NT26 | Ligertwood | 06 | Fourth Floor | 419E | 99939 | Unusable Spaces | 99939 | Unusable Spaces | 0.19 | VSR | 8 | Non Useable Floor Area Space Group | 840 | Non-usable - Service riser |  | Unknown | 0.00 | NO
North Terrace_NT26-Ligertwood_Fourth Floor_419G _ VSR | NT-NT26-06-419G | NT26-06-419G-VSR | North Terrace | NT | NT26 | Ligertwood | 06 | Fourth Floor | 419G | 99939 | Unusable Spaces | 99939 | Unusable Spaces | 0.18 | VSR | 8 | Non Useable Floor Area Space Group | 840 | Non-usable - Service riser |  | Unknown | 0.00 | NO
North Terrace_NT26-Ligertwood_Fourth Floor_420 _ Office | NT-NT26-06-420 | NT26-06-420-Office | North Terrace | NT | NT26 | Ligertwood | 06 | Fourth Floor | 420 | 535 | Adelaide Law School | 535 | Adelaide Law School | 10.37 | Office | 1 | Office Space Group | 101 | Office - Academic Staff |  | Excellent | 2,585.09 | NO
North Terrace_NT26-Ligertwood_Fourth Floor_420A _ Office | NT-NT26-06-420A | NT26-06-420A-Office | North Terrace | NT | NT26 | Ligertwood | 06 | Fourth Floor | 420A | 535 | Adelaide Law School | 535 | Adelaide Law School | 10.48 | Office | 1 | Office Space Group | 101 | Office - Academic Staff |  | Excellent | 2,612.51 | NO
North Terrace_NT26-Ligertwood_Fourth Floor_421 _ Office | NT-NT26-06-421 | NT26-06-421-Office | North Terrace | NT | NT26 | Ligertwood | 06 | Fourth Floor | 421 | 535 | Adelaide Law School | 535 | Adelaide Law School | 14.8 | Office | 1 | Office Space Group | 101 | Office - Academic Staff |  | Excellent | 3,689.43 | NO
North Terrace_NT26-Ligertwood_Fourth Floor_422 _ Office | NT-NT26-06-422 | NT26-06-422-Office | North Terrace | NT | NT26 | Ligertwood | 06 | Fourth Floor | 422 | 535 | Adelaide Law School | 535 | Adelaide Law School | 15.26 | Office | 1 | Office Space Group | 101 | Office - Academic Staff |  | Excellent | 3,804.10 | NO
North Terrace_NT26-Ligertwood_Fourth Floor_423 _ Office | NT-NT26-06-423 | NT26-06-423-Office | North Terrace | NT | NT26 | Ligertwood | 06 | Fourth Floor | 423 | 535 | Adelaide Law School | 535 | Adelaide Law School | 16.38 | Office | 1 | Office Space Group | 101 | Office - Academic Staff |  | Excellent | 4,083.30 | NO
North Terrace_NT26-Ligertwood_Fourth Floor_424 _ Office | NT-NT26-06-424 | NT26-06-424-Office | North Terrace | NT | NT26 | Ligertwood | 06 | Fourth Floor | 424 | 535 | Adelaide Law School | 535 | Adelaide Law School | 15.49 | Office | 1 | Office Space Group | 101 | Office - Academic Staff |  | Excellent | 3,861.44 | NO
North Terrace_NT26-Ligertwood_Fourth Floor_425 _ Office | NT-NT26-06-425 | NT26-06-425-Office | North Terrace | NT | NT26 | Ligertwood | 06 | Fourth Floor | 425 | 535 | Adelaide Law School | 535 | Adelaide Law School | 14.8 | Office | 1 | Office Space Group | 101 | Office - Academic Staff |  | Excellent | 3,689.43 | NO
North Terrace_NT26-Ligertwood_Fourth Floor_426 _ Office | NT-NT26-06-426 | NT26-06-426-Office | North Terrace | NT | NT26 | Ligertwood | 06 | Fourth Floor | 426 | 535 | Adelaide Law School | 535 | Adelaide Law School | 21.14 | Office | 1 | Office Space Group | 102 | Office - Research Staff |  | Excellent | 5,269.90 | NO
North Terrace_NT26-Ligertwood_Fourth Floor_427 _ Plantroom | NT-NT26-06-427 | NT26-06-427-Plantroom | North Terrace | NT | NT26 | Ligertwood | 06 | Fourth Floor | 427 | 99939 | Unusable Spaces | 99939 | Unusable Spaces | 30.92 | Plantroom | 8 | Non Useable Floor Area Space Group | 811 | Non-usable - Plant room other |  | Unknown | 0.00 | NO
North Terrace_NT26-Ligertwood_Fourth Floor_428 _ Plantroom | NT-NT26-06-428 | NT26-06-428-Plantroom | North Terrace | NT | NT26 | Ligertwood | 06 | Fourth Floor | 428 | 99939 | Unusable Spaces | 99939 | Unusable Spaces | 37.32 | Plantroom | 8 | Non Useable Floor Area Space Group | 811 | Non-usable - Plant room other |  | Unknown | 0.00 | NO
North Terrace_NT26-Ligertwood_Fifth Floor_501 _ Foyer | NT-NT26-07-501 | NT26-07-501-Foyer | North Terrace | NT | NT26 | Ligertwood | 07 | Fifth Floor | 501 | 99939 | Unusable Spaces | 99939 | Unusable Spaces | 14.51 | Foyer | 8 | Non Useable Floor Area Space Group | 805 | Non-usable - Circulation space |  | Excellent | 0.00 | NO
North Terrace_NT26-Ligertwood_Fifth Floor_501A _ Corr. | NT-NT26-07-501A | NT26-07-501A-Corr. | North Terrace | NT | NT26 | Ligertwood | 07 | Fifth Floor | 501A | 99939 | Unusable Spaces | 99939 | Unusable Spaces | 66.11 | Corr. | 8 | Non Useable Floor Area Space Group | 805 | Non-usable - Circulation space |  | Excellent | 0.00 | NO
North Terrace_NT26-Ligertwood_Fifth Floor_501B _ Corr. | NT-NT26-07-501B | NT26-07-501B-Corr. | North Terrace | NT | NT26 | Ligertwood | 07 | Fifth Floor | 501B | 99939 | Unusable Spaces | 99939 | Unusable Spaces | 58.07 | Corr. | 8 | Non Useable Floor Area Space Group | 805 | Non-usable - Circulation space |  | Excellent | 0.00 | NO
North Terrace_NT26-Ligertwood_Fifth Floor_501K _ VSR | NT-NT26-07-501K | NT26-07-501K-VSR | North Terrace | NT | NT26 | Ligertwood | 07 | Fifth Floor | 501K | 99939 | Unusable Spaces | 99939 | Unusable Spaces | 0.37 | VSR | 8 | Non Useable Floor Area Space Group | 840 | Non-usable - Service riser |  | Unknown | 0.00 | NO
North Terrace_NT26-Ligertwood_Fifth Floor_501L _ VSR | NT-NT26-07-501L | NT26-07-501L-VSR | North Terrace | NT | NT26 | Ligertwood | 07 | Fifth Floor | 501L | 99939 | Unusable Spaces | 99939 | Unusable Spaces | 0.65 | VSR | 8 | Non Useable Floor Area Space Group | 840 | Non-usable - Service riser |  | Unknown | 0.00 | NO
North Terrace_NT26-Ligertwood_Fifth Floor_502 _ Stair | NT-NT26-07-502 | NT26-07-502-Stair | North Terrace | NT | NT26 | Ligertwood | 07 | Fifth Floor | 502 | 99939 | Unusable Spaces | 99939 | Unusable Spaces | 15.51 | Stair | 8 | Non Useable Floor Area Space Group | 805 | Non-usable - Circulation space |  | Unknown | 0.00 | NO
North Terrace_NT26-Ligertwood_Fifth Floor_502A _ Cleaners Room | NT-NT26-07-502A | NT26-07-502A-Cleaners Room | North Terrace | NT | NT26 | Ligertwood | 07 | Fifth Floor | 502A | 99939 | Unusable Spaces | 99939 | Unusable Spaces | 2.69 | Cleaners Room | 8 | Non Useable Floor Area Space Group | 806 | Non-usable - Cleaners room |  | Unknown | 0.00 | NO
North Terrace_NT26-Ligertwood_Fifth Floor_502B _ Plantroom | NT-NT26-07-502B | NT26-07-502B-Plantroom | North Terrace | NT | NT26 | Ligertwood | 07 | Fifth Floor | 502B | 99939 | Unusable Spaces | 99939 | Unusable Spaces | 4.57 | Plantroom | 8 | Non Useable Floor Area Space Group | 811 | Non-usable - Plant room other |  | Unknown | 0.00 | NO
North Terrace_NT26-Ligertwood_Fifth Floor_502C _ Plant Entrance | NT-NT26-07-502C | NT26-07-502C-Plant Entrance | North Terrace | NT | NT26 | Ligertwood | 07 | Fifth Floor | 502C | 99939 | Unusable Spaces | 99939 | Unusable Spaces | 2 | Plant Entrance | 8 | Non Useable Floor Area Space Group | 805 | Non-usable - Circulation space |  | Unknown | 0.00 | NO
North Terrace_NT26-Ligertwood_Fifth Floor_503 _ A/L | NT-NT26-07-503 | NT26-07-503-A/L | North Terrace | NT | NT26 | Ligertwood | 07 | Fifth Floor | 503 | 99939 | Unusable Spaces | 99939 | Unusable Spaces | 5.35 | A/L | 8 | Non Useable Floor Area Space Group | 835 | Non-usable - Toilets/Amenities - Other |  | Adequate | 0.00 | NO
North Terrace_NT26-Ligertwood_Fifth Floor_503A _ WC - F | NT-NT26-07-503A | NT26-07-503A-WC - F | North Terrace | NT | NT26 | Ligertwood | 07 | Fifth Floor | 503A | 99939 | Unusable Spaces | 99939 | Unusable Spaces | 12.09 | WC - F | 8 | Non Useable Floor Area Space Group | 820 | Non-usable - Toilets/Amenities - Female |  | Adequate | 0.00 | NO
North Terrace_NT26-Ligertwood_Fifth Floor_503B _ VSR | NT-NT26-07-503B | NT26-07-503B-VSR | North Terrace | NT | NT26 | Ligertwood | 07 | Fifth Floor | 503B | 99939 | Unusable Spaces | 99939 | Unusable Spaces | 2.48 | VSR | 8 | Non Useable Floor Area Space Group | 840 | Non-usable - Service riser |  | Unknown | 0.00 | NO
North Terrace_NT26-Ligertwood_Fifth Floor_503C _ VSR | NT-NT26-07-503C | NT26-07-503C-VSR | North Terrace | NT | NT26 | Ligertwood | 07 | Fifth Floor | 503C | 99939 | Unusable Spaces | 99939 | Unusable Spaces | 0.7 | VSR | 8 | Non Useable Floor Area Space Group | 840 | Non-usable - Service riser |  | Unknown | 0.00 | NO
North Terrace_NT26-Ligertwood_Fifth Floor_503D _ VSR | NT-NT26-07-503D | NT26-07-503D-VSR | North Terrace | NT | NT26 | Ligertwood | 07 | Fifth Floor | 503D | 99939 | Unusable Spaces | 99939 | Unusable Spaces | 0.42 | VSR | 8 | Non Useable Floor Area Space Group | 840 | Non-usable - Service riser |  | Unknown | 0.00 | NO
North Terrace_NT26-Ligertwood_Fifth Floor_504 _ GDLP Space 1 | NT-NT26-07-504 | NT26-07-504-GDLP Space 1 | North Terrace | NT | NT26 | Ligertwood | 07 | Fifth Floor | 504 | 535 | Adelaide Law School | 535 | Adelaide Law School | 81.23 | GDLP Space 1 | 2 | Teaching Space Group | 206 | Lecture/Seminar/Tutorial/Class Room (<30) Flat Floor |  | Excellent | 24,704.37 | NO
North Terrace_NT26-Ligertwood_Fifth Floor_505 _ GDLP Space 2 | NT-NT26-07-505 | NT26-07-505-GDLP Space 2 | North Terrace | NT | NT26 | Ligertwood | 07 | Fifth Floor | 505 | 535 | Adelaide Law School | 535 | Adelaide Law School | 79.51 | GDLP Space 2 | 2 | Teaching Space Group | 206 | Lecture/Seminar/Tutorial/Class Room (<30) Flat Floor |  | Excellent | 24,181.27 | NO
North Terrace_NT26-Ligertwood_Fifth Floor_506 _ Kitchen | NT-NT26-07-506 | NT26-07-506-Kitchen | North Terrace | NT | NT26 | Ligertwood | 07 | Fifth Floor | 506 | 535 | Adelaide Law School | 535 | Adelaide Law School | 12.07 | Kitchen | 6 | General Facility Space Group | 608 | General Facility - Kitchen/Servery/Food Storage |  | Excellent | 3,369.94 | NO
North Terrace_NT26-Ligertwood_Fifth Floor_507 _ Meeting 1 | NT-NT26-07-507 | NT26-07-507-Meeting 1 | North Terrace | NT | NT26 | Ligertwood | 07 | Fifth Floor | 507 | 535 | Adelaide Law School | 535 | Adelaide Law School | 33.15 | Meeting 1 | 6 | General Facility Space Group | 601 | General Facility - Committee/Conference/Meeting room |  | Excellent | 9,255.48 | NO
North Terrace_NT26-Ligertwood_Fifth Floor_508 _ Meeting 2 | NT-NT26-07-508 | NT26-07-508-Meeting 2 | North Terrace | NT | NT26 | Ligertwood | 07 | Fifth Floor | 508 | 535 | Adelaide Law School | 535 | Adelaide Law School | 40.42 | Meeting 2 | 6 | General Facility Space Group | 601 | General Facility - Committee/Conference/Meeting room |  | Excellent | 11,285.27 | NO
North Terrace_NT26-Ligertwood_Fifth Floor_509 _ Reception | NT-NT26-07-509 | NT26-07-509-Reception | North Terrace | NT | NT26 | Ligertwood | 07 | Fifth Floor | 509 | 535 | Adelaide Law School | 535 | Adelaide Law School | 4.72 | Reception | 1 | Office Space Group | 118 | Open Plan - Reception Area |  | Excellent | 1,176.63 | NO
North Terrace_NT26-Ligertwood_Fifth Floor_509A _ Waiting | NT-NT26-07-509A | NT26-07-509A-Waiting | North Terrace | NT | NT26 | Ligertwood | 07 | Fifth Floor | 509A | 535 | Adelaide Law School | 535 | Adelaide Law School | 7.91 | Waiting | 6 | General Facility Space Group | 623 | General Facility - Waiting Area/Foyer/Reception Area |  | Excellent | 2,208.47 | NO
North Terrace_NT26-Ligertwood_Fifth Floor_509B _ FHR | NT-NT26-07-509B | NT26-07-509B-FHR | North Terrace | NT | NT26 | Ligertwood | 07 | Fifth Floor | 509B | 99939 | Unusable Spaces | 99939 | Unusable Spaces | 0.31 | FHR | 8 | Non Useable Floor Area Space Group | 840 | Non-usable - Service riser |  | Unknown | 0.00 | NO
North Terrace_NT26-Ligertwood_Fifth Floor_510 _ Office - PA | NT-NT26-07-510 | NT26-07-510-Office - PA | North Terrace | NT | NT26 | Ligertwood | 07 | Fifth Floor | 510 | 535 | Adelaide Law School | 535 | Adelaide Law School | 9.86 | Office - PA | 1 | Office Space Group | 108 | Office - Professional/General Staff |  | Excellent | 2,457.96 | NO
North Terrace_NT26-Ligertwood_Fifth Floor_511 _ Office - Dean | NT-NT26-07-511 | NT26-07-511-Office - Dean | North Terrace | NT | NT26 | Ligertwood | 07 | Fifth Floor | 511 | 535 | Adelaide Law School | 535 | Adelaide Law School | 17.46 | Office - Dean | 1 | Office Space Group | 101 | Office - Academic Staff |  | Excellent | 4,352.53 | NO
North Terrace_NT26-Ligertwood_Fifth Floor_512 _ Office | NT-NT26-07-512 | NT26-07-512-Office | North Terrace | NT | NT26 | Ligertwood | 07 | Fifth Floor | 512 | 535 | Adelaide Law School | 535 | Adelaide Law School | 11.21 | Office | 1 | Office Space Group | 101 | Office - Academic Staff |  | Excellent | 2,794.49 | NO
North Terrace_NT26-Ligertwood_Fifth Floor_513 _ Office | NT-NT26-07-513 | NT26-07-513-Office | North Terrace | NT | NT26 | Ligertwood | 07 | Fifth Floor | 513 | 535 | Adelaide Law School | 535 | Adelaide Law School | 12.03 | Office | 1 | Office Space Group | 101 | Office - Academic Staff |  | Excellent | 2,998.91 | NO
North Terrace_NT26-Ligertwood_Fifth Floor_514 _ Office | NT-NT26-07-514 | NT26-07-514-Office | North Terrace | NT | NT26 | Ligertwood | 07 | Fifth Floor | 514 | 535 | Adelaide Law School | 535 | Adelaide Law School | 12.03 | Office | 1 | Office Space Group | 101 | Office - Academic Staff |  | Excellent | 2,998.91 | NO
North Terrace_NT26-Ligertwood_Fifth Floor_515 _ GDLP Space 3 | NT-NT26-07-515 | NT26-07-515-GDLP Space 3 | North Terrace | NT | NT26 | Ligertwood | 07 | Fifth Floor | 515 | 535 | Adelaide Law School | 535 | Adelaide Law School | 52.98 | GDLP Space 3 | 2 | Teaching Space Group | 206 | Lecture/Seminar/Tutorial/Class Room (<30) Flat Floor |  | Excellent | 16,112.73 | NO
North Terrace_NT26-Ligertwood_Fifth Floor_515A _ DB | NT-NT26-07-515A | NT26-07-515A-DB | North Terrace | NT | NT26 | Ligertwood | 07 | Fifth Floor | 515A | 99939 | Unusable Spaces | 99939 | Unusable Spaces | 0.59 | DB | 8 | Non Useable Floor Area Space Group | 840 | Non-usable - Service riser |  | Unknown | 0.00 | NO
North Terrace_NT26-Ligertwood_Fifth Floor_516 _ Kitchen | NT-NT26-07-516 | NT26-07-516-Kitchen | North Terrace | NT | NT26 | Ligertwood | 07 | Fifth Floor | 516 | 535 | Adelaide Law School | 535 | Adelaide Law School | 7.03 | Kitchen | 6 | General Facility Space Group | 608 | General Facility - Kitchen/Servery/Food Storage |  | Excellent | 1,962.78 | NO
North Terrace_NT26-Ligertwood_Fifth Floor_517 _ Stair | NT-NT26-07-517 | NT26-07-517-Stair | North Terrace | NT | NT26 | Ligertwood | 07 | Fifth Floor | 517 | 99939 | Unusable Spaces | 99939 | Unusable Spaces | 10.93 | Stair | 8 | Non Useable Floor Area Space Group | 805 | Non-usable - Circulation space |  | Unknown | 0.00 | NO
North Terrace_NT26-Ligertwood_Fifth Floor_517D _ VSR | NT-NT26-07-517D | NT26-07-517D-VSR | North Terrace | NT | NT26 | Ligertwood | 07 | Fifth Floor | 517D | 99939 | Unusable Spaces | 99939 | Unusable Spaces | 0.16 | VSR | 8 | Non Useable Floor Area Space Group | 840 | Non-usable - Service riser |  | Unknown | 0.00 | NO
North Terrace_NT26-Ligertwood_Fifth Floor_518 _ Utility | NT-NT26-07-518 | NT26-07-518-Utility | North Terrace | NT | NT26 | Ligertwood | 07 | Fifth Floor | 518 | 535 | Adelaide Law School | 535 | Adelaide Law School | 13.06 | Utility | 6 | General Facility Space Group | 603 | General Facility - Resource room |  | Excellent | 3,646.35 | NO
North Terrace_NT26-Ligertwood_Fifth Floor_518A _ Breakout | NT-NT26-07-518A | NT26-07-518A-Breakout | North Terrace | NT | NT26 | Ligertwood | 07 | Fifth Floor | 518A | 535 | Adelaide Law School | 535 | Adelaide Law School | 35.21 | Breakout | 6 | General Facility Space Group | 607 | General Facility - Cafeteria/Refectory/Canteen/Dining Room |  | Excellent | 9,830.63 | NO
North Terrace_NT26-Ligertwood_Fifth Floor_519 _ Utility - HDR | NT-NT26-07-519 | NT26-07-519-Utility - HDR | North Terrace | NT | NT26 | Ligertwood | 07 | Fifth Floor | 519 | 535 | Adelaide Law School | 535 | Adelaide Law School | 17.17 | Utility - HDR | 6 | General Facility Space Group | 603 | General Facility - Resource room |  | Excellent | 4,793.86 | NO
North Terrace_NT26-Ligertwood_Fifth Floor_519A _ Workstation - HDR | NT-NT26-07-519A | NT26-07-519A-Workstation - HDR | North Terrace | NT | NT26 | Ligertwood | 07 | Fifth Floor | 519A | 535 | Adelaide Law School | 535 | Adelaide Law School | 2.79 | Workstation - HDR | 1 | Office Space Group | 114 | Open Plan - Research Students |  | Excellent | 695.51 | NO
North Terrace_NT26-Ligertwood_Fifth Floor_519B _ Workstation - HDR | NT-NT26-07-519B | NT26-07-519B-Workstation - HDR | North Terrace | NT | NT26 | Ligertwood | 07 | Fifth Floor | 519B | 535 | Adelaide Law School | 535 | Adelaide Law School | 2.79 | Workstation - HDR | 1 | Office Space Group | 114 | Open Plan - Research Students |  | Excellent | 695.51 | NO
North Terrace_NT26-Ligertwood_Fifth Floor_519C _ Workstation - HDR | NT-NT26-07-519C | NT26-07-519C-Workstation - HDR | North Terrace | NT | NT26 | Ligertwood | 07 | Fifth Floor | 519C | 535 | Adelaide Law School | 535 | Adelaide Law School | 2.79 | Workstation - HDR | 1 | Office Space Group | 114 | Open Plan - Research Students |  | Excellent | 695.51 | NO
North Terrace_NT26-Ligertwood_Fifth Floor_519D _ Workstation - HDR | NT-NT26-07-519D | NT26-07-519D-Workstation - HDR | North Terrace | NT | NT26 | Ligertwood | 07 | Fifth Floor | 519D | 535 | Adelaide Law School | 535 | Adelaide Law School | 2.76 | Workstation - HDR | 1 | Office Space Group | 114 | Open Plan - Research Students |  | Excellent | 688.03 | NO
North Terrace_NT26-Ligertwood_Fifth Floor_519E _ Workstation - HDR | NT-NT26-07-519E | NT26-07-519E-Workstation - HDR | North Terrace | NT | NT26 | Ligertwood | 07 | Fifth Floor | 519E | 535 | Adelaide Law School | 535 | Adelaide Law School | 2.76 | Workstation - HDR | 1 | Office Space Group | 114 | Open Plan - Research Students |  | Excellent | 688.03 | NO
North Terrace_NT26-Ligertwood_Fifth Floor_519F _ Workstation - HDR | NT-NT26-07-519F | NT26-07-519F-Workstation - HDR | North Terrace | NT | NT26 | Ligertwood | 07 | Fifth Floor | 519F | 535 | Adelaide Law School | 535 | Adelaide Law School | 2.79 | Workstation - HDR | 1 | Office Space Group | 114 | Open Plan - Research Students |  | Excellent | 695.51 | NO
North Terrace_NT26-Ligertwood_Fifth Floor_519G _ Workstation - HDR | NT-NT26-07-519G | NT26-07-519G-Workstation - HDR | North Terrace | NT | NT26 | Ligertwood | 07 | Fifth Floor | 519G | 535 | Adelaide Law School | 535 | Adelaide Law School | 2.79 | Workstation - HDR | 1 | Office Space Group | 114 | Open Plan - Research Students |  | Excellent | 695.51 | NO
North Terrace_NT26-Ligertwood_Fifth Floor_519H _ Workstation - HDR | NT-NT26-07-519H | NT26-07-519H-Workstation - HDR | North Terrace | NT | NT26 | Ligertwood | 07 | Fifth Floor | 519H | 535 | Adelaide Law School | 535 | Adelaide Law School | 2.79 | Workstation - HDR | 1 | Office Space Group | 114 | Open Plan - Research Students |  | Excellent | 695.51 | NO
North Terrace_NT26-Ligertwood_Fifth Floor_519I _ Workstation - HDR | NT-NT26-07-519I | NT26-07-519I-Workstation - HDR | North Terrace | NT | NT26 | Ligertwood | 07 | Fifth Floor | 519I | 535 | Adelaide Law School | 535 | Adelaide Law School | 2.79 | Workstation - HDR | 1 | Office Space Group | 114 | Open Plan - Research Students |  | Excellent | 695.51 | NO
North Terrace_NT26-Ligertwood_Fifth Floor_519J _ Workstation - HDR | NT-NT26-07-519J | NT26-07-519J-Workstation - HDR | North Terrace | NT | NT26 | Ligertwood | 07 | Fifth Floor | 519J | 535 | Adelaide Law School | 535 | Adelaide Law School | 4.48 | Workstation - HDR | 1 | Office Space Group | 114 | Open Plan - Research Students |  | Excellent | 1,116.80 | NO
North Terrace_NT26-Ligertwood_Fifth Floor_519K _ Workstation - HDR | NT-NT26-07-519K | NT26-07-519K-Workstation - HDR | North Terrace | NT | NT26 | Ligertwood | 07 | Fifth Floor | 519K | 535 | Adelaide Law School | 535 | Adelaide Law School | 2.74 | Workstation - HDR | 1 | Office Space Group | 114 | Open Plan - Research Students |  | Excellent | 683.04 | NO
North Terrace_NT26-Ligertwood_Fifth Floor_519L _ Workstation - HDR | NT-NT26-07-519L | NT26-07-519L-Workstation - HDR | North Terrace | NT | NT26 | Ligertwood | 07 | Fifth Floor | 519L | 535 | Adelaide Law School | 535 | Adelaide Law School | 2.74 | Workstation - HDR | 1 | Office Space Group | 114 | Open Plan - Research Students |  | Excellent | 683.04 | NO
North Terrace_NT26-Ligertwood_Fifth Floor_519M _ Workstation - HDR | NT-NT26-07-519M | NT26-07-519M-Workstation - HDR | North Terrace | NT | NT26 | Ligertwood | 07 | Fifth Floor | 519M | 535 | Adelaide Law School | 535 | Adelaide Law School | 2.74 | Workstation - HDR | 1 | Office Space Group | 114 | Open Plan - Research Students |  | Excellent | 683.04 | NO
North Terrace_NT26-Ligertwood_Fifth Floor_519N _ Workstation - HDR | NT-NT26-07-519N | NT26-07-519N-Workstation - HDR | North Terrace | NT | NT26 | Ligertwood | 07 | Fifth Floor | 519N | 535 | Adelaide Law School | 535 | Adelaide Law School | 2.74 | Workstation - HDR | 1 | Office Space Group | 114 | Open Plan - Research Students |  | Excellent | 683.04 | NO
North Terrace_NT26-Ligertwood_Fifth Floor_519O _ Workstation - HDR | NT-NT26-07-519O | NT26-07-519O-Workstation - HDR | North Terrace | NT | NT26 | Ligertwood | 07 | Fifth Floor | 519O | 535 | Adelaide Law School | 535 | Adelaide Law School | 2.74 | Workstation - HDR | 1 | Office Space Group | 114 | Open Plan - Research Students |  | Excellent | 683.04 | NO
North Terrace_NT26-Ligertwood_Fifth Floor_519P _ Workstation - HDR | NT-NT26-07-519P | NT26-07-519P-Workstation - HDR | North Terrace | NT | NT26 | Ligertwood | 07 | Fifth Floor | 519P | 535 | Adelaide Law School | 535 | Adelaide Law School | 2.74 | Workstation - HDR | 1 | Office Space Group | 114 | Open Plan - Research Students |  | Excellent | 683.04 | NO
North Terrace_NT26-Ligertwood_Fifth Floor_519Q _ Workstation - HDR | NT-NT26-07-519Q | NT26-07-519Q-Workstation - HDR | North Terrace | NT | NT26 | Ligertwood | 07 | Fifth Floor | 519Q | 535 | Adelaide Law School | 535 | Adelaide Law School | 3.58 | Workstation - HDR | 1 | Office Space Group | 114 | Open Plan - Research Students |  | Excellent | 892.44 | NO
North Terrace_NT26-Ligertwood_Fifth Floor_519R _ Workstation - HDR | NT-NT26-07-519R | NT26-07-519R-Workstation - HDR | North Terrace | NT | NT26 | Ligertwood | 07 | Fifth Floor | 519R | 535 | Adelaide Law School | 535 | Adelaide Law School | 3.58 | Workstation - HDR | 1 | Office Space Group | 114 | Open Plan - Research Students |  | Excellent | 892.44 | NO
North Terrace_NT26-Ligertwood_Fifth Floor_519S _ Workstation - HDR | NT-NT26-07-519S | NT26-07-519S-Workstation - HDR | North Terrace | NT | NT26 | Ligertwood | 07 | Fifth Floor | 519S | 535 | Adelaide Law School | 535 | Adelaide Law School | 3.5 | Workstation - HDR | 1 | Office Space Group | 114 | Open Plan - Research Students |  | Excellent | 872.50 | NO
North Terrace_NT26-Ligertwood_Fifth Floor_519T _ Workstation - HDR | NT-NT26-07-519T | NT26-07-519T-Workstation - HDR | North Terrace | NT | NT26 | Ligertwood | 07 | Fifth Floor | 519T | 535 | Adelaide Law School | 535 | Adelaide Law School | 3.5 | Workstation - HDR | 1 | Office Space Group | 114 | Open Plan - Research Students |  | Excellent | 872.50 | NO
North Terrace_NT26-Ligertwood_Fifth Floor_519U _ Workstation - HDR | NT-NT26-07-519U | NT26-07-519U-Workstation - HDR | North Terrace | NT | NT26 | Ligertwood | 07 | Fifth Floor | 519U | 535 | Adelaide Law School | 535 | Adelaide Law School | 3.5 | Workstation - HDR | 1 | Office Space Group | 114 | Open Plan - Research Students |  | Excellent | 872.50 | NO
North Terrace_NT26-Ligertwood_Fifth Floor_519V _ Workstation - HDR | NT-NT26-07-519V | NT26-07-519V-Workstation - HDR | North Terrace | NT | NT26 | Ligertwood | 07 | Fifth Floor | 519V | 535 | Adelaide Law School | 535 | Adelaide Law School | 3.5 | Workstation - HDR | 1 | Office Space Group | 114 | Open Plan - Research Students |  | Excellent | 872.50 | NO
North Terrace_NT26-Ligertwood_Fifth Floor_519W _ Workstation - HDR | NT-NT26-07-519W | NT26-07-519W-Workstation - HDR | North Terrace | NT | NT26 | Ligertwood | 07 | Fifth Floor | 519W | 535 | Adelaide Law School | 535 | Adelaide Law School | 3.5 | Workstation - HDR | 1 | Office Space Group | 114 | Open Plan - Research Students |  | Excellent | 872.50 | NO
North Terrace_NT26-Ligertwood_Fifth Floor_523E _ VSR | NT-NT26-07-523E | NT26-07-523E-VSR | North Terrace | NT | NT26 | Ligertwood | 07 | Fifth Floor | 523E | 99939 | Unusable Spaces | 99939 | Unusable Spaces | 0.18 | VSR | 8 | Non Useable Floor Area Space Group | 840 | Non-usable - Service riser |  | Unknown | 0.00 | NO
North Terrace_NT26-Ligertwood_Fifth Floor_529E _ VSR | NT-NT26-07-529E | NT26-07-529E-VSR | North Terrace | NT | NT26 | Ligertwood | 07 | Fifth Floor | 529E | 99939 | Unusable Spaces | 99939 | Unusable Spaces | 1.29 | VSR | 8 | Non Useable Floor Area Space Group | 840 | Non-usable - Service riser |  | Unknown | 0.00 | NO
North Terrace_NT26-Ligertwood_Fifth Floor_530 _ A/L | NT-NT26-07-530 | NT26-07-530-A/L | North Terrace | NT | NT26 | Ligertwood | 07 | Fifth Floor | 530 | 99939 | Unusable Spaces | 99939 | Unusable Spaces | 5.25 | A/L | 8 | Non Useable Floor Area Space Group | 835 | Non-usable - Toilets/Amenities - Other |  | Adequate | 0.00 | NO
North Terrace_NT26-Ligertwood_Fifth Floor_530A _ WC - M | NT-NT26-07-530A | NT26-07-530A-WC - M | North Terrace | NT | NT26 | Ligertwood | 07 | Fifth Floor | 530A | 99939 | Unusable Spaces | 99939 | Unusable Spaces | 12.12 | WC - M | 8 | Non Useable Floor Area Space Group | 821 | Non-usable - Toilets/Amenities - Male |  | Adequate | 0.00 | NO
North Terrace_NT26-Ligertwood_Fifth Floor_530B _ Stair | NT-NT26-07-530B | NT26-07-530B-Stair | North Terrace | NT | NT26 | Ligertwood | 07 | Fifth Floor | 530B | 99939 | Unusable Spaces | 99939 | Unusable Spaces | 2.61 | Stair | 8 | Non Useable Floor Area Space Group | 805 | Non-usable - Circulation space |  | Unknown | 0.00 | NO
North Terrace_NT26-Ligertwood_Fifth Floor_531 _ Plantroom | NT-NT26-07-531 | NT26-07-531-Plantroom | North Terrace | NT | NT26 | Ligertwood | 07 | Fifth Floor | 531 | 99939 | Unusable Spaces | 99939 | Unusable Spaces | 39.28 | Plantroom | 8 | Non Useable Floor Area Space Group | 810 | Non-usable - Mechanical plant room |  | Unknown | 0.00 | NO
North Terrace_NT26-Ligertwood_Plant Room Level_601 _ Plantroom | NT-NT26-08-601 | NT26-08-601-Plantroom | North Terrace | NT | NT26 | Ligertwood | 08 | Plant Room Level | 601 | 99939 | Unusable Spaces | 99939 | Unusable Spaces | 117.43 | Plantroom | 8 | Non Useable Floor Area Space Group | 811 | Non-usable - Plant room other |  | Unknown | 0.00 | NO
North Terrace_NT26-Ligertwood_Plant Room Level_602 _ Stair | NT-NT26-08-602 | NT26-08-602-Stair | North Terrace | NT | NT26 | Ligertwood | 08 | Plant Room Level | 602 | 99939 | Unusable Spaces | 99939 | Unusable Spaces | 1.98 | Stair | 8 | Non Useable Floor Area Space Group | 805 | Non-usable - Circulation space |  | Unknown | 0.00 | NO
North Terrace_NT26-Ligertwood_Plant Room Level_603 _ Stair | NT-NT26-08-603 | NT26-08-603-Stair | North Terrace | NT | NT26 | Ligertwood | 08 | Plant Room Level | 603 | 99939 | Unusable Spaces | 99939 | Unusable Spaces | 2.06 | Stair | 8 | Non Useable Floor Area Space Group | 805 | Non-usable - Circulation space |  | Unknown | 0.00 | NO
North Terrace_NT26-Ligertwood_Plant Room Level_604 _ VSR | NT-NT26-08-604 | NT26-08-604-VSR | North Terrace | NT | NT26 | Ligertwood | 08 | Plant Room Level | 604 | 99939 | Unusable Spaces | 99939 | Unusable Spaces | 2.16 | VSR | 8 | Non Useable Floor Area Space Group | 840 | Non-usable - Service riser |  | Unknown | 0.00 | NO
North Terrace_NT26-Ligertwood_Plant Room Level_605 _ Lift Shaft | NT-NT26-08-605 | NT26-08-605-Lift Shaft | North Terrace | NT | NT26 | Ligertwood | 08 | Plant Room Level | 605 | 99939 | Unusable Spaces | 99939 | Unusable Spaces | 4.5 | Lift Shaft | 8 | Non Useable Floor Area Space Group | 840 | Non-usable - Service riser |  | Unknown | 0.00 | NO
North Terrace_NT26-Ligertwood_Plant Room Level_606 _ VSR - A/C | NT-NT26-08-606 | NT26-08-606-VSR - A/C | North Terrace | NT | NT26 | Ligertwood | 08 | Plant Room Level | 606 | 99939 | Unusable Spaces | 99939 | Unusable Spaces | 1.59 | VSR - A/C | 8 | Non Useable Floor Area Space Group | 840 | Non-usable - Service riser |  | Unknown | 0.00 | NO
North Terrace_NT26-Ligertwood_Lift Motor Room Level_701 _ Lift Motor Room | NT-NT26-09-701 | NT26-09-701-Lift Motor Room | North Terrace | NT | NT26 | Ligertwood | 09 | Lift Motor Room Level | 701 | 99939 | Unusable Spaces | 99939 | Unusable Spaces | 15.67 | Lift Motor Room | 8 | Non Useable Floor Area Space Group | 809 | Non-usable - Lift motor room |  | Unknown | 0.00 | NO
North Terrace_NT26-Ligertwood_Lift Motor Room Level_701A _ Stair | NT-NT26-09-701A | NT26-09-701A-Stair | North Terrace | NT | NT26 | Ligertwood | 09 | Lift Motor Room Level | 701A | 99939 | Unusable Spaces | 99939 | Unusable Spaces | 2.33 | Stair | 8 | Non Useable Floor Area Space Group | 805 | Non-usable - Circulation space |  | Unknown | 0.00 | NO
North Terrace_NT27-Molecular Life Sciences_First Floor_100 _ Foyer | NT-NT27-01-100 | NT27-01-100-Foyer | North Terrace | NT | NT27 | Molecular Life Sciences | 01 | First Floor | 100 | 99939 | Unusable Spaces | 99939 | Unusable Spaces | 23.43 | Foyer | 8 | Non Useable Floor Area Space Group | 805 | Non-usable - Circulation space |  | Unknown | 0.00 | NO
North Terrace_NT27-Molecular Life Sciences_First Floor_100A _ Stair 3 | NT-NT27-01-100A | NT27-01-100A-Stair 3 | North Terrace | NT | NT27 | Molecular Life Sciences | 01 | First Floor | 100A | 99939 | Unusable Spaces | 99939 | Unusable Spaces | 6.23 | Stair 3 | 8 | Non Useable Floor Area Space Group | 805 | Non-usable - Circulation space |  | Unknown | 0.00 | NO
North Terrace_NT27-Molecular Life Sciences_First Floor_100C _ Stair 2 | NT-NT27-01-100C | NT27-01-100C-Stair 2 | North Terrace | NT | NT27 | Molecular Life Sciences | 01 | First Floor | 100C | 99939 | Unusable Spaces | 99939 | Unusable Spaces | 12.45 | Stair 2 | 8 | Non Useable Floor Area Space Group | 805 | Non-usable - Circulation space |  | Unknown | 0.00 | NO
North Terrace_NT27-Molecular Life Sciences_First Floor_101B _ Tea Room | NT-NT27-01-101B | NT27-01-101B-Tea Room | North Terrace | NT | NT27 | Molecular Life Sciences | 01 | First Floor | 101B | 285 | School of Biological Sciences | 285 | School of Biological Sciences | 4.21 | Tea Room | 6 | General Facility Space Group | 608 | General Facility - Kitchen/Servery/Food Storage |  | Good | 999.52 | NO
North Terrace_NT27-Molecular Life Sciences_First Floor_102 _ Corr. | NT-NT27-01-102 | NT27-01-102-Corr. | North Terrace | NT | NT27 | Molecular Life Sciences | 01 | First Floor | 102 | 99939 | Unusable Spaces | 99939 | Unusable Spaces | 11.92 | Corr. | 8 | Non Useable Floor Area Space Group | 805 | Non-usable - Circulation space |  | Unknown | 0.00 | NO
North Terrace_NT27-Molecular Life Sciences_First Floor_102A _ Corr. | NT-NT27-01-102A | NT27-01-102A-Corr. | North Terrace | NT | NT27 | Molecular Life Sciences | 01 | First Floor | 102A | 99939 | Unusable Spaces | 99939 | Unusable Spaces | 4.05 | Corr. | 8 | Non Useable Floor Area Space Group | 805 | Non-usable - Circulation space |  | Unknown | 0.00 | NO
North Terrace_NT27-Molecular Life Sciences_First Floor_103 _ Lockers | NT-NT27-01-103 | NT27-01-103-Lockers | North Terrace | NT | NT27 | Molecular Life Sciences | 01 | First Floor | 103 | 285 | School of Biological Sciences | 285 | School of Biological Sciences | 1.74 | Lockers | 4 | Ancillary Area Space Group | 416 | Ancillary Area - Locker Storage/Room |  | Good | 324.58 | NO
North Terrace_NT27-Molecular Life Sciences_First Floor_106 _ Corr. | NT-NT27-01-106 | NT27-01-106-Corr. | North Terrace | NT | NT27 | Molecular Life Sciences | 01 | First Floor | 106 | 99939 | Unusable Spaces | 99939 | Unusable Spaces | 23.78 | Corr. | 8 | Non Useable Floor Area Space Group | 805 | Non-usable - Circulation space |  | Unknown | 0.00 | NO
North Terrace_NT27-Molecular Life Sciences_First Floor_107 _ WC - U - Access (RH) | NT-NT27-01-107 | NT27-01-107-WC - U - Access (RH) | North Terrace | NT | NT27 | Molecular Life Sciences | 01 | First Floor | 107 | 99939 | Unusable Spaces | 99939 | Unusable Spaces | 4.51 | WC - U - Access (RH) | 8 | Non Useable Floor Area Space Group | 818 | Non-usable - Toilets/Amenities - Unisex Accessible |  | Unknown | 0.00 | NO
North Terrace_NT27-Molecular Life Sciences_First Floor_108 _ Washroom | NT-NT27-01-108 | NT27-01-108-Washroom | North Terrace | NT | NT27 | Molecular Life Sciences | 01 | First Floor | 108 | 99939 | Unusable Spaces | 99939 | Unusable Spaces | 1.79 | Washroom | 8 | Non Useable Floor Area Space Group | 835 | Non-usable - Toilets/Amenities - Other |  | Unknown | 0.00 | NO
North Terrace_NT27-Molecular Life Sciences_First Floor_109 _ Comms | NT-NT27-01-109 | NT27-01-109-Comms | North Terrace | NT | NT27 | Molecular Life Sciences | 01 | First Floor | 109 | 850 | ITDS Branch Central Costs | 869 | Information Technology and Digital Services | 10.57 | Comms | 8 | Non Useable Floor Area Space Group | 812 | Non-usable - Comms/network system/Telephone/PABX |  | Good | 0.00 | NO
North Terrace_NT27-Molecular Life Sciences_First Floor_110 _ WC - F | NT-NT27-01-110 | NT27-01-110-WC - F | North Terrace | NT | NT27 | Molecular Life Sciences | 01 | First Floor | 110 | 99939 | Unusable Spaces | 99939 | Unusable Spaces | 10.19 | WC - F | 8 | Non Useable Floor Area Space Group | 820 | Non-usable - Toilets/Amenities - Female |  | Unknown | 0.00 | NO
North Terrace_NT27-Molecular Life Sciences_First Floor_111 _ WC - M | NT-NT27-01-111 | NT27-01-111-WC - M | North Terrace | NT | NT27 | Molecular Life Sciences | 01 | First Floor | 111 | 99939 | Unusable Spaces | 99939 | Unusable Spaces | 8.29 | WC - M | 8 | Non Useable Floor Area Space Group | 821 | Non-usable - Toilets/Amenities - Male |  | Unknown | 0.00 | NO
North Terrace_NT27-Molecular Life Sciences_First Floor_112 _ Corr. [PC2-Cert] | NT-NT27-01-112 | NT27-01-112-Corr. [PC2-Cert] | North Terrace | NT | NT27 | Molecular Life Sciences | 01 | First Floor | 112 | 99939 | Unusable Spaces | 99939 | Unusable Spaces | 67.76 | Corr. [PC2-Cert] | 8 | Non Useable Floor Area Space Group | 805 | Non-usable - Circulation space | RATED - PC2 | Unknown | 0.00 | NO
North Terrace_NT27-Molecular Life Sciences_First Floor_112A _ Stair | NT-NT27-01-112A | NT27-01-112A-Stair | North Terrace | NT | NT27 | Molecular Life Sciences | 01 | First Floor | 112A | 99939 | Unusable Spaces | 99939 | Unusable Spaces | 11.61 | Stair | 8 | Non Useable Floor Area Space Group | 805 | Non-usable - Circulation space |  | Unknown | 0.00 | NO
North Terrace_NT27-Molecular Life Sciences_First Floor_113 _ Zebrafish Aquarium [PC2-Cert] | NT-NT27-01-113 | NT27-01-113-Zebrafish Aquarium [PC2-Cert] | North Terrace | NT | NT27 | Molecular Life Sciences | 01 | First Floor | 113 | 285 | School of Biological Sciences | 285 | School of Biological Sciences | 12.57 | Zebrafish Aquarium [PC2-Cert] | 4 | Ancillary Area Space Group | 404 | Ancillary Area - Animal Holding | RATED - PC2 | Good | 2,344.81 | NO
North Terrace_NT27-Molecular Life Sciences_First Floor_114 _ ITS Server | NT-NT27-01-114 | NT27-01-114-ITS Server | North Terrace | NT | NT27 | Molecular Life Sciences | 01 | First Floor | 114 | 99939 | Unusable Spaces | 99939 | Unusable Spaces | 8.85 | ITS Server | 8 | Non Useable Floor Area Space Group | 815 | Non-usable - Switch room |  | Good | 0.00 | NO
North Terrace_NT27-Molecular Life Sciences_First Floor_115 _ Image Room [PC2-Cert] | NT-NT27-01-115 | NT27-01-115-Image Room [PC2-Cert] | North Terrace | NT | NT27 | Molecular Life Sciences | 01 | First Floor | 115 | 285 | School of Biological Sciences | 285 | School of Biological Sciences | 8.09 | Image Room [PC2-Cert] | 4 | Ancillary Area Space Group | 401 | Ancillary Area - Laboratory Service and Preparation | RATED - PC2 | Good | 1,509.11 | NO
North Terrace_NT27-Molecular Life Sciences_First Floor_116 _ Zebrafish Aquarium [PC2-Cert] | NT-NT27-01-116 | NT27-01-116-Zebrafish Aquarium [PC2-Cert] | North Terrace | NT | NT27 | Molecular Life Sciences | 01 | First Floor | 116 | 285 | School of Biological Sciences | 285 | School of Biological Sciences | 30.98 | Zebrafish Aquarium [PC2-Cert] | 4 | Ancillary Area Space Group | 404 | Ancillary Area - Animal Holding | RATED - PC2 | Good | 5,779.02 | NO
North Terrace_NT27-Molecular Life Sciences_First Floor_117 _ Equipment Room [PC2-Cert] | NT-NT27-01-117 | NT27-01-117-Equipment Room [PC2-Cert] | North Terrace | NT | NT27 | Molecular Life Sciences | 01 | First Floor | 117 | 285 | School of Biological Sciences | 285 | School of Biological Sciences | 14.4 | Equipment Room [PC2-Cert] | 4 | Ancillary Area Space Group | 401 | Ancillary Area - Laboratory Service and Preparation | RATED - PC2 | Good | 2,686.18 | NO
North Terrace_NT27-Molecular Life Sciences_First Floor_118 _ Fume Cupboard [PC2-Cert] | NT-NT27-01-118 | NT27-01-118-Fume Cupboard [PC2-Cert] | North Terrace | NT | NT27 | Molecular Life Sciences | 01 | First Floor | 118 | 285 | School of Biological Sciences | 285 | School of Biological Sciences | 8.98 | Fume Cupboard [PC2-Cert] | 4 | Ancillary Area Space Group | 401 | Ancillary Area - Laboratory Service and Preparation | RATED - PC2 | Good | 1,675.13 | NO
North Terrace_NT27-Molecular Life Sciences_First Floor_119 _ Laboratory [PC2-Cert] | NT-NT27-01-119 | NT27-01-119-Laboratory [PC2-Cert] | North Terrace | NT | NT27 | Molecular Life Sciences | 01 | First Floor | 119 | 285 | School of Biological Sciences | 285 | School of Biological Sciences | 16.7 | Laboratory [PC2-Cert] | 3 | Specialist Teaching or Research Space Group | 312 | Laboratory - Research Only | RATED - PC2 | Good | 4,708.24 | NO
North Terrace_NT27-Molecular Life Sciences_First Floor_120 _ A/L | NT-NT27-01-120 | NT27-01-120-A/L | North Terrace | NT | NT27 | Molecular Life Sciences | 01 | First Floor | 120 | 99939 | Unusable Spaces | 99939 | Unusable Spaces | 3.6 | A/L | 8 | Non Useable Floor Area Space Group | 805 | Non-usable - Circulation space |  | Unknown | 0.00 | NO
North Terrace_NT27-Molecular Life Sciences_First Floor_120A _ Mech Plantroom 1 | NT-NT27-01-120A | NT27-01-120A-Mech Plantroom 1 | North Terrace | NT | NT27 | Molecular Life Sciences | 01 | First Floor | 120A | 99939 | Unusable Spaces | 99939 | Unusable Spaces | 39.51 | Mech Plantroom 1 | 8 | Non Useable Floor Area Space Group | 811 | Non-usable - Plant room other |  | Unknown | 0.00 | NO
North Terrace_NT27-Molecular Life Sciences_First Floor_121 _ Office [PC2-Cert] | NT-NT27-01-121 | NT27-01-121-Office [PC2-Cert] | North Terrace | NT | NT27 | Molecular Life Sciences | 01 | First Floor | 121 | 285 | School of Biological Sciences | 285 | School of Biological Sciences | 16.11 | Office [PC2-Cert] | 1 | Office Space Group | 101 | Office - Academic Staff | RATED - PC2 | Good | 3,414.96 | NO
North Terrace_NT27-Molecular Life Sciences_First Floor_122 _ Microscopy Room [PC2-Cert] | NT-NT27-01-122 | NT27-01-122-Microscopy Room [PC2-Cert] | North Terrace | NT | NT27 | Molecular Life Sciences | 01 | First Floor | 122 | 285 | School of Biological Sciences | 285 | School of Biological Sciences | 15.88 | Microscopy Room [PC2-Cert] | 1 | Office Space Group | 103 | Office - Research Students | RATED - PC2 | Good | 3,366.21 | NO
North Terrace_NT27-Molecular Life Sciences_First Floor_123 _ Laboratory [PC2-Cert] | NT-NT27-01-123 | NT27-01-123-Laboratory [PC2-Cert] | North Terrace | NT | NT27 | Molecular Life Sciences | 01 | First Floor | 123 | 285 | School of Biological Sciences | 285 | School of Biological Sciences | 47.9 | Laboratory [PC2-Cert] | 3 | Specialist Teaching or Research Space Group | 312 | Laboratory - Research Only | RATED - PC2 | Good | 13,504.46 | NO
North Terrace_NT27-Molecular Life Sciences_First Floor_124 _ Laboratory [PC2-Cert] | NT-NT27-01-124 | NT27-01-124-Laboratory [PC2-Cert] | North Terrace | NT | NT27 | Molecular Life Sciences | 01 | First Floor | 124 | 285 | School of Biological Sciences | 285 | School of Biological Sciences | 47.9 | Laboratory [PC2-Cert] | 3 | Specialist Teaching or Research Space Group | 312 | Laboratory - Research Only | RATED - PC2 | Good | 13,504.46 | NO
North Terrace_NT27-Molecular Life Sciences_First Floor_125 _ Office | NT-NT27-01-125 | NT27-01-125-Office | North Terrace | NT | NT27 | Molecular Life Sciences | 01 | First Floor | 125 | 285 | School of Biological Sciences | 285 | School of Biological Sciences | 15.62 | Office | 1 | Office Space Group | 101 | Office - Academic Staff |  | Good | 3,311.09 | NO
North Terrace_NT27-Molecular Life Sciences_First Floor_126 _ Office | NT-NT27-01-126 | NT27-01-126-Office | North Terrace | NT | NT27 | Molecular Life Sciences | 01 | First Floor | 126 | 285 | School of Biological Sciences | 285 | School of Biological Sciences | 15.62 | Office | 1 | Office Space Group | 101 | Office - Academic Staff |  | Good | 3,311.09 | NO
North Terrace_NT27-Molecular Life Sciences_First Floor_127 _ Office - Head of School | NT-NT27-01-127 | NT27-01-127-Office - Head of School | North Terrace | NT | NT27 | Molecular Life Sciences | 01 | First Floor | 127 | 285 | School of Biological Sciences | 285 | School of Biological Sciences | 15.62 | Office - Head of School | 1 | Office Space Group | 101 | Office - Academic Staff |  | Good | 3,311.09 | NO
North Terrace_NT27-Molecular Life Sciences_First Floor_127A _ Office | NT-NT27-01-127A | NT27-01-127A-Office | North Terrace | NT | NT27 | Molecular Life Sciences | 01 | First Floor | 127A | 285 | School of Biological Sciences | 285 | School of Biological Sciences | 15.62 | Office | 1 | Office Space Group | 101 | Office - Academic Staff |  | Good | 3,311.09 | NO
North Terrace_NT27-Molecular Life Sciences_First Floor_128 _ Utility | NT-NT27-01-128 | NT27-01-128-Utility | North Terrace | NT | NT27 | Molecular Life Sciences | 01 | First Floor | 128 | 285 | School of Biological Sciences | 285 | School of Biological Sciences | 7.71 | Utility | 6 | General Facility Space Group | 603 | General Facility - Resource room |  | Good | 1,830.47 | NO
North Terrace_NT27-Molecular Life Sciences_First Floor_129 _ Corr. | NT-NT27-01-129 | NT27-01-129-Corr. | North Terrace | NT | NT27 | Molecular Life Sciences | 01 | First Floor | 129 | 99939 | Unusable Spaces | 99939 | Unusable Spaces | 60.88 | Corr. | 8 | Non Useable Floor Area Space Group | 805 | Non-usable - Circulation space |  | Unknown | 0.00 | NO
North Terrace_NT27-Molecular Life Sciences_First Floor_129A _ Corr. | NT-NT27-01-129A | NT27-01-129A-Corr. | North Terrace | NT | NT27 | Molecular Life Sciences | 01 | First Floor | 129A | 99939 | Unusable Spaces | 99939 | Unusable Spaces | 10.5 | Corr. | 8 | Non Useable Floor Area Space Group | 805 | Non-usable - Circulation space |  | Unknown | 0.00 | NO
North Terrace_NT27-Molecular Life Sciences_First Floor_129B _ Stair | NT-NT27-01-129B | NT27-01-129B-Stair | North Terrace | NT | NT27 | Molecular Life Sciences | 01 | First Floor | 129B | 99939 | Unusable Spaces | 99939 | Unusable Spaces | 11.87 | Stair | 8 | Non Useable Floor Area Space Group | 805 | Non-usable - Circulation space |  | Unknown | 0.00 | NO
North Terrace_NT27-Molecular Life Sciences_First Floor_130 _ Office - Open Plan | NT-NT27-01-130 | NT27-01-130-Office - Open Plan | North Terrace | NT | NT27 | Molecular Life Sciences | 01 | First Floor | 130 | 285 | School of Biological Sciences | 285 | School of Biological Sciences | 2.61 | Office - Open Plan | 1 | Office Space Group | 112 | Open Plan - Academic Staff |  | Excellent | 650.64 | NO
North Terrace_NT27-Molecular Life Sciences_First Floor_130.01 _ Workstation | NT-NT27-01-130.01 | NT27-01-130.01-Workstation | North Terrace | NT | NT27 | Molecular Life Sciences | 01 | First Floor | 130.01 | 285 | School of Biological Sciences | 285 | School of Biological Sciences | 1.74 | Workstation | 1 | Office Space Group | 112 | Open Plan - Academic Staff |  | Excellent | 433.76 | NO
North Terrace_NT27-Molecular Life Sciences_First Floor_130.02 _ Workstation | NT-NT27-01-130.02 | NT27-01-130.02-Workstation | North Terrace | NT | NT27 | Molecular Life Sciences | 01 | First Floor | 130.02 | 285 | School of Biological Sciences | 285 | School of Biological Sciences | 1.74 | Workstation | 1 | Office Space Group | 112 | Open Plan - Academic Staff |  | Excellent | 433.76 | NO
North Terrace_NT27-Molecular Life Sciences_First Floor_130.03 _ Workstation | NT-NT27-01-130.03 | NT27-01-130.03-Workstation | North Terrace | NT | NT27 | Molecular Life Sciences | 01 | First Floor | 130.03 | 285 | School of Biological Sciences | 285 | School of Biological Sciences | 1.74 | Workstation | 1 | Office Space Group | 112 | Open Plan - Academic Staff |  | Excellent | 433.76 | NO
North Terrace_NT27-Molecular Life Sciences_First Floor_130.04 _ Workstation | NT-NT27-01-130.04 | NT27-01-130.04-Workstation | North Terrace | NT | NT27 | Molecular Life Sciences | 01 | First Floor | 130.04 | 285 | School of Biological Sciences | 285 | School of Biological Sciences | 2.13 | Workstation | 1 | Office Space Group | 112 | Open Plan - Academic Staff |  | Excellent | 530.98 | NO
North Terrace_NT27-Molecular Life Sciences_First Floor_130.05 _ Workstation | NT-NT27-01-130.05 | NT27-01-130.05-Workstation | North Terrace | NT | NT27 | Molecular Life Sciences | 01 | First Floor | 130.05 | 285 | School of Biological Sciences | 285 | School of Biological Sciences | 2.18 | Workstation | 1 | Office Space Group | 112 | Open Plan - Academic Staff |  | Excellent | 543.44 | NO
North Terrace_NT27-Molecular Life Sciences_First Floor_130.06 _ Workstation | NT-NT27-01-130.06 | NT27-01-130.06-Workstation | North Terrace | NT | NT27 | Molecular Life Sciences | 01 | First Floor | 130.06 | 285 | School of Biological Sciences | 285 | School of Biological Sciences | 1.74 | Workstation | 1 | Office Space Group | 112 | Open Plan - Academic Staff |  | Excellent | 433.76 | NO
North Terrace_NT27-Molecular Life Sciences_First Floor_130.07 _ Workstation | NT-NT27-01-130.07 | NT27-01-130.07-Workstation | North Terrace | NT | NT27 | Molecular Life Sciences | 01 | First Floor | 130.07 | 285 | School of Biological Sciences | 285 | School of Biological Sciences | 1.74 | Workstation | 1 | Office Space Group | 112 | Open Plan - Academic Staff |  | Excellent | 433.76 | NO
North Terrace_NT27-Molecular Life Sciences_First Floor_131 _ Write Up - Open Plan | NT-NT27-01-131 | NT27-01-131-Write Up - Open Plan | North Terrace | NT | NT27 | Molecular Life Sciences | 01 | First Floor | 131 | 285 | School of Biological Sciences | 285 | School of Biological Sciences | 2.61 | Write Up - Open Plan | 1 | Office Space Group | 114 | Open Plan - Research Students |  | Excellent | 650.64 | NO
North Terrace_NT27-Molecular Life Sciences_First Floor_131.01 _ Workstation | NT-NT27-01-131.01 | NT27-01-131.01-Workstation | North Terrace | NT | NT27 | Molecular Life Sciences | 01 | First Floor | 131.01 | 285 | School of Biological Sciences | 285 | School of Biological Sciences | 1.74 | Workstation | 1 | Office Space Group | 114 | Open Plan - Research Students |  | Excellent | 433.76 | NO
North Terrace_NT27-Molecular Life Sciences_First Floor_131.02 _ Workstation | NT-NT27-01-131.02 | NT27-01-131.02-Workstation | North Terrace | NT | NT27 | Molecular Life Sciences | 01 | First Floor | 131.02 | 285 | School of Biological Sciences | 285 | School of Biological Sciences | 1.74 | Workstation | 1 | Office Space Group | 114 | Open Plan - Research Students |  | Excellent | 433.76 | NO
North Terrace_NT27-Molecular Life Sciences_First Floor_131.03 _ Workstation | NT-NT27-01-131.03 | NT27-01-131.03-Workstation | North Terrace | NT | NT27 | Molecular Life Sciences | 01 | First Floor | 131.03 | 285 | School of Biological Sciences | 285 | School of Biological Sciences | 1.74 | Workstation | 1 | Office Space Group | 114 | Open Plan - Research Students |  | Excellent | 433.76 | NO
North Terrace_NT27-Molecular Life Sciences_First Floor_131.04 _ Workstation | NT-NT27-01-131.04 | NT27-01-131.04-Workstation | North Terrace | NT | NT27 | Molecular Life Sciences | 01 | First Floor | 131.04 | 285 | School of Biological Sciences | 285 | School of Biological Sciences | 2.18 | Workstation | 1 | Office Space Group | 114 | Open Plan - Research Students |  | Excellent | 543.44 | NO
North Terrace_NT27-Molecular Life Sciences_First Floor_131.05 _ Workstation | NT-NT27-01-131.05 | NT27-01-131.05-Workstation | North Terrace | NT | NT27 | Molecular Life Sciences | 01 | First Floor | 131.05 | 285 | School of Biological Sciences | 285 | School of Biological Sciences | 2.13 | Workstation | 1 | Office Space Group | 114 | Open Plan - Research Students |  | Excellent | 530.98 | NO
North Terrace_NT27-Molecular Life Sciences_First Floor_131.06 _ Workstation | NT-NT27-01-131.06 | NT27-01-131.06-Workstation | North Terrace | NT | NT27 | Molecular Life Sciences | 01 | First Floor | 131.06 | 285 | School of Biological Sciences | 285 | School of Biological Sciences | 1.74 | Workstation | 1 | Office Space Group | 114 | Open Plan - Research Students |  | Excellent | 433.76 | NO
North Terrace_NT27-Molecular Life Sciences_First Floor_131.07 _ Workstation | NT-NT27-01-131.07 | NT27-01-131.07-Workstation | North Terrace | NT | NT27 | Molecular Life Sciences | 01 | First Floor | 131.07 | 285 | School of Biological Sciences | 285 | School of Biological Sciences | 1.74 | Workstation | 1 | Office Space Group | 114 | Open Plan - Research Students |  | Excellent | 433.76 | NO
North Terrace_NT27-Molecular Life Sciences_First Floor_132 _ Laboratory | NT-NT27-01-132 | NT27-01-132-Laboratory | North Terrace | NT | NT27 | Molecular Life Sciences | 01 | First Floor | 132 | 285 | School of Biological Sciences | 285 | School of Biological Sciences | 47.9 | Laboratory | 3 | Specialist Teaching or Research Space Group | 312 | Laboratory - Research Only |  | Good | 13,504.46 | NO
North Terrace_NT27-Molecular Life Sciences_First Floor_133 _ Laboratory | NT-NT27-01-133 | NT27-01-133-Laboratory | North Terrace | NT | NT27 | Molecular Life Sciences | 01 | First Floor | 133 | 285 | School of Biological Sciences | 285 | School of Biological Sciences | 47.9 | Laboratory | 3 | Specialist Teaching or Research Space Group | 312 | Laboratory - Research Only |  | Good | 13,504.46 | NO
North Terrace_NT27-Molecular Life Sciences_First Floor_134 _ Write Up | NT-NT27-01-134 | NT27-01-134-Write Up | North Terrace | NT | NT27 | Molecular Life Sciences | 01 | First Floor | 134 | 285 | School of Biological Sciences | 285 | School of Biological Sciences | 15.88 | Write Up | 1 | Office Space Group | 103 | Office - Research Students |  | Good | 3,366.21 | NO
North Terrace_NT27-Molecular Life Sciences_First Floor_135 _ Office | NT-NT27-01-135 | NT27-01-135-Office | North Terrace | NT | NT27 | Molecular Life Sciences | 01 | First Floor | 135 | 285 | School of Biological Sciences | 285 | School of Biological Sciences | 16.11 | Office | 1 | Office Space Group | 101 | Office - Academic Staff |  | Good | 3,414.96 | NO
North Terrace_NT27-Molecular Life Sciences_First Floor_136 _ A/L | NT-NT27-01-136 | NT27-01-136-A/L | North Terrace | NT | NT27 | Molecular Life Sciences | 01 | First Floor | 136 | 99939 | Unusable Spaces | 99939 | Unusable Spaces | 3.68 | A/L | 8 | Non Useable Floor Area Space Group | 805 | Non-usable - Circulation space |  | Unknown | 0.00 | NO
North Terrace_NT27-Molecular Life Sciences_First Floor_136A _ Plantroom | NT-NT27-01-136A | NT27-01-136A-Plantroom | North Terrace | NT | NT27 | Molecular Life Sciences | 01 | First Floor | 136A | 99939 | Unusable Spaces | 99939 | Unusable Spaces | 30.21 | Plantroom | 8 | Non Useable Floor Area Space Group | 811 | Non-usable - Plant room other |  | Unknown | 0.00 | NO
North Terrace_NT27-Molecular Life Sciences_First Floor_136B _ Plantroom | NT-NT27-01-136B | NT27-01-136B-Plantroom | North Terrace | NT | NT27 | Molecular Life Sciences | 01 | First Floor | 136B | 99939 | Unusable Spaces | 99939 | Unusable Spaces | 8.82 | Plantroom | 8 | Non Useable Floor Area Space Group | 811 | Non-usable - Plant room other |  | Unknown | 0.00 | NO
North Terrace_NT27-Molecular Life Sciences_First Floor_137 _ Fume Cupboard | NT-NT27-01-137 | NT27-01-137-Fume Cupboard | North Terrace | NT | NT27 | Molecular Life Sciences | 01 | First Floor | 137 | 285 | School of Biological Sciences | 285 | School of Biological Sciences | 9.51 | Fume Cupboard | 4 | Ancillary Area Space Group | 401 | Ancillary Area - Laboratory Service and Preparation |  | Good | 1,774.00 | NO
North Terrace_NT27-Molecular Life Sciences_First Floor_138 _ Equipment Room | NT-NT27-01-138 | NT27-01-138-Equipment Room | North Terrace | NT | NT27 | Molecular Life Sciences | 01 | First Floor | 138 | 285 | School of Biological Sciences | 285 | School of Biological Sciences | 11.99 | Equipment Room | 4 | Ancillary Area Space Group | 401 | Ancillary Area - Laboratory Service and Preparation |  | Good | 2,236.62 | NO
North Terrace_NT27-Molecular Life Sciences_First Floor_138A _ Dark Room [PC2-Cert] | NT-NT27-01-138A | NT27-01-138A-Dark Room [PC2-Cert] | North Terrace | NT | NT27 | Molecular Life Sciences | 01 | First Floor | 138A | 285 | School of Biological Sciences | 285 | School of Biological Sciences | 6.01 | Dark Room [PC2-Cert] | 4 | Ancillary Area Space Group | 411 | Ancillary Area - Darkroom | RATED - PC2 | Good | 1,121.11 | NO
North Terrace_NT27-Molecular Life Sciences_First Floor_139 _ Microscopy (DROS) [PC2-Cert] | NT-NT27-01-139 | NT27-01-139-Microscopy (DROS) [PC2-Cert] | North Terrace | NT | NT27 | Molecular Life Sciences | 01 | First Floor | 139 | 285 | School of Biological Sciences | 285 | School of Biological Sciences | 24.75 | Microscopy (DROS) [PC2-Cert] | 3 | Specialist Teaching or Research Space Group | 312 | Laboratory - Research Only | RATED - PC2 | Good | 6,977.78 | NO
North Terrace_NT27-Molecular Life Sciences_First Floor_139A _ Const. Temp. Room [PC2-Cert] | NT-NT27-01-139A | NT27-01-139A-Const. Temp. Room [PC2-Cert] | North Terrace | NT | NT27 | Molecular Life Sciences | 01 | First Floor | 139A | 285 | School of Biological Sciences | 285 | School of Biological Sciences | 8.88 | Const. Temp. Room [PC2-Cert] | 4 | Ancillary Area Space Group | 405 | Ancillary Area - Constant Temperature/ Freezer/Cold/Warm Rooms | RATED - PC2 | Good | 1,656.48 | NO
North Terrace_NT27-Molecular Life Sciences_First Floor_139B _ Const. Temp. Room [PC2-Cert] | NT-NT27-01-139B | NT27-01-139B-Const. Temp. Room [PC2-Cert] | North Terrace | NT | NT27 | Molecular Life Sciences | 01 | First Floor | 139B | 285 | School of Biological Sciences | 285 | School of Biological Sciences | 8.88 | Const. Temp. Room [PC2-Cert] | 4 | Ancillary Area Space Group | 405 | Ancillary Area - Constant Temperature/ Freezer/Cold/Warm Rooms | RATED - PC2 | Good | 1,656.48 | NO
North Terrace_NT27-Molecular Life Sciences_First Floor_140 _ Const.Temp. Room | NT-NT27-01-140 | NT27-01-140-Const.Temp. Room | North Terrace | NT | NT27 | Molecular Life Sciences | 01 | First Floor | 140 | 285 | School of Biological Sciences | 285 | School of Biological Sciences | 8.74 | Const.Temp. Room | 4 | Ancillary Area Space Group | 405 | Ancillary Area - Constant Temperature/ Freezer/Cold/Warm Rooms |  | Good | 1,630.36 | NO
North Terrace_NT27-Molecular Life Sciences_First Floor_141 _ Microscopy (CYTO) | NT-NT27-01-141 | NT27-01-141-Microscopy (CYTO) | North Terrace | NT | NT27 | Molecular Life Sciences | 01 | First Floor | 141 | 285 | School of Biological Sciences | 285 | School of Biological Sciences | 19.89 | Microscopy (CYTO) | 3 | Specialist Teaching or Research Space Group | 312 | Laboratory - Research Only |  | Good | 5,607.59 | NO
North Terrace_NT27-Molecular Life Sciences_First Floor_142 _ Const.Temp. Room | NT-NT27-01-142 | NT27-01-142-Const.Temp. Room | North Terrace | NT | NT27 | Molecular Life Sciences | 01 | First Floor | 142 | 285 | School of Biological Sciences | 285 | School of Biological Sciences | 14.28 | Const.Temp. Room | 4 | Ancillary Area Space Group | 405 | Ancillary Area - Constant Temperature/ Freezer/Cold/Warm Rooms |  | Good | 2,663.80 | NO
North Terrace_NT27-Molecular Life Sciences_First Floor_143 _ Breakout Space (UCA) | NT-NT27-01-143 | NT27-01-143-Breakout Space (UCA) | North Terrace | NT | NT27 | Molecular Life Sciences | 01 | First Floor | 143 | 285 | School of Biological Sciences | 285 | School of Biological Sciences | 11.36 | Breakout Space (UCA) | 8 | Non Useable Floor Area Space Group | 839 | Non-usable - Verandah/Balcony |  | Good | 0.00 | NO
North Terrace_NT27-Molecular Life Sciences_First Floor_144 _ Breakout | NT-NT27-01-144 | NT27-01-144-Breakout | North Terrace | NT | NT27 | Molecular Life Sciences | 01 | First Floor | 144 | 285 | School of Biological Sciences | 285 | School of Biological Sciences | 128.33 | Breakout | 5 | Library, IT and Learning Space Group | 517 | Informal Learning |  | Good | 30,467.47 | NO
North Terrace_NT27-Molecular Life Sciences_First Floor_148 _ Rest Room | NT-NT27-01-148 | NT27-01-148-Rest Room | North Terrace | NT | NT27 | Molecular Life Sciences | 01 | First Floor | 148 | 285 | School of Biological Sciences | 285 | School of Biological Sciences | 7.56 | Rest Room | 6 | General Facility Space Group | 621 | General Facility - Sick Bay |  | Good | 1,794.86 | NO
North Terrace_NT27-Molecular Life Sciences_First Floor_149 _ Office | NT-NT27-01-149 | NT27-01-149-Office | North Terrace | NT | NT27 | Molecular Life Sciences | 01 | First Floor | 149 | 285 | School of Biological Sciences | 285 | School of Biological Sciences | 11.85 | Office | 1 | Office Space Group | 101 | Office - Academic Staff |  | Good | 2,511.94 | NO
North Terrace_NT27-Molecular Life Sciences_First Floor_150 _ Office | NT-NT27-01-150 | NT27-01-150-Office | North Terrace | NT | NT27 | Molecular Life Sciences | 01 | First Floor | 150 | 285 | School of Biological Sciences | 285 | School of Biological Sciences | 13.65 | Office | 1 | Office Space Group | 101 | Office - Academic Staff |  | Good | 2,893.50 | NO
North Terrace_NT27-Molecular Life Sciences_First Floor_151 _ Laboratory | NT-NT27-01-151 | NT27-01-151-Laboratory | North Terrace | NT | NT27 | Molecular Life Sciences | 01 | First Floor | 151 | 285 | School of Biological Sciences | 285 | School of Biological Sciences | 114.56 | Laboratory | 3 | Specialist Teaching or Research Space Group | 312 | Laboratory - Research Only |  | Good | 32,297.94 | NO
North Terrace_NT27-Molecular Life Sciences_First Floor_152 _ Computer Room | NT-NT27-01-152 | NT27-01-152-Computer Room | North Terrace | NT | NT27 | Molecular Life Sciences | 01 | First Floor | 152 | 285 | School of Biological Sciences | 285 | School of Biological Sciences | 22.25 | Computer Room | 3 | Specialist Teaching or Research Space Group | 310 | Laboratory - Computing - Open Access |  | Good | 6,272.95 | NO
North Terrace_NT27-Molecular Life Sciences_First Floor_153 _ Mass Spectrometer | NT-NT27-01-153 | NT27-01-153-Mass Spectrometer | North Terrace | NT | NT27 | Molecular Life Sciences | 01 | First Floor | 153 | 285 | School of Biological Sciences | 285 | School of Biological Sciences | 27.49 | Mass Spectrometer | 3 | Specialist Teaching or Research Space Group | 312 | Laboratory - Research Only |  | Good | 7,750.26 | NO
North Terrace_NT27-Molecular Life Sciences_Second Floor_200 _ Lift Lobby | NT-NT27-02-200 | NT27-02-200-Lift Lobby | North Terrace | NT | NT27 | Molecular Life Sciences | 02 | Second Floor | 200 | 99939 | Unusable Spaces | 99939 | Unusable Spaces | 23.05 | Lift Lobby | 8 | Non Useable Floor Area Space Group | 805 | Non-usable - Circulation space |  | Unknown | 0.00 | NO
North Terrace_NT27-Molecular Life Sciences_Second Floor_200A _ Stair 3 | NT-NT27-02-200A | NT27-02-200A-Stair 3 | North Terrace | NT | NT27 | Molecular Life Sciences | 02 | Second Floor | 200A | 99939 | Unusable Spaces | 99939 | Unusable Spaces | 13.16 | Stair 3 | 8 | Non Useable Floor Area Space Group | 805 | Non-usable - Circulation space |  | Unknown | 0.00 | NO
North Terrace_NT27-Molecular Life Sciences_Second Floor_200B _ Corr. | NT-NT27-02-200B | NT27-02-200B-Corr. | North Terrace | NT | NT27 | Molecular Life Sciences | 02 | Second Floor | 200B | 99939 | Unusable Spaces | 99939 | Unusable Spaces | 22.32 | Corr. | 8 | Non Useable Floor Area Space Group | 805 | Non-usable - Circulation space |  | Unknown | 0.00 | NO
North Terrace_NT27-Molecular Life Sciences_Second Floor_200D _ Corr. | NT-NT27-02-200D | NT27-02-200D-Corr. | North Terrace | NT | NT27 | Molecular Life Sciences | 02 | Second Floor | 200D | 99939 | Unusable Spaces | 99939 | Unusable Spaces | 17.4 | Corr. | 8 | Non Useable Floor Area Space Group | 805 | Non-usable - Circulation space |  | Unknown | 0.00 | NO
North Terrace_NT27-Molecular Life Sciences_Second Floor_201 _ Corr. | NT-NT27-02-201 | NT27-02-201-Corr. | North Terrace | NT | NT27 | Molecular Life Sciences | 02 | Second Floor | 201 | 99939 | Unusable Spaces | 99939 | Unusable Spaces | 56.07 | Corr. | 8 | Non Useable Floor Area Space Group | 805 | Non-usable - Circulation space |  | Unknown | 0.00 | NO
North Terrace_NT27-Molecular Life Sciences_Second Floor_202 _ Const.Temp. Room | NT-NT27-02-202 | NT27-02-202-Const.Temp. Room | North Terrace | NT | NT27 | Molecular Life Sciences | 02 | Second Floor | 202 | 285 | School of Biological Sciences | 285 | School of Biological Sciences | 4.12 | Const.Temp. Room | 4 | Ancillary Area Space Group | 405 | Ancillary Area - Constant Temperature/ Freezer/Cold/Warm Rooms |  | Good | 768.55 | NO
North Terrace_NT27-Molecular Life Sciences_Second Floor_202A _ Const. Temp. Room [PC2-Cert] | NT-NT27-02-202A | NT27-02-202A-Const. Temp. Room [PC2-Cert] | North Terrace | NT | NT27 | Molecular Life Sciences | 02 | Second Floor | 202A | 285 | School of Biological Sciences | 285 | School of Biological Sciences | 4.95 | Const. Temp. Room [PC2-Cert] | 4 | Ancillary Area Space Group | 405 | Ancillary Area - Constant Temperature/ Freezer/Cold/Warm Rooms | RATED - PC2 | Good | 923.37 | NO
North Terrace_NT27-Molecular Life Sciences_Second Floor_203 _ Equipment Room | NT-NT27-02-203 | NT27-02-203-Equipment Room | North Terrace | NT | NT27 | Molecular Life Sciences | 02 | Second Floor | 203 | 285 | School of Biological Sciences | 285 | School of Biological Sciences | 18.81 | Equipment Room | 4 | Ancillary Area Space Group | 401 | Ancillary Area - Laboratory Service and Preparation |  | Good | 3,508.82 | NO
North Terrace_NT27-Molecular Life Sciences_Second Floor_203A _ Fermentation Laboratory [PC2-Cert] | NT-NT27-02-203A | NT27-02-203A-Fermentation Laboratory [PC2-Cert] | North Terrace | NT | NT27 | Molecular Life Sciences | 02 | Second Floor | 203A | 285 | School of Biological Sciences | 285 | School of Biological Sciences | 9.15 | Fermentation Laboratory [PC2-Cert] | 3 | Specialist Teaching or Research Space Group | 312 | Laboratory - Research Only | RATED - PC2 | Good | 2,579.66 | NO
North Terrace_NT27-Molecular Life Sciences_Second Floor_204 _ Fume Cupboard | NT-NT27-02-204 | NT27-02-204-Fume Cupboard | North Terrace | NT | NT27 | Molecular Life Sciences | 02 | Second Floor | 204 | 285 | School of Biological Sciences | 285 | School of Biological Sciences | 19.65 | Fume Cupboard | 4 | Ancillary Area Space Group | 401 | Ancillary Area - Laboratory Service and Preparation |  | Good | 3,665.52 | NO
North Terrace_NT27-Molecular Life Sciences_Second Floor_205 _ Office - Open Plan | NT-NT27-02-205 | NT27-02-205-Office - Open Plan | North Terrace | NT | NT27 | Molecular Life Sciences | 02 | Second Floor | 205 | 285 | School of Biological Sciences | 285 | School of Biological Sciences | 9.77 | Office - Open Plan | 1 | Office Space Group | 101 | Office - Academic Staff |  | Good | 2,071.02 | NO
North Terrace_NT27-Molecular Life Sciences_Second Floor_205.01 _ Workstation | NT-NT27-02-205.01 | NT27-02-205.01-Workstation | North Terrace | NT | NT27 | Molecular Life Sciences | 02 | Second Floor | 205.01 | 285 | School of Biological Sciences | 285 | School of Biological Sciences | 1.8 | Workstation | 1 | Office Space Group | 101 | Office - Academic Staff |  | Good | 381.56 | NO
North Terrace_NT27-Molecular Life Sciences_Second Floor_205.02 _ Workstation | NT-NT27-02-205.02 | NT27-02-205.02-Workstation | North Terrace | NT | NT27 | Molecular Life Sciences | 02 | Second Floor | 205.02 | 285 | School of Biological Sciences | 285 | School of Biological Sciences | 1.8 | Workstation | 1 | Office Space Group | 101 | Office - Academic Staff |  | Good | 381.56 | NO
North Terrace_NT27-Molecular Life Sciences_Second Floor_205.03 _ Workstation | NT-NT27-02-205.03 | NT27-02-205.03-Workstation | North Terrace | NT | NT27 | Molecular Life Sciences | 02 | Second Floor | 205.03 | 285 | School of Biological Sciences | 285 | School of Biological Sciences | 2.25 | Workstation | 1 | Office Space Group | 101 | Office - Academic Staff |  | Good | 476.95 | NO
North Terrace_NT27-Molecular Life Sciences_Second Floor_206 _ Write Up - Open Plan | NT-NT27-02-206 | NT27-02-206-Write Up - Open Plan | North Terrace | NT | NT27 | Molecular Life Sciences | 02 | Second Floor | 206 | 285 | School of Biological Sciences | 285 | School of Biological Sciences | 12.49 | Write Up - Open Plan | 1 | Office Space Group | 103 | Office - Research Students |  | Good | 2,647.60 | NO
North Terrace_NT27-Molecular Life Sciences_Second Floor_206.01 _ Workstation | NT-NT27-02-206.01 | NT27-02-206.01-Workstation | North Terrace | NT | NT27 | Molecular Life Sciences | 02 | Second Floor | 206.01 | 285 | School of Biological Sciences | 285 | School of Biological Sciences | 1.77 | Workstation | 1 | Office Space Group | 103 | Office - Research Students |  | Good | 375.20 | NO
North Terrace_NT27-Molecular Life Sciences_Second Floor_206.02 _ Workstation | NT-NT27-02-206.02 | NT27-02-206.02-Workstation | North Terrace | NT | NT27 | Molecular Life Sciences | 02 | Second Floor | 206.02 | 285 | School of Biological Sciences | 285 | School of Biological Sciences | 1.77 | Workstation | 1 | Office Space Group | 103 | Office - Research Students |  | Good | 375.20 | NO
North Terrace_NT27-Molecular Life Sciences_Second Floor_206.03 _ Workstation | NT-NT27-02-206.03 | NT27-02-206.03-Workstation | North Terrace | NT | NT27 | Molecular Life Sciences | 02 | Second Floor | 206.03 | 285 | School of Biological Sciences | 285 | School of Biological Sciences | 2.21 | Workstation | 1 | Office Space Group | 103 | Office - Research Students |  | Good | 468.47 | NO
North Terrace_NT27-Molecular Life Sciences_Second Floor_206.04 _ Workstation | NT-NT27-02-206.04 | NT27-02-206.04-Workstation | North Terrace | NT | NT27 | Molecular Life Sciences | 02 | Second Floor | 206.04 | 285 | School of Biological Sciences | 285 | School of Biological Sciences | 2.15 | Workstation | 1 | Office Space Group | 103 | Office - Research Students |  | Good | 455.75 | NO
North Terrace_NT27-Molecular Life Sciences_Second Floor_206.05 _ Workstation | NT-NT27-02-206.05 | NT27-02-206.05-Workstation | North Terrace | NT | NT27 | Molecular Life Sciences | 02 | Second Floor | 206.05 | 285 | School of Biological Sciences | 285 | School of Biological Sciences | 1.77 | Workstation | 1 | Office Space Group | 103 | Office - Research Students |  | Good | 375.20 | NO
North Terrace_NT27-Molecular Life Sciences_Second Floor_206.06 _ Workstation | NT-NT27-02-206.06 | NT27-02-206.06-Workstation | North Terrace | NT | NT27 | Molecular Life Sciences | 02 | Second Floor | 206.06 | 285 | School of Biological Sciences | 285 | School of Biological Sciences | 1.8 | Workstation | 1 | Office Space Group | 103 | Office - Research Students |  | Good | 381.56 | NO
North Terrace_NT27-Molecular Life Sciences_Second Floor_206.07 _ Workstation | NT-NT27-02-206.07 | NT27-02-206.07-Workstation | North Terrace | NT | NT27 | Molecular Life Sciences | 02 | Second Floor | 206.07 | 285 | School of Biological Sciences | 285 | School of Biological Sciences | 2.19 | Workstation | 1 | Office Space Group | 103 | Office - Research Students |  | Good | 464.23 | NO
North Terrace_NT27-Molecular Life Sciences_Second Floor_206.08 _ Workstation | NT-NT27-02-206.08 | NT27-02-206.08-Workstation | North Terrace | NT | NT27 | Molecular Life Sciences | 02 | Second Floor | 206.08 | 285 | School of Biological Sciences | 285 | School of Biological Sciences | 2.25 | Workstation | 1 | Office Space Group | 103 | Office - Research Students |  | Good | 476.95 | NO
North Terrace_NT27-Molecular Life Sciences_Second Floor_206.09 _ Workstation | NT-NT27-02-206.09 | NT27-02-206.09-Workstation | North Terrace | NT | NT27 | Molecular Life Sciences | 02 | Second Floor | 206.09 | 285 | School of Biological Sciences | 285 | School of Biological Sciences | 1.8 | Workstation | 1 | Office Space Group | 103 | Office - Research Students |  | Good | 381.56 | NO
North Terrace_NT27-Molecular Life Sciences_Second Floor_206.10 _ Workstation | NT-NT27-02-206.10 | NT27-02-206.10-Workstation | North Terrace | NT | NT27 | Molecular Life Sciences | 02 | Second Floor | 206.10 | 285 | School of Biological Sciences | 285 | School of Biological Sciences | 1.8 | Workstation | 1 | Office Space Group | 103 | Office - Research Students |  | Good | 381.56 | NO
North Terrace_NT27-Molecular Life Sciences_Second Floor_207 _ Laboratory | NT-NT27-02-207 | NT27-02-207-Laboratory | North Terrace | NT | NT27 | Molecular Life Sciences | 02 | Second Floor | 207 | 285 | School of Biological Sciences | 285 | School of Biological Sciences | 31.74 | Laboratory | 3 | Specialist Teaching or Research Space Group | 312 | Laboratory - Research Only |  | Good | 8,948.47 | NO
North Terrace_NT27-Molecular Life Sciences_Second Floor_208 _ Laboratory | NT-NT27-02-208 | NT27-02-208-Laboratory | North Terrace | NT | NT27 | Molecular Life Sciences | 02 | Second Floor | 208 | 285 | School of Biological Sciences | 285 | School of Biological Sciences | 47.9 | Laboratory | 3 | Specialist Teaching or Research Space Group | 312 | Laboratory - Research Only |  | Good | 13,504.46 | NO
North Terrace_NT27-Molecular Life Sciences_Second Floor_209 _ Tissue Culture Laboratory [PC2-Cert] | NT-NT27-02-209 | NT27-02-209-Tissue Culture Laboratory [PC2-Cert] | North Terrace | NT | NT27 | Molecular Life Sciences | 02 | Second Floor | 209 | 285 | School of Biological Sciences | 285 | School of Biological Sciences | 31.77 | Tissue Culture Laboratory [PC2-Cert] | 3 | Specialist Teaching or Research Space Group | 312 | Laboratory - Research Only | RATED - PC2 | Good | 8,956.93 | NO
North Terrace_NT27-Molecular Life Sciences_Second Floor_210 _ Office | NT-NT27-02-210 | NT27-02-210-Office | North Terrace | NT | NT27 | Molecular Life Sciences | 02 | Second Floor | 210 | 285 | School of Biological Sciences | 285 | School of Biological Sciences | 15.62 | Office | 1 | Office Space Group | 101 | Office - Academic Staff |  | Good | 3,311.09 | NO
North Terrace_NT27-Molecular Life Sciences_Second Floor_211 _ Office | NT-NT27-02-211 | NT27-02-211-Office | North Terrace | NT | NT27 | Molecular Life Sciences | 02 | Second Floor | 211 | 285 | School of Biological Sciences | 285 | School of Biological Sciences | 15.62 | Office | 1 | Office Space Group | 101 | Office - Academic Staff |  | Good | 3,311.09 | NO
North Terrace_NT27-Molecular Life Sciences_Second Floor_212 _ Corr. [PC2-Cert] | NT-NT27-02-212 | NT27-02-212-Corr. [PC2-Cert] | North Terrace | NT | NT27 | Molecular Life Sciences | 02 | Second Floor | 212 | 99939 | Unusable Spaces | 99939 | Unusable Spaces | 52.94 | Corr. [PC2-Cert] | 8 | Non Useable Floor Area Space Group | 805 | Non-usable - Circulation space | RATED - PC2 | Unknown | 0.00 | NO
North Terrace_NT27-Molecular Life Sciences_Second Floor_213 _ Office | NT-NT27-02-213 | NT27-02-213-Office | North Terrace | NT | NT27 | Molecular Life Sciences | 02 | Second Floor | 213 | 285 | School of Biological Sciences | 285 | School of Biological Sciences | 15.62 | Office | 1 | Office Space Group | 101 | Office - Academic Staff |  | Good | 3,311.09 | NO
North Terrace_NT27-Molecular Life Sciences_Second Floor_214 _ Laboratory [PC2-Cert] | NT-NT27-02-214 | NT27-02-214-Laboratory [PC2-Cert] | North Terrace | NT | NT27 | Molecular Life Sciences | 02 | Second Floor | 214 | 285 | School of Biological Sciences | 285 | School of Biological Sciences | 96.3 | Laboratory [PC2-Cert] | 3 | Specialist Teaching or Research Space Group | 312 | Laboratory - Research Only | RATED - PC2 | Good | 27,149.89 | NO
North Terrace_NT27-Molecular Life Sciences_Second Floor_215 _ Write Up | NT-NT27-02-215 | NT27-02-215-Write Up | North Terrace | NT | NT27 | Molecular Life Sciences | 02 | Second Floor | 215 | 285 | School of Biological Sciences | 285 | School of Biological Sciences | 15.62 | Write Up | 1 | Office Space Group | 103 | Office - Research Students |  | Good | 3,311.09 | NO
North Terrace_NT27-Molecular Life Sciences_Second Floor_216 _ Office | NT-NT27-02-216 | NT27-02-216-Office | North Terrace | NT | NT27 | Molecular Life Sciences | 02 | Second Floor | 216 | 285 | School of Biological Sciences | 285 | School of Biological Sciences | 16.52 | Office | 1 | Office Space Group | 101 | Office - Academic Staff |  | Good | 3,501.87 | NO
North Terrace_NT27-Molecular Life Sciences_Second Floor_217 _ Fume Cupboard [PC2-Cert] | NT-NT27-02-217 | NT27-02-217-Fume Cupboard [PC2-Cert] | North Terrace | NT | NT27 | Molecular Life Sciences | 02 | Second Floor | 217 | 285 | School of Biological Sciences | 285 | School of Biological Sciences | 18.82 | Fume Cupboard [PC2-Cert] | 4 | Ancillary Area Space Group | 401 | Ancillary Area - Laboratory Service and Preparation | RATED - PC2 | Good | 3,510.69 | NO
North Terrace_NT27-Molecular Life Sciences_Second Floor_218 _ Equipment Room [PC2-Cert] | NT-NT27-02-218 | NT27-02-218-Equipment Room [PC2-Cert] | North Terrace | NT | NT27 | Molecular Life Sciences | 02 | Second Floor | 218 | 285 | School of Biological Sciences | 285 | School of Biological Sciences | 18.76 | Equipment Room [PC2-Cert] | 4 | Ancillary Area Space Group | 401 | Ancillary Area - Laboratory Service and Preparation | RATED - PC2 | Good | 3,499.50 | NO
North Terrace_NT27-Molecular Life Sciences_Second Floor_219 _ RI Laboratory | NT-NT27-02-219 | NT27-02-219-RI Laboratory | North Terrace | NT | NT27 | Molecular Life Sciences | 02 | Second Floor | 219 | 285 | School of Biological Sciences | 285 | School of Biological Sciences | 17.7 | RI Laboratory | 3 | Specialist Teaching or Research Space Group | 300 | Laboratory - Specialist teaching and research - type not defined |  | Good | 4,990.17 | NO
North Terrace_NT27-Molecular Life Sciences_Second Floor_220 _ VSR | NT-NT27-02-220 | NT27-02-220-VSR | North Terrace | NT | NT27 | Molecular Life Sciences | 02 | Second Floor | 220 | 99939 | Unusable Spaces | 99939 | Unusable Spaces | 5.41 | VSR | 8 | Non Useable Floor Area Space Group | 840 | Non-usable - Service riser |  | Unknown | 0.00 | NO
North Terrace_NT27-Molecular Life Sciences_Second Floor_221 _ Tea Room | NT-NT27-02-221 | NT27-02-221-Tea Room | North Terrace | NT | NT27 | Molecular Life Sciences | 02 | Second Floor | 221 | 285 | School of Biological Sciences | 285 | School of Biological Sciences | 5.4 | Tea Room | 6 | General Facility Space Group | 608 | General Facility - Kitchen/Servery/Food Storage |  | Good | 1,282.04 | NO
North Terrace_NT27-Molecular Life Sciences_Second Floor_222 _ WC - U - Access (RH) | NT-NT27-02-222 | NT27-02-222-WC - U - Access (RH) | North Terrace | NT | NT27 | Molecular Life Sciences | 02 | Second Floor | 222 | 99939 | Unusable Spaces | 99939 | Unusable Spaces | 4.7 | WC - U - Access (RH) | 8 | Non Useable Floor Area Space Group | 818 | Non-usable - Toilets/Amenities - Unisex Accessible |  | Unknown | 0.00 | NO
North Terrace_NT27-Molecular Life Sciences_Second Floor_223 _ Washroom | NT-NT27-02-223 | NT27-02-223-Washroom | North Terrace | NT | NT27 | Molecular Life Sciences | 02 | Second Floor | 223 | 99939 | Unusable Spaces | 99939 | Unusable Spaces | 1.79 | Washroom | 8 | Non Useable Floor Area Space Group | 835 | Non-usable - Toilets/Amenities - Other |  | Unknown | 0.00 | NO
North Terrace_NT27-Molecular Life Sciences_Second Floor_224 _ Comms | NT-NT27-02-224 | NT27-02-224-Comms | North Terrace | NT | NT27 | Molecular Life Sciences | 02 | Second Floor | 224 | 850 | ITDS Branch Central Costs | 869 | Information Technology and Digital Services | 9.52 | Comms | 8 | Non Useable Floor Area Space Group | 812 | Non-usable - Comms/network system/Telephone/PABX |  | Good | 0.00 | NO
North Terrace_NT27-Molecular Life Sciences_Second Floor_225 _ WC - F | NT-NT27-02-225 | NT27-02-225-WC - F | North Terrace | NT | NT27 | Molecular Life Sciences | 02 | Second Floor | 225 | 99939 | Unusable Spaces | 99939 | Unusable Spaces | 7.68 | WC - F | 8 | Non Useable Floor Area Space Group | 820 | Non-usable - Toilets/Amenities - Female |  | Unknown | 0.00 | NO
North Terrace_NT27-Molecular Life Sciences_Second Floor_226 _ WC - M | NT-NT27-02-226 | NT27-02-226-WC - M | North Terrace | NT | NT27 | Molecular Life Sciences | 02 | Second Floor | 226 | 99939 | Unusable Spaces | 99939 | Unusable Spaces | 6.6 | WC - M | 8 | Non Useable Floor Area Space Group | 821 | Non-usable - Toilets/Amenities - Male |  | Unknown | 0.00 | NO
North Terrace_NT27-Molecular Life Sciences_Second Floor_226A _ WC - storage | NT-NT27-02-226A | NT27-02-226A-WC - storage | North Terrace | NT | NT27 | Molecular Life Sciences | 02 | Second Floor | 226A | 99939 | Unusable Spaces | 99939 | Unusable Spaces | 1.23 | WC - storage | 8 | Non Useable Floor Area Space Group | 835 | Non-usable - Toilets/Amenities - Other |  | Unknown | 0.00 | NO
North Terrace_NT27-Molecular Life Sciences_Second Floor_227 _ Corr. [PC2-Cert] | NT-NT27-02-227 | NT27-02-227-Corr. [PC2-Cert] | North Terrace | NT | NT27 | Molecular Life Sciences | 02 | Second Floor | 227 | 99939 | Unusable Spaces | 99939 | Unusable Spaces | 66.23 | Corr. [PC2-Cert] | 8 | Non Useable Floor Area Space Group | 805 | Non-usable - Circulation space | RATED - PC2 | Unknown | 0.00 | NO
North Terrace_NT27-Molecular Life Sciences_Second Floor_227A _ Stair 1 | NT-NT27-02-227A | NT27-02-227A-Stair 1 | North Terrace | NT | NT27 | Molecular Life Sciences | 02 | Second Floor | 227A | 99939 | Unusable Spaces | 99939 | Unusable Spaces | 11.61 | Stair 1 | 8 | Non Useable Floor Area Space Group | 805 | Non-usable - Circulation space |  | Unknown | 0.00 | NO
North Terrace_NT27-Molecular Life Sciences_Second Floor_228 _ Microscopy Room [PC2-Cert] | NT-NT27-02-228 | NT27-02-228-Microscopy Room [PC2-Cert] | North Terrace | NT | NT27 | Molecular Life Sciences | 02 | Second Floor | 228 | 285 | School of Biological Sciences | 285 | School of Biological Sciences | 17.11 | Microscopy Room [PC2-Cert] | 4 | Ancillary Area Space Group | 401 | Ancillary Area - Laboratory Service and Preparation | RATED - PC2 | Good | 3,191.71 | NO
North Terrace_NT27-Molecular Life Sciences_Second Floor_229 _ Equipment Room [PC2-Cert] | NT-NT27-02-229 | NT27-02-229-Equipment Room [PC2-Cert] | North Terrace | NT | NT27 | Molecular Life Sciences | 02 | Second Floor | 229 | 285 | School of Biological Sciences | 285 | School of Biological Sciences | 13.11 | Equipment Room [PC2-Cert] | 4 | Ancillary Area Space Group | 401 | Ancillary Area - Laboratory Service and Preparation | RATED - PC2 | Good | 2,445.54 | NO
North Terrace_NT27-Molecular Life Sciences_Second Floor_229A _ Dark Room [PC2-Cert] | NT-NT27-02-229A | NT27-02-229A-Dark Room [PC2-Cert] | North Terrace | NT | NT27 | Molecular Life Sciences | 02 | Second Floor | 229A | 285 | School of Biological Sciences | 285 | School of Biological Sciences | 4.79 | Dark Room [PC2-Cert] | 4 | Ancillary Area Space Group | 411 | Ancillary Area - Darkroom | RATED - PC2 | Good | 893.53 | NO
North Terrace_NT27-Molecular Life Sciences_Second Floor_230 _ Corr. | NT-NT27-02-230 | NT27-02-230-Corr. | North Terrace | NT | NT27 | Molecular Life Sciences | 02 | Second Floor | 230 | 99939 | Unusable Spaces | 99939 | Unusable Spaces | 3.6 | Corr. | 8 | Non Useable Floor Area Space Group | 805 | Non-usable - Circulation space |  | Unknown | 0.00 | NO
North Terrace_NT27-Molecular Life Sciences_Second Floor_230A _ Plantroom - Mech | NT-NT27-02-230A | NT27-02-230A-Plantroom - Mech | North Terrace | NT | NT27 | Molecular Life Sciences | 02 | Second Floor | 230A | 99939 | Unusable Spaces | 99939 | Unusable Spaces | 39.06 | Plantroom - Mech | 8 | Non Useable Floor Area Space Group | 810 | Non-usable - Mechanical plant room |  | Unknown | 0.00 | NO
North Terrace_NT27-Molecular Life Sciences_Second Floor_231 _ Office | NT-NT27-02-231 | NT27-02-231-Office | North Terrace | NT | NT27 | Molecular Life Sciences | 02 | Second Floor | 231 | 285 | School of Biological Sciences | 285 | School of Biological Sciences | 16.11 | Office | 1 | Office Space Group | 101 | Office - Academic Staff |  | Good | 3,414.96 | NO
North Terrace_NT27-Molecular Life Sciences_Second Floor_232 _ Write Up | NT-NT27-02-232 | NT27-02-232-Write Up | North Terrace | NT | NT27 | Molecular Life Sciences | 02 | Second Floor | 232 | 285 | School of Biological Sciences | 285 | School of Biological Sciences | 15.88 | Write Up | 1 | Office Space Group | 103 | Office - Research Students |  | Good | 3,366.21 | NO
North Terrace_NT27-Molecular Life Sciences_Second Floor_233 _ Laboratory [PC2-Cert] | NT-NT27-02-233 | NT27-02-233-Laboratory [PC2-Cert] | North Terrace | NT | NT27 | Molecular Life Sciences | 02 | Second Floor | 233 | 285 | School of Biological Sciences | 285 | School of Biological Sciences | 47.9 | Laboratory [PC2-Cert] | 3 | Specialist Teaching or Research Space Group | 312 | Laboratory - Research Only | RATED - PC2 | Good | 13,504.46 | NO
North Terrace_NT27-Molecular Life Sciences_Second Floor_234 _ Laboratory [PC2-Cert] | NT-NT27-02-234 | NT27-02-234-Laboratory [PC2-Cert] | North Terrace | NT | NT27 | Molecular Life Sciences | 02 | Second Floor | 234 | 285 | School of Biological Sciences | 285 | School of Biological Sciences | 47.9 | Laboratory [PC2-Cert] | 3 | Specialist Teaching or Research Space Group | 312 | Laboratory - Research Only | RATED - PC2 | Good | 13,504.46 | NO
North Terrace_NT27-Molecular Life Sciences_Second Floor_235 _ Write Up | NT-NT27-02-235 | NT27-02-235-Write Up | North Terrace | NT | NT27 | Molecular Life Sciences | 02 | Second Floor | 235 | 285 | School of Biological Sciences | 285 | School of Biological Sciences | 15.62 | Write Up | 1 | Office Space Group | 103 | Office - Research Students |  | Good | 3,311.09 | NO
North Terrace_NT27-Molecular Life Sciences_Second Floor_236 _ Office | NT-NT27-02-236 | NT27-02-236-Office | North Terrace | NT | NT27 | Molecular Life Sciences | 02 | Second Floor | 236 | 285 | School of Biological Sciences | 285 | School of Biological Sciences | 15.62 | Office | 1 | Office Space Group | 101 | Office - Academic Staff |  | Good | 3,311.09 | NO
North Terrace_NT27-Molecular Life Sciences_Second Floor_238 _ Meeting | NT-NT27-02-238 | NT27-02-238-Meeting | North Terrace | NT | NT27 | Molecular Life Sciences | 02 | Second Floor | 238 | 285 | School of Biological Sciences | 285 | School of Biological Sciences | 31.77 | Meeting | 6 | General Facility Space Group | 601 | General Facility - Committee/Conference/Meeting room |  | Good | 7,542.67 | NO
North Terrace_NT27-Molecular Life Sciences_Second Floor_239 _ Corr. | NT-NT27-02-239 | NT27-02-239-Corr. | North Terrace | NT | NT27 | Molecular Life Sciences | 02 | Second Floor | 239 | 99939 | Unusable Spaces | 99939 | Unusable Spaces | 69.37 | Corr. | 8 | Non Useable Floor Area Space Group | 805 | Non-usable - Circulation space |  | Unknown | 0.00 | NO
North Terrace_NT27-Molecular Life Sciences_Second Floor_239A _ Stair 4 | NT-NT27-02-239A | NT27-02-239A-Stair 4 | North Terrace | NT | NT27 | Molecular Life Sciences | 02 | Second Floor | 239A | 99939 | Unusable Spaces | 99939 | Unusable Spaces | 11.87 | Stair 4 | 8 | Non Useable Floor Area Space Group | 805 | Non-usable - Circulation space |  | Unknown | 0.00 | NO
North Terrace_NT27-Molecular Life Sciences_Second Floor_240 _ Office | NT-NT27-02-240 | NT27-02-240-Office | North Terrace | NT | NT27 | Molecular Life Sciences | 02 | Second Floor | 240 | 285 | School of Biological Sciences | 285 | School of Biological Sciences | 15.62 | Office | 1 | Office Space Group | 101 | Office - Academic Staff |  | Good | 3,311.09 | NO
North Terrace_NT27-Molecular Life Sciences_Second Floor_241 _ Laboratory | NT-NT27-02-241 | NT27-02-241-Laboratory | North Terrace | NT | NT27 | Molecular Life Sciences | 02 | Second Floor | 241 | 285 | School of Biological Sciences | 285 | School of Biological Sciences | 64.02 | Laboratory | 3 | Specialist Teaching or Research Space Group | 312 | Laboratory - Research Only |  | Good | 18,049.18 | NO
North Terrace_NT27-Molecular Life Sciences_Second Floor_242 _ Laboratory | NT-NT27-02-242 | NT27-02-242-Laboratory | North Terrace | NT | NT27 | Molecular Life Sciences | 02 | Second Floor | 242 | 285 | School of Biological Sciences | 285 | School of Biological Sciences | 64.29 | Laboratory | 3 | Specialist Teaching or Research Space Group | 312 | Laboratory - Research Only |  | Good | 18,125.30 | NO
North Terrace_NT27-Molecular Life Sciences_Second Floor_243 _ Office | NT-NT27-02-243 | NT27-02-243-Office | North Terrace | NT | NT27 | Molecular Life Sciences | 02 | Second Floor | 243 | 285 | School of Biological Sciences | 285 | School of Biological Sciences | 16.11 | Office | 1 | Office Space Group | 101 | Office - Academic Staff |  | Good | 3,414.96 | NO
North Terrace_NT27-Molecular Life Sciences_Second Floor_245 _ Corr. | NT-NT27-02-245 | NT27-02-245-Corr. | North Terrace | NT | NT27 | Molecular Life Sciences | 02 | Second Floor | 245 | 99939 | Unusable Spaces | 99939 | Unusable Spaces | 3.68 | Corr. | 8 | Non Useable Floor Area Space Group | 805 | Non-usable - Circulation space |  | Unknown | 0.00 | NO
North Terrace_NT27-Molecular Life Sciences_Second Floor_245A _ Plantroom - Mech 2 | NT-NT27-02-245A | NT27-02-245A-Plantroom - Mech 2 | North Terrace | NT | NT27 | Molecular Life Sciences | 02 | Second Floor | 245A | 99939 | Unusable Spaces | 99939 | Unusable Spaces | 36.16 | Plantroom - Mech 2 | 8 | Non Useable Floor Area Space Group | 810 | Non-usable - Mechanical plant room |  | Unknown | 0.00 | NO
North Terrace_NT27-Molecular Life Sciences_Second Floor_246 _ Equipment Room | NT-NT27-02-246 | NT27-02-246-Equipment Room | North Terrace | NT | NT27 | Molecular Life Sciences | 02 | Second Floor | 246 | 285 | School of Biological Sciences | 285 | School of Biological Sciences | 17.99 | Equipment Room | 4 | Ancillary Area Space Group | 401 | Ancillary Area - Laboratory Service and Preparation |  | Good | 3,355.86 | NO
North Terrace_NT27-Molecular Life Sciences_Second Floor_246A _ Equipment Room | NT-NT27-02-246A | NT27-02-246A-Equipment Room | North Terrace | NT | NT27 | Molecular Life Sciences | 02 | Second Floor | 246A | 285 | School of Biological Sciences | 285 | School of Biological Sciences | 9.15 | Equipment Room | 4 | Ancillary Area Space Group | 401 | Ancillary Area - Laboratory Service and Preparation |  | Excellent | 2,007.25 | NO
North Terrace_NT27-Molecular Life Sciences_Second Floor_247 _ Const.Temp. Room | NT-NT27-02-247 | NT27-02-247-Const.Temp. Room | North Terrace | NT | NT27 | Molecular Life Sciences | 02 | Second Floor | 247 | 285 | School of Biological Sciences | 285 | School of Biological Sciences | 9.35 | Const.Temp. Room | 4 | Ancillary Area Space Group | 405 | Ancillary Area - Constant Temperature/ Freezer/Cold/Warm Rooms |  | Good | 1,744.15 | NO
North Terrace_NT27-Molecular Life Sciences_Second Floor_248 _ Const.Temp. Room | NT-NT27-02-248 | NT27-02-248-Const.Temp. Room | North Terrace | NT | NT27 | Molecular Life Sciences | 02 | Second Floor | 248 | 285 | School of Biological Sciences | 285 | School of Biological Sciences | 17.85 | Const.Temp. Room | 4 | Ancillary Area Space Group | 405 | Ancillary Area - Constant Temperature/ Freezer/Cold/Warm Rooms |  | Good | 3,329.75 | NO
North Terrace_NT27-Molecular Life Sciences_Second Floor_249 _ Copier Room | NT-NT27-02-249 | NT27-02-249-Copier Room | North Terrace | NT | NT27 | Molecular Life Sciences | 02 | Second Floor | 249 | 285 | School of Biological Sciences | 285 | School of Biological Sciences | 7.71 | Copier Room | 6 | General Facility Space Group | 603 | General Facility - Resource room |  | Good | 1,830.47 | NO
North Terrace_NT27-Molecular Life Sciences_Third Floor_300 _ Lift Lobby | NT-NT27-03-300 | NT27-03-300-Lift Lobby | North Terrace | NT | NT27 | Molecular Life Sciences | 03 | Third Floor | 300 | 99939 | Unusable Spaces | 99939 | Unusable Spaces | 23.05 | Lift Lobby | 8 | Non Useable Floor Area Space Group | 805 | Non-usable - Circulation space |  | Unknown | 0.00 | NO
North Terrace_NT27-Molecular Life Sciences_Third Floor_300A _ Stair 3 | NT-NT27-03-300A | NT27-03-300A-Stair 3 | North Terrace | NT | NT27 | Molecular Life Sciences | 03 | Third Floor | 300A | 99939 | Unusable Spaces | 99939 | Unusable Spaces | 13.16 | Stair 3 | 8 | Non Useable Floor Area Space Group | 805 | Non-usable - Circulation space |  | Unknown | 0.00 | NO
North Terrace_NT27-Molecular Life Sciences_Third Floor_300B _ Corr. | NT-NT27-03-300B | NT27-03-300B-Corr. | North Terrace | NT | NT27 | Molecular Life Sciences | 03 | Third Floor | 300B | 99939 | Unusable Spaces | 99939 | Unusable Spaces | 26.5 | Corr. | 8 | Non Useable Floor Area Space Group | 805 | Non-usable - Circulation space |  | Unknown | 0.00 | NO
North Terrace_NT27-Molecular Life Sciences_Third Floor_300D _ Corr. | NT-NT27-03-300D | NT27-03-300D-Corr. | North Terrace | NT | NT27 | Molecular Life Sciences | 03 | Third Floor | 300D | 99939 | Unusable Spaces | 99939 | Unusable Spaces | 19.96 | Corr. | 8 | Non Useable Floor Area Space Group | 805 | Non-usable - Circulation space |  | Unknown | 0.00 | NO
North Terrace_NT27-Molecular Life Sciences_Third Floor_301 _ Corr. | NT-NT27-03-301 | NT27-03-301-Corr. | North Terrace | NT | NT27 | Molecular Life Sciences | 03 | Third Floor | 301 | 99939 | Unusable Spaces | 99939 | Unusable Spaces | 56.07 | Corr. | 8 | Non Useable Floor Area Space Group | 805 | Non-usable - Circulation space |  | Unknown | 0.00 | NO
North Terrace_NT27-Molecular Life Sciences_Third Floor_302 _ Const.Temp. Room | NT-NT27-03-302 | NT27-03-302-Const.Temp. Room | North Terrace | NT | NT27 | Molecular Life Sciences | 03 | Third Floor | 302 | 285 | School of Biological Sciences | 285 | School of Biological Sciences | 17.85 | Const.Temp. Room | 4 | Ancillary Area Space Group | 405 | Ancillary Area - Constant Temperature/ Freezer/Cold/Warm Rooms |  | Good | 3,329.75 | NO
North Terrace_NT27-Molecular Life Sciences_Third Floor_303 _ Microscope Suite | NT-NT27-03-303 | NT27-03-303-Microscope Suite | North Terrace | NT | NT27 | Molecular Life Sciences | 03 | Third Floor | 303 | 285 | School of Biological Sciences | 285 | School of Biological Sciences | 4.12 | Microscope Suite | 4 | Ancillary Area Space Group | 401 | Ancillary Area - Laboratory Service and Preparation |  | Good | 768.55 | NO
North Terrace_NT27-Molecular Life Sciences_Third Floor_303A _ Microscope Suite | NT-NT27-03-303A | NT27-03-303A-Microscope Suite | North Terrace | NT | NT27 | Molecular Life Sciences | 03 | Third Floor | 303A | 285 | School of Biological Sciences | 285 | School of Biological Sciences | 4.95 | Microscope Suite | 4 | Ancillary Area Space Group | 401 | Ancillary Area - Laboratory Service and Preparation |  | Good | 923.37 | NO
North Terrace_NT27-Molecular Life Sciences_Third Floor_304 _ Utility Room | NT-NT27-03-304 | NT27-03-304-Utility Room | North Terrace | NT | NT27 | Molecular Life Sciences | 03 | Third Floor | 304 | 285 | School of Biological Sciences | 285 | School of Biological Sciences | 18.89 | Utility Room | 4 | Ancillary Area Space Group | 401 | Ancillary Area - Laboratory Service and Preparation |  | Good | 3,523.75 | NO
North Terrace_NT27-Molecular Life Sciences_Third Floor_304A _ Fermentation Laboratory | NT-NT27-03-304A | NT27-03-304A-Fermentation Laboratory | North Terrace | NT | NT27 | Molecular Life Sciences | 03 | Third Floor | 304A | 285 | School of Biological Sciences | 285 | School of Biological Sciences | 9.15 | Fermentation Laboratory | 3 | Specialist Teaching or Research Space Group | 300 | Laboratory - Specialist teaching and research - type not defined |  | Good | 2,579.66 | NO
North Terrace_NT27-Molecular Life Sciences_Third Floor_305 _ Fume Cupboard | NT-NT27-03-305 | NT27-03-305-Fume Cupboard | North Terrace | NT | NT27 | Molecular Life Sciences | 03 | Third Floor | 305 | 285 | School of Biological Sciences | 285 | School of Biological Sciences | 19.65 | Fume Cupboard | 4 | Ancillary Area Space Group | 401 | Ancillary Area - Laboratory Service and Preparation |  | Good | 3,665.52 | NO
North Terrace_NT27-Molecular Life Sciences_Third Floor_306 _ Office - Open Plan | NT-NT27-03-306 | NT27-03-306-Office - Open Plan | North Terrace | NT | NT27 | Molecular Life Sciences | 03 | Third Floor | 306 | 285 | School of Biological Sciences | 285 | School of Biological Sciences | 2.85 | Office - Open Plan | 1 | Office Space Group | 111 | Open Plan - Specific type not defined |  | Good | 604.14 | NO
North Terrace_NT27-Molecular Life Sciences_Third Floor_306.01 _ Workstation | NT-NT27-03-306.01 | NT27-03-306.01-Workstation | North Terrace | NT | NT27 | Molecular Life Sciences | 03 | Third Floor | 306.01 | 285 | School of Biological Sciences | 285 | School of Biological Sciences | 1.71 | Workstation | 1 | Office Space Group | 112 | Open Plan - Academic Staff |  | Good | 362.48 | NO
North Terrace_NT27-Molecular Life Sciences_Third Floor_306.02 _ Workstation | NT-NT27-03-306.02 | NT27-03-306.02-Workstation | North Terrace | NT | NT27 | Molecular Life Sciences | 03 | Third Floor | 306.02 | 285 | School of Biological Sciences | 285 | School of Biological Sciences | 1.71 | Workstation | 1 | Office Space Group | 112 | Open Plan - Academic Staff |  | Good | 362.48 | NO
North Terrace_NT27-Molecular Life Sciences_Third Floor_306.03 _ Workstation | NT-NT27-03-306.03 | NT27-03-306.03-Workstation | North Terrace | NT | NT27 | Molecular Life Sciences | 03 | Third Floor | 306.03 | 285 | School of Biological Sciences | 285 | School of Biological Sciences | 2 | Workstation | 1 | Office Space Group | 112 | Open Plan - Academic Staff |  | Good | 423.96 | NO
North Terrace_NT27-Molecular Life Sciences_Third Floor_306.04 _ Workstation | NT-NT27-03-306.04 | NT27-03-306.04-Workstation | North Terrace | NT | NT27 | Molecular Life Sciences | 03 | Third Floor | 306.04 | 285 | School of Biological Sciences | 285 | School of Biological Sciences | 1.97 | Workstation | 1 | Office Space Group | 112 | Open Plan - Academic Staff |  | Good | 417.60 | NO
North Terrace_NT27-Molecular Life Sciences_Third Floor_306.05 _ Workstation | NT-NT27-03-306.05 | NT27-03-306.05-Workstation | North Terrace | NT | NT27 | Molecular Life Sciences | 03 | Third Floor | 306.05 | 285 | School of Biological Sciences | 285 | School of Biological Sciences | 1.71 | Workstation | 1 | Office Space Group | 112 | Open Plan - Academic Staff |  | Good | 362.48 | NO
North Terrace_NT27-Molecular Life Sciences_Third Floor_306.06 _ Workstation | NT-NT27-03-306.06 | NT27-03-306.06-Workstation | North Terrace | NT | NT27 | Molecular Life Sciences | 03 | Third Floor | 306.06 | 285 | School of Biological Sciences | 285 | School of Biological Sciences | 1.71 | Workstation | 1 | Office Space Group | 112 | Open Plan - Academic Staff |  | Good | 362.48 | NO
North Terrace_NT27-Molecular Life Sciences_Third Floor_306.07 _ Workstation | NT-NT27-03-306.07 | NT27-03-306.07-Workstation | North Terrace | NT | NT27 | Molecular Life Sciences | 03 | Third Floor | 306.07 | 285 | School of Biological Sciences | 285 | School of Biological Sciences | 1.71 | Workstation | 1 | Office Space Group | 112 | Open Plan - Academic Staff |  | Good | 362.48 | NO
North Terrace_NT27-Molecular Life Sciences_Third Floor_306.08 _ Workstation | NT-NT27-03-306.08 | NT27-03-306.08-Workstation | North Terrace | NT | NT27 | Molecular Life Sciences | 03 | Third Floor | 306.08 | 285 | School of Biological Sciences | 285 | School of Biological Sciences | 1.71 | Workstation | 1 | Office Space Group | 112 | Open Plan - Academic Staff |  | Good | 362.48 | NO
North Terrace_NT27-Molecular Life Sciences_Third Floor_307 _ Laboratory | NT-NT27-03-307 | NT27-03-307-Laboratory | North Terrace | NT | NT27 | Molecular Life Sciences | 03 | Third Floor | 307 | 285 | School of Biological Sciences | 285 | School of Biological Sciences | 64.29 | Laboratory | 3 | Specialist Teaching or Research Space Group | 312 | Laboratory - Research Only |  | Good | 18,125.30 | NO
North Terrace_NT27-Molecular Life Sciences_Third Floor_308 _ Laboratory | NT-NT27-03-308 | NT27-03-308-Laboratory | North Terrace | NT | NT27 | Molecular Life Sciences | 03 | Third Floor | 308 | 285 | School of Biological Sciences | 285 | School of Biological Sciences | 64.02 | Laboratory | 3 | Specialist Teaching or Research Space Group | 312 | Laboratory - Research Only |  | Good | 18,049.18 | NO
North Terrace_NT27-Molecular Life Sciences_Third Floor_309 _ Office | NT-NT27-03-309 | NT27-03-309-Office | North Terrace | NT | NT27 | Molecular Life Sciences | 03 | Third Floor | 309 | 285 | School of Biological Sciences | 285 | School of Biological Sciences | 15.62 | Office | 1 | Office Space Group | 101 | Office - Academic Staff |  | Good | 3,311.09 | NO
North Terrace_NT27-Molecular Life Sciences_Third Floor_310 _ Meeting | NT-NT27-03-310 | NT27-03-310-Meeting | North Terrace | NT | NT27 | Molecular Life Sciences | 03 | Third Floor | 310 | 285 | School of Biological Sciences | 285 | School of Biological Sciences | 31.77 | Meeting | 6 | General Facility Space Group | 601 | General Facility - Committee/Conference/Meeting room |  | Good | 7,542.67 | NO
North Terrace_NT27-Molecular Life Sciences_Third Floor_311 _ Office - Open Plan | NT-NT27-03-311 | NT27-03-311-Office - Open Plan | North Terrace | NT | NT27 | Molecular Life Sciences | 03 | Third Floor | 311 | 285 | School of Biological Sciences | 285 | School of Biological Sciences | 2.61 | Office - Open Plan | 1 | Office Space Group | 111 | Open Plan - Specific type not defined |  | Good | 553.26 | NO
North Terrace_NT27-Molecular Life Sciences_Third Floor_311.01 _ Workstation | NT-NT27-03-311.01 | NT27-03-311.01-Workstation | North Terrace | NT | NT27 | Molecular Life Sciences | 03 | Third Floor | 311.01 | 285 | School of Biological Sciences | 285 | School of Biological Sciences | 1.74 | Workstation | 1 | Office Space Group | 112 | Open Plan - Academic Staff |  | Good | 368.84 | NO
North Terrace_NT27-Molecular Life Sciences_Third Floor_311.02 _ Workstation | NT-NT27-03-311.02 | NT27-03-311.02-Workstation | North Terrace | NT | NT27 | Molecular Life Sciences | 03 | Third Floor | 311.02 | 285 | School of Biological Sciences | 285 | School of Biological Sciences | 1.74 | Workstation | 1 | Office Space Group | 112 | Open Plan - Academic Staff |  | Good | 368.84 | NO
North Terrace_NT27-Molecular Life Sciences_Third Floor_311.03 _ Workstation | NT-NT27-03-311.03 | NT27-03-311.03-Workstation | North Terrace | NT | NT27 | Molecular Life Sciences | 03 | Third Floor | 311.03 | 285 | School of Biological Sciences | 285 | School of Biological Sciences | 1.74 | Workstation | 1 | Office Space Group | 112 | Open Plan - Academic Staff |  | Good | 368.84 | NO
North Terrace_NT27-Molecular Life Sciences_Third Floor_311.04 _ Workstation | NT-NT27-03-311.04 | NT27-03-311.04-Workstation | North Terrace | NT | NT27 | Molecular Life Sciences | 03 | Third Floor | 311.04 | 285 | School of Biological Sciences | 285 | School of Biological Sciences | 2.18 | Workstation | 1 | Office Space Group | 112 | Open Plan - Academic Staff |  | Good | 462.11 | NO
North Terrace_NT27-Molecular Life Sciences_Third Floor_311.05 _ Workstation | NT-NT27-03-311.05 | NT27-03-311.05-Workstation | North Terrace | NT | NT27 | Molecular Life Sciences | 03 | Third Floor | 311.05 | 285 | School of Biological Sciences | 285 | School of Biological Sciences | 2.13 | Workstation | 1 | Office Space Group | 112 | Open Plan - Academic Staff |  | Good | 451.51 | NO
North Terrace_NT27-Molecular Life Sciences_Third Floor_311.06 _ Workstation | NT-NT27-03-311.06 | NT27-03-311.06-Workstation | North Terrace | NT | NT27 | Molecular Life Sciences | 03 | Third Floor | 311.06 | 285 | School of Biological Sciences | 285 | School of Biological Sciences | 1.74 | Workstation | 1 | Office Space Group | 112 | Open Plan - Academic Staff |  | Good | 368.84 | NO
North Terrace_NT27-Molecular Life Sciences_Third Floor_311.07 _ Workstation | NT-NT27-03-311.07 | NT27-03-311.07-Workstation | North Terrace | NT | NT27 | Molecular Life Sciences | 03 | Third Floor | 311.07 | 285 | School of Biological Sciences | 285 | School of Biological Sciences | 1.74 | Workstation | 1 | Office Space Group | 112 | Open Plan - Academic Staff |  | Good | 368.84 | NO
North Terrace_NT27-Molecular Life Sciences_Third Floor_312 _ Corr. [PC2-Cert] | NT-NT27-03-312 | NT27-03-312-Corr. [PC2-Cert] | North Terrace | NT | NT27 | Molecular Life Sciences | 03 | Third Floor | 312 | 99939 | Unusable Spaces | 99939 | Unusable Spaces | 49.57 | Corr. [PC2-Cert] | 8 | Non Useable Floor Area Space Group | 805 | Non-usable - Circulation space | RATED - PC2 | Unknown | 0.00 | NO
North Terrace_NT27-Molecular Life Sciences_Third Floor_313 _ Laboratory [PC2-Cert] | NT-NT27-03-313 | NT27-03-313-Laboratory [PC2-Cert] | North Terrace | NT | NT27 | Molecular Life Sciences | 03 | Third Floor | 313 | 285 | School of Biological Sciences | 285 | School of Biological Sciences | 31.74 | Laboratory [PC2-Cert] | 3 | Specialist Teaching or Research Space Group | 312 | Laboratory - Research Only | RATED - PC2 | Good | 8,948.47 | NO
North Terrace_NT27-Molecular Life Sciences_Third Floor_314 _ Laboratory [PC2-Cert] | NT-NT27-03-314 | NT27-03-314-Laboratory [PC2-Cert] | North Terrace | NT | NT27 | Molecular Life Sciences | 03 | Third Floor | 314 | 285 | School of Biological Sciences | 285 | School of Biological Sciences | 31.74 | Laboratory [PC2-Cert] | 3 | Specialist Teaching or Research Space Group | 312 | Laboratory - Research Only | RATED - PC2 | Good | 8,948.47 | NO
North Terrace_NT27-Molecular Life Sciences_Third Floor_315 _ Laboratory [PC2-Cert] | NT-NT27-03-315 | NT27-03-315-Laboratory [PC2-Cert] | North Terrace | NT | NT27 | Molecular Life Sciences | 03 | Third Floor | 315 | 285 | School of Biological Sciences | 285 | School of Biological Sciences | 31.74 | Laboratory [PC2-Cert] | 3 | Specialist Teaching or Research Space Group | 312 | Laboratory - Research Only | RATED - PC2 | Good | 8,948.47 | NO
North Terrace_NT27-Molecular Life Sciences_Third Floor_316 _ Laboratory [PC2-Cert] | NT-NT27-03-316 | NT27-03-316-Laboratory [PC2-Cert] | North Terrace | NT | NT27 | Molecular Life Sciences | 03 | Third Floor | 316 | 285 | School of Biological Sciences | 285 | School of Biological Sciences | 32.64 | Laboratory [PC2-Cert] | 3 | Specialist Teaching or Research Space Group | 312 | Laboratory - Research Only | RATED - PC2 | Good | 9,202.21 | NO
North Terrace_NT27-Molecular Life Sciences_Third Floor_317 _ Fume Cupboard [PC2-Cert] | NT-NT27-03-317 | NT27-03-317-Fume Cupboard [PC2-Cert] | North Terrace | NT | NT27 | Molecular Life Sciences | 03 | Third Floor | 317 | 285 | School of Biological Sciences | 285 | School of Biological Sciences | 17.43 | Fume Cupboard [PC2-Cert] | 4 | Ancillary Area Space Group | 401 | Ancillary Area - Laboratory Service and Preparation | RATED - PC2 | Good | 3,251.40 | NO
North Terrace_NT27-Molecular Life Sciences_Third Floor_318 _ Tissue Culture Support [PC2-Cert] | NT-NT27-03-318 | NT27-03-318-Tissue Culture Support [PC2-Cert] | North Terrace | NT | NT27 | Molecular Life Sciences | 03 | Third Floor | 318 | 285 | School of Biological Sciences | 285 | School of Biological Sciences | 21.12 | Tissue Culture Support [PC2-Cert] | 4 | Ancillary Area Space Group | 401 | Ancillary Area - Laboratory Service and Preparation | RATED - PC2 | Good | 3,939.73 | NO
North Terrace_NT27-Molecular Life Sciences_Third Floor_319 _ Laboratory [PC2-Cert] | NT-NT27-03-319 | NT27-03-319-Laboratory [PC2-Cert] | North Terrace | NT | NT27 | Molecular Life Sciences | 03 | Third Floor | 319 | 285 | School of Biological Sciences | 285 | School of Biological Sciences | 18.3 | Laboratory [PC2-Cert] | 3 | Specialist Teaching or Research Space Group | 312 | Laboratory - Research Only | RATED - PC2 | Good | 5,159.32 | NO
North Terrace_NT27-Molecular Life Sciences_Third Floor_320 _ Const. Temp. Room [PC2-Cert] | NT-NT27-03-320 | NT27-03-320-Const. Temp. Room [PC2-Cert] | North Terrace | NT | NT27 | Molecular Life Sciences | 03 | Third Floor | 320 | 285 | School of Biological Sciences | 285 | School of Biological Sciences | 7.14 | Const. Temp. Room [PC2-Cert] | 4 | Ancillary Area Space Group | 405 | Ancillary Area - Constant Temperature/ Freezer/Cold/Warm Rooms | RATED - PC2 | Good | 1,331.90 | NO
North Terrace_NT27-Molecular Life Sciences_Third Floor_321 _ VSR | NT-NT27-03-321 | NT27-03-321-VSR | North Terrace | NT | NT27 | Molecular Life Sciences | 03 | Third Floor | 321 | 99939 | Unusable Spaces | 99939 | Unusable Spaces | 5.41 | VSR | 8 | Non Useable Floor Area Space Group | 840 | Non-usable - Service riser |  | Unknown | 0.00 | NO
North Terrace_NT27-Molecular Life Sciences_Third Floor_322 _ Tea Room | NT-NT27-03-322 | NT27-03-322-Tea Room | North Terrace | NT | NT27 | Molecular Life Sciences | 03 | Third Floor | 322 | 285 | School of Biological Sciences | 285 | School of Biological Sciences | 5.4 | Tea Room | 6 | General Facility Space Group | 608 | General Facility - Kitchen/Servery/Food Storage |  | Good | 1,282.04 | NO
North Terrace_NT27-Molecular Life Sciences_Third Floor_323 _ WC - U - Access (RH) | NT-NT27-03-323 | NT27-03-323-WC - U - Access (RH) | North Terrace | NT | NT27 | Molecular Life Sciences | 03 | Third Floor | 323 | 99939 | Unusable Spaces | 99939 | Unusable Spaces | 4.7 | WC - U - Access (RH) | 8 | Non Useable Floor Area Space Group | 818 | Non-usable - Toilets/Amenities - Unisex Accessible |  | Unknown | 0.00 | NO
North Terrace_NT27-Molecular Life Sciences_Third Floor_324 _ Washroom | NT-NT27-03-324 | NT27-03-324-Washroom | North Terrace | NT | NT27 | Molecular Life Sciences | 03 | Third Floor | 324 | 99939 | Unusable Spaces | 99939 | Unusable Spaces | 1.79 | Washroom | 8 | Non Useable Floor Area Space Group | 835 | Non-usable - Toilets/Amenities - Other |  | Unknown | 0.00 | NO
North Terrace_NT27-Molecular Life Sciences_Third Floor_325 _ Comms | NT-NT27-03-325 | NT27-03-325-Comms | North Terrace | NT | NT27 | Molecular Life Sciences | 03 | Third Floor | 325 | 850 | ITDS Branch Central Costs | 869 | Information Technology and Digital Services | 9.52 | Comms | 8 | Non Useable Floor Area Space Group | 812 | Non-usable - Comms/network system/Telephone/PABX |  | Good | 0.00 | NO
North Terrace_NT27-Molecular Life Sciences_Third Floor_326 _ WC - F | NT-NT27-03-326 | NT27-03-326-WC - F | North Terrace | NT | NT27 | Molecular Life Sciences | 03 | Third Floor | 326 | 99939 | Unusable Spaces | 99939 | Unusable Spaces | 7.68 | WC - F | 8 | Non Useable Floor Area Space Group | 820 | Non-usable - Toilets/Amenities - Female |  | Unknown | 0.00 | NO
North Terrace_NT27-Molecular Life Sciences_Third Floor_327 _ WC - M | NT-NT27-03-327 | NT27-03-327-WC - M | North Terrace | NT | NT27 | Molecular Life Sciences | 03 | Third Floor | 327 | 99939 | Unusable Spaces | 99939 | Unusable Spaces | 6.6 | WC - M | 8 | Non Useable Floor Area Space Group | 821 | Non-usable - Toilets/Amenities - Male |  | Unknown | 0.00 | NO
North Terrace_NT27-Molecular Life Sciences_Third Floor_327A _ Cupboard | NT-NT27-03-327A | NT27-03-327A-Cupboard | North Terrace | NT | NT27 | Molecular Life Sciences | 03 | Third Floor | 327A | 99939 | Unusable Spaces | 99939 | Unusable Spaces | 1.23 | Cupboard | 4 | Ancillary Area Space Group | 419 | Ancillary Area - Store Room - Generic |  | Unknown | 0.00 | NO
North Terrace_NT27-Molecular Life Sciences_Third Floor_328 _ Corr. [PC2-Cert] | NT-NT27-03-328 | NT27-03-328-Corr. [PC2-Cert] | North Terrace | NT | NT27 | Molecular Life Sciences | 03 | Third Floor | 328 | 99939 | Unusable Spaces | 99939 | Unusable Spaces | 65.62 | Corr. [PC2-Cert] | 8 | Non Useable Floor Area Space Group | 805 | Non-usable - Circulation space | RATED - PC2 | Unknown | 0.00 | NO
North Terrace_NT27-Molecular Life Sciences_Third Floor_328A _ Stair | NT-NT27-03-328A | NT27-03-328A-Stair | North Terrace | NT | NT27 | Molecular Life Sciences | 03 | Third Floor | 328A | 99939 | Unusable Spaces | 99939 | Unusable Spaces | 11.61 | Stair | 8 | Non Useable Floor Area Space Group | 805 | Non-usable - Circulation space |  | Unknown | 0.00 | NO
North Terrace_NT27-Molecular Life Sciences_Third Floor_329 _ Store [PC2-Cert] | NT-NT27-03-329 | NT27-03-329-Store [PC2-Cert] | North Terrace | NT | NT27 | Molecular Life Sciences | 03 | Third Floor | 329 | 285 | School of Biological Sciences | 285 | School of Biological Sciences | 7.97 | Store [PC2-Cert] | 4 | Ancillary Area Space Group | 419 | Ancillary Area - Store Room - Generic | RATED - PC2 | Good | 1,486.73 | NO
North Terrace_NT27-Molecular Life Sciences_Third Floor_330 _ Equipment Room [PC2-Cert] | NT-NT27-03-330 | NT27-03-330-Equipment Room [PC2-Cert] | North Terrace | NT | NT27 | Molecular Life Sciences | 03 | Third Floor | 330 | 285 | School of Biological Sciences | 285 | School of Biological Sciences | 18.18 | Equipment Room [PC2-Cert] | 4 | Ancillary Area Space Group | 401 | Ancillary Area - Laboratory Service and Preparation | RATED - PC2 | Good | 3,391.30 | NO
North Terrace_NT27-Molecular Life Sciences_Third Floor_331 _ Corr. | NT-NT27-03-331 | NT27-03-331-Corr. | North Terrace | NT | NT27 | Molecular Life Sciences | 03 | Third Floor | 331 | 99939 | Unusable Spaces | 99939 | Unusable Spaces | 3.6 | Corr. | 8 | Non Useable Floor Area Space Group | 805 | Non-usable - Circulation space |  | Unknown | 0.00 | NO
North Terrace_NT27-Molecular Life Sciences_Third Floor_331A _ Plantroom - Mech 1 | NT-NT27-03-331A | NT27-03-331A-Plantroom - Mech 1 | North Terrace | NT | NT27 | Molecular Life Sciences | 03 | Third Floor | 331A | 99939 | Unusable Spaces | 99939 | Unusable Spaces | 39.06 | Plantroom - Mech 1 | 8 | Non Useable Floor Area Space Group | 810 | Non-usable - Mechanical plant room |  | Unknown | 0.00 | NO
North Terrace_NT27-Molecular Life Sciences_Third Floor_332 _ Office | NT-NT27-03-332 | NT27-03-332-Office | North Terrace | NT | NT27 | Molecular Life Sciences | 03 | Third Floor | 332 | 285 | School of Biological Sciences | 285 | School of Biological Sciences | 16.11 | Office | 1 | Office Space Group | 101 | Office - Academic Staff |  | Good | 3,414.96 | NO
North Terrace_NT27-Molecular Life Sciences_Third Floor_333 _ Laboratory [PC2-Cert] | NT-NT27-03-333 | NT27-03-333-Laboratory [PC2-Cert] | North Terrace | NT | NT27 | Molecular Life Sciences | 03 | Third Floor | 333 | 285 | School of Biological Sciences | 285 | School of Biological Sciences | 48.16 | Laboratory [PC2-Cert] | 3 | Specialist Teaching or Research Space Group | 312 | Laboratory - Research Only | RATED - PC2 | Good | 13,577.76 | NO
North Terrace_NT27-Molecular Life Sciences_Third Floor_334 _ Laboratory [PC2-Cert] | NT-NT27-03-334 | NT27-03-334-Laboratory [PC2-Cert] | North Terrace | NT | NT27 | Molecular Life Sciences | 03 | Third Floor | 334 | 285 | School of Biological Sciences | 285 | School of Biological Sciences | 64.05 | Laboratory [PC2-Cert] | 3 | Specialist Teaching or Research Space Group | 312 | Laboratory - Research Only | RATED - PC2 | Good | 18,057.64 | NO
North Terrace_NT27-Molecular Life Sciences_Third Floor_335 _ Office | NT-NT27-03-335 | NT27-03-335-Office | North Terrace | NT | NT27 | Molecular Life Sciences | 03 | Third Floor | 335 | 285 | School of Biological Sciences | 285 | School of Biological Sciences | 15.62 | Office | 1 | Office Space Group | 101 | Office - Academic Staff |  | Good | 3,311.09 | NO
North Terrace_NT27-Molecular Life Sciences_Third Floor_336 _ Office | NT-NT27-03-336 | NT27-03-336-Office | North Terrace | NT | NT27 | Molecular Life Sciences | 03 | Third Floor | 336 | 285 | School of Biological Sciences | 285 | School of Biological Sciences | 12.13 | Office | 1 | Office Space Group | 101 | Office - Academic Staff |  | Good | 2,571.29 | NO
North Terrace_NT27-Molecular Life Sciences_Third Floor_337 _ Office | NT-NT27-03-337 | NT27-03-337-Office | North Terrace | NT | NT27 | Molecular Life Sciences | 03 | Third Floor | 337 | 285 | School of Biological Sciences | 285 | School of Biological Sciences | 15.62 | Office | 1 | Office Space Group | 101 | Office - Academic Staff |  | Good | 3,311.09 | NO
North Terrace_NT27-Molecular Life Sciences_Third Floor_338 _ Office | NT-NT27-03-338 | NT27-03-338-Office | North Terrace | NT | NT27 | Molecular Life Sciences | 03 | Third Floor | 338 | 285 | School of Biological Sciences | 285 | School of Biological Sciences | 15.62 | Office | 1 | Office Space Group | 101 | Office - Academic Staff |  | Good | 3,311.09 | NO
North Terrace_NT27-Molecular Life Sciences_Third Floor_339 _ Corr. | NT-NT27-03-339 | NT27-03-339-Corr. | North Terrace | NT | NT27 | Molecular Life Sciences | 03 | Third Floor | 339 | 99939 | Unusable Spaces | 99939 | Unusable Spaces | 69.37 | Corr. | 8 | Non Useable Floor Area Space Group | 805 | Non-usable - Circulation space |  | Unknown | 0.00 | NO
North Terrace_NT27-Molecular Life Sciences_Third Floor_339A _ Stair 4 | NT-NT27-03-339A | NT27-03-339A-Stair 4 | North Terrace | NT | NT27 | Molecular Life Sciences | 03 | Third Floor | 339A | 99939 | Unusable Spaces | 99939 | Unusable Spaces | 11.87 | Stair 4 | 8 | Non Useable Floor Area Space Group | 805 | Non-usable - Circulation space |  | Unknown | 0.00 | NO
North Terrace_NT27-Molecular Life Sciences_Third Floor_340 _ Office | NT-NT27-03-340 | NT27-03-340-Office | North Terrace | NT | NT27 | Molecular Life Sciences | 03 | Third Floor | 340 | 285 | School of Biological Sciences | 285 | School of Biological Sciences | 15.62 | Office | 1 | Office Space Group | 101 | Office - Academic Staff |  | Good | 3,311.09 | NO
North Terrace_NT27-Molecular Life Sciences_Third Floor_341 _ Laboratory | NT-NT27-03-341 | NT27-03-341-Laboratory | North Terrace | NT | NT27 | Molecular Life Sciences | 03 | Third Floor | 341 | 285 | School of Biological Sciences | 285 | School of Biological Sciences | 64.02 | Laboratory | 3 | Specialist Teaching or Research Space Group | 312 | Laboratory - Research Only |  | Good | 18,049.18 | NO
North Terrace_NT27-Molecular Life Sciences_Third Floor_342 _ Laboratory | NT-NT27-03-342 | NT27-03-342-Laboratory | North Terrace | NT | NT27 | Molecular Life Sciences | 03 | Third Floor | 342 | 218 | School of Chemical Engineering and Advanced Materials | 218 | School of Chemical Engineering and Advanced Materials | 64.29 | Laboratory | 3 | Specialist Teaching or Research Space Group | 312 | Laboratory - Research Only |  | Good | 18,125.30 | NO
North Terrace_NT27-Molecular Life Sciences_Third Floor_343 _ Office - Open Plan | NT-NT27-03-343 | NT27-03-343-Office - Open Plan | North Terrace | NT | NT27 | Molecular Life Sciences | 03 | Third Floor | 343 | 285 | School of Biological Sciences | 285 | School of Biological Sciences | 2.7 | Office - Open Plan | 1 | Office Space Group | 111 | Open Plan - Specific type not defined |  | Good | 572.34 | NO
North Terrace_NT27-Molecular Life Sciences_Third Floor_343.01 _ Workstation | NT-NT27-03-343.01 | NT27-03-343.01-Workstation | North Terrace | NT | NT27 | Molecular Life Sciences | 03 | Third Floor | 343.01 | 285 | School of Biological Sciences | 285 | School of Biological Sciences | 1.8 | Workstation | 1 | Office Space Group | 112 | Open Plan - Academic Staff |  | Good | 381.56 | NO
North Terrace_NT27-Molecular Life Sciences_Third Floor_343.02 _ Workstation | NT-NT27-03-343.02 | NT27-03-343.02-Workstation | North Terrace | NT | NT27 | Molecular Life Sciences | 03 | Third Floor | 343.02 | 285 | School of Biological Sciences | 285 | School of Biological Sciences | 1.8 | Workstation | 1 | Office Space Group | 112 | Open Plan - Academic Staff |  | Good | 381.56 | NO
North Terrace_NT27-Molecular Life Sciences_Third Floor_343.03 _ Workstation | NT-NT27-03-343.03 | NT27-03-343.03-Workstation | North Terrace | NT | NT27 | Molecular Life Sciences | 03 | Third Floor | 343.03 | 285 | School of Biological Sciences | 285 | School of Biological Sciences | 2.25 | Workstation | 1 | Office Space Group | 112 | Open Plan - Academic Staff |  | Good | 476.95 | NO
North Terrace_NT27-Molecular Life Sciences_Third Floor_343.04 _ Workstation | NT-NT27-03-343.04 | NT27-03-343.04-Workstation | North Terrace | NT | NT27 | Molecular Life Sciences | 03 | Third Floor | 343.04 | 285 | School of Biological Sciences | 285 | School of Biological Sciences | 2.16 | Workstation | 1 | Office Space Group | 112 | Open Plan - Academic Staff |  | Good | 457.87 | NO
North Terrace_NT27-Molecular Life Sciences_Third Floor_343.05 _ Workstation | NT-NT27-03-343.05 | NT27-03-343.05-Workstation | North Terrace | NT | NT27 | Molecular Life Sciences | 03 | Third Floor | 343.05 | 285 | School of Biological Sciences | 285 | School of Biological Sciences | 1.8 | Workstation | 1 | Office Space Group | 112 | Open Plan - Academic Staff |  | Good | 381.56 | NO
North Terrace_NT27-Molecular Life Sciences_Third Floor_343.06 _ Workstation | NT-NT27-03-343.06 | NT27-03-343.06-Workstation | North Terrace | NT | NT27 | Molecular Life Sciences | 03 | Third Floor | 343.06 | 285 | School of Biological Sciences | 285 | School of Biological Sciences | 1.8 | Workstation | 1 | Office Space Group | 112 | Open Plan - Academic Staff |  | Good | 381.56 | NO
North Terrace_NT27-Molecular Life Sciences_Third Floor_343.07 _ Workstation | NT-NT27-03-343.07 | NT27-03-343.07-Workstation | North Terrace | NT | NT27 | Molecular Life Sciences | 03 | Third Floor | 343.07 | 285 | School of Biological Sciences | 285 | School of Biological Sciences | 1.8 | Workstation | 1 | Office Space Group | 112 | Open Plan - Academic Staff |  | Good | 381.56 | NO
North Terrace_NT27-Molecular Life Sciences_Third Floor_344 _ A/L | NT-NT27-03-344 | NT27-03-344-A/L | North Terrace | NT | NT27 | Molecular Life Sciences | 03 | Third Floor | 344 | 99939 | Unusable Spaces | 99939 | Unusable Spaces | 3.68 | A/L | 8 | Non Useable Floor Area Space Group | 822 | Non-usable - Toilets/Amenities - Unisex |  | Unknown | 0.00 | NO
North Terrace_NT27-Molecular Life Sciences_Third Floor_344A _ Plantroom - Mech 2 | NT-NT27-03-344A | NT27-03-344A-Plantroom - Mech 2 | North Terrace | NT | NT27 | Molecular Life Sciences | 03 | Third Floor | 344A | 99939 | Unusable Spaces | 99939 | Unusable Spaces | 36.16 | Plantroom - Mech 2 | 8 | Non Useable Floor Area Space Group | 810 | Non-usable - Mechanical plant room |  | Unknown | 0.00 | NO
North Terrace_NT27-Molecular Life Sciences_Third Floor_345 _ Utility Room | NT-NT27-03-345 | NT27-03-345-Utility Room | North Terrace | NT | NT27 | Molecular Life Sciences | 03 | Third Floor | 345 | 285 | School of Biological Sciences | 285 | School of Biological Sciences | 13.41 | Utility Room | 4 | Ancillary Area Space Group | 401 | Ancillary Area - Laboratory Service and Preparation |  | Good | 2,501.51 | NO
North Terrace_NT27-Molecular Life Sciences_Third Floor_345A _ Utility Room | NT-NT27-03-345A | NT27-03-345A-Utility Room | North Terrace | NT | NT27 | Molecular Life Sciences | 03 | Third Floor | 345A | 285 | School of Biological Sciences | 285 | School of Biological Sciences | 9.15 | Utility Room | 4 | Ancillary Area Space Group | 401 | Ancillary Area - Laboratory Service and Preparation |  | Good | 1,706.84 | NO
North Terrace_NT27-Molecular Life Sciences_Third Floor_345B _ Utility Room | NT-NT27-03-345B | NT27-03-345B-Utility Room | North Terrace | NT | NT27 | Molecular Life Sciences | 03 | Third Floor | 345B | 285 | School of Biological Sciences | 285 | School of Biological Sciences | 2.07 | Utility Room | 4 | Ancillary Area Space Group | 419 | Ancillary Area - Store Room - Generic |  | Good | 386.14 | NO
North Terrace_NT27-Molecular Life Sciences_Third Floor_345C _ Utility Room | NT-NT27-03-345C | NT27-03-345C-Utility Room | North Terrace | NT | NT27 | Molecular Life Sciences | 03 | Third Floor | 345C | 285 | School of Biological Sciences | 285 | School of Biological Sciences | 2.07 | Utility Room | 4 | Ancillary Area Space Group | 419 | Ancillary Area - Store Room - Generic |  | Good | 386.14 | NO
North Terrace_NT27-Molecular Life Sciences_Third Floor_346 _ Digital Imaging | NT-NT27-03-346 | NT27-03-346-Digital Imaging | North Terrace | NT | NT27 | Molecular Life Sciences | 03 | Third Floor | 346 | 285 | School of Biological Sciences | 285 | School of Biological Sciences | 9.35 | Digital Imaging | 4 | Ancillary Area Space Group | 401 | Ancillary Area - Laboratory Service and Preparation |  | Good | 1,744.15 | NO
North Terrace_NT27-Molecular Life Sciences_Third Floor_347 _ Copier Room | NT-NT27-03-347 | NT27-03-347-Copier Room | North Terrace | NT | NT27 | Molecular Life Sciences | 03 | Third Floor | 347 | 285 | School of Biological Sciences | 285 | School of Biological Sciences | 7.71 | Copier Room | 6 | General Facility Space Group | 603 | General Facility - Resource room |  | Good | 1,830.47 | NO
North Terrace_NT27-Molecular Life Sciences_Fourth Floor_400 _ Corr. | NT-NT27-04-400 | NT27-04-400-Corr. | North Terrace | NT | NT27 | Molecular Life Sciences | 04 | Fourth Floor | 400 | 99939 | Unusable Spaces | 99939 | Unusable Spaces | 23.44 | Corr. | 8 | Non Useable Floor Area Space Group | 805 | Non-usable - Circulation space |  | Unknown | 0.00 | NO
North Terrace_NT27-Molecular Life Sciences_Fourth Floor_400A _ Stair 3 [PC2-Cert] | NT-NT27-04-400A | NT27-04-400A-Stair 3 [PC2-Cert] | North Terrace | NT | NT27 | Molecular Life Sciences | 04 | Fourth Floor | 400A | 99939 | Unusable Spaces | 99939 | Unusable Spaces | 13.16 | Stair 3 [PC2-Cert] | 8 | Non Useable Floor Area Space Group | 805 | Non-usable - Circulation space | RATED - PC2 | Unknown | 0.00 | NO
North Terrace_NT27-Molecular Life Sciences_Fourth Floor_400B _ Corr. | NT-NT27-04-400B | NT27-04-400B-Corr. | North Terrace | NT | NT27 | Molecular Life Sciences | 04 | Fourth Floor | 400B | 99939 | Unusable Spaces | 99939 | Unusable Spaces | 51.79 | Corr. | 8 | Non Useable Floor Area Space Group | 805 | Non-usable - Circulation space |  | Unknown | 0.00 | NO
North Terrace_NT27-Molecular Life Sciences_Fourth Floor_400D _ Corr. | NT-NT27-04-400D | NT27-04-400D-Corr. | North Terrace | NT | NT27 | Molecular Life Sciences | 04 | Fourth Floor | 400D | 99939 | Unusable Spaces | 99939 | Unusable Spaces | 30.55 | Corr. | 8 | Non Useable Floor Area Space Group | 805 | Non-usable - Circulation space |  | Unknown | 0.00 | NO
North Terrace_NT27-Molecular Life Sciences_Fourth Floor_400E _ Corr. | NT-NT27-04-400E | NT27-04-400E-Corr. | North Terrace | NT | NT27 | Molecular Life Sciences | 04 | Fourth Floor | 400E | 99939 | Unusable Spaces | 99939 | Unusable Spaces | 43.19 | Corr. | 8 | Non Useable Floor Area Space Group | 805 | Non-usable - Circulation space |  | Unknown | 0.00 | NO
North Terrace_NT27-Molecular Life Sciences_Fourth Floor_401 _ Corr. [PC2-Cert] | NT-NT27-04-401 | NT27-04-401-Corr. [PC2-Cert] | North Terrace | NT | NT27 | Molecular Life Sciences | 04 | Fourth Floor | 401 | 99939 | Unusable Spaces | 99939 | Unusable Spaces | 27.32 | Corr. [PC2-Cert] | 8 | Non Useable Floor Area Space Group | 805 | Non-usable - Circulation space | RATED - PC2 | Unknown | 0.00 | NO
North Terrace_NT27-Molecular Life Sciences_Fourth Floor_401A _ Corr. [PC2-Cert] | NT-NT27-04-401A | NT27-04-401A-Corr. [PC2-Cert] | North Terrace | NT | NT27 | Molecular Life Sciences | 04 | Fourth Floor | 401A | 99939 | Unusable Spaces | 99939 | Unusable Spaces | 25.8 | Corr. [PC2-Cert] | 8 | Non Useable Floor Area Space Group | 805 | Non-usable - Circulation space | RATED - PC2 | Unknown | 0.00 | NO
North Terrace_NT27-Molecular Life Sciences_Fourth Floor_402 _ Const. Temp. Room [PC2-Cert] | NT-NT27-04-402 | NT27-04-402-Const. Temp. Room [PC2-Cert] | North Terrace | NT | NT27 | Molecular Life Sciences | 04 | Fourth Floor | 402 | 285 | School of Biological Sciences | 285 | School of Biological Sciences | 10.71 | Const. Temp. Room [PC2-Cert] | 4 | Ancillary Area Space Group | 405 | Ancillary Area - Constant Temperature/ Freezer/Cold/Warm Rooms | RATED - PC2 | Good | 1,997.85 | NO
North Terrace_NT27-Molecular Life Sciences_Fourth Floor_403 _ Micro Confocal [PC2-Cert] | NT-NT27-04-403 | NT27-04-403-Micro Confocal [PC2-Cert] | North Terrace | NT | NT27 | Molecular Life Sciences | 04 | Fourth Floor | 403 | 285 | School of Biological Sciences | 285 | School of Biological Sciences | 9.97 | Micro Confocal [PC2-Cert] | 4 | Ancillary Area Space Group | 401 | Ancillary Area - Laboratory Service and Preparation | RATED - PC2 | Good | 1,859.81 | NO
North Terrace_NT27-Molecular Life Sciences_Fourth Floor_404 _ Utility Room [PC2-Cert] | NT-NT27-04-404 | NT27-04-404-Utility Room [PC2-Cert] | North Terrace | NT | NT27 | Molecular Life Sciences | 04 | Fourth Floor | 404 | 285 | School of Biological Sciences | 285 | School of Biological Sciences | 56.41 | Utility Room [PC2-Cert] | 4 | Ancillary Area Space Group | 401 | Ancillary Area - Laboratory Service and Preparation | RATED - PC2 | Good | 10,522.74 | NO
North Terrace_NT27-Molecular Life Sciences_Fourth Floor_405 _ Fume Cupboard [PC2-Cert] | NT-NT27-04-405 | NT27-04-405-Fume Cupboard [PC2-Cert] | North Terrace | NT | NT27 | Molecular Life Sciences | 04 | Fourth Floor | 405 | 285 | School of Biological Sciences | 285 | School of Biological Sciences | 8.4 | Fume Cupboard [PC2-Cert] | 4 | Ancillary Area Space Group | 401 | Ancillary Area - Laboratory Service and Preparation | RATED - PC2 | Good | 1,566.94 | NO
North Terrace_NT27-Molecular Life Sciences_Fourth Floor_406 _ Write Up [PC2-Cert] | NT-NT27-04-406 | NT27-04-406-Write Up [PC2-Cert] | North Terrace | NT | NT27 | Molecular Life Sciences | 04 | Fourth Floor | 406 | 285 | School of Biological Sciences | 285 | School of Biological Sciences | 9.12 | Write Up [PC2-Cert] | 1 | Office Space Group | 103 | Office - Research Students | RATED - PC2 | Good | 1,933.24 | NO
North Terrace_NT27-Molecular Life Sciences_Fourth Floor_407 _ Laboratory [PC2-Cert] | NT-NT27-04-407 | NT27-04-407-Laboratory [PC2-Cert] | North Terrace | NT | NT27 | Molecular Life Sciences | 04 | Fourth Floor | 407 | 285 | School of Biological Sciences | 285 | School of Biological Sciences | 48.07 | Laboratory [PC2-Cert] | 3 | Specialist Teaching or Research Space Group | 312 | Laboratory - Research Only | RATED - PC2 | Good | 13,552.39 | NO
North Terrace_NT27-Molecular Life Sciences_Fourth Floor_407A _ Office | NT-NT27-04-407A | NT27-04-407A-Office | North Terrace | NT | NT27 | Molecular Life Sciences | 04 | Fourth Floor | 407A | 285 | School of Biological Sciences | 285 | School of Biological Sciences | 6.22 | Office | 1 | Office Space Group | 101 | Office - Academic Staff |  | Good | 1,318.50 | NO
North Terrace_NT27-Molecular Life Sciences_Fourth Floor_408 _ Laboratory [PC2-Cert] | NT-NT27-04-408 | NT27-04-408-Laboratory [PC2-Cert] | North Terrace | NT | NT27 | Molecular Life Sciences | 04 | Fourth Floor | 408 | 285 | School of Biological Sciences | 285 | School of Biological Sciences | 47.81 | Laboratory [PC2-Cert] | 3 | Specialist Teaching or Research Space Group | 312 | Laboratory - Research Only | RATED - PC2 | Good | 13,479.09 | NO
North Terrace_NT27-Molecular Life Sciences_Fourth Floor_408A _ Office | NT-NT27-04-408A | NT27-04-408A-Office | North Terrace | NT | NT27 | Molecular Life Sciences | 04 | Fourth Floor | 408A | 99223 | Commercial - GPN Vaccines | 859 | Infrastructure | 7.64 | Office | 1 | Office Space Group | 101 | Office - Academic Staff |  | Good | 1,619.51 | NO
North Terrace_NT27-Molecular Life Sciences_Fourth Floor_409 _ Write Up [PC2-Cert] | NT-NT27-04-409 | NT27-04-409-Write Up [PC2-Cert] | North Terrace | NT | NT27 | Molecular Life Sciences | 04 | Fourth Floor | 409 | 285 | School of Biological Sciences | 285 | School of Biological Sciences | 7.68 | Write Up [PC2-Cert] | 1 | Office Space Group | 103 | Office - Research Students | RATED - PC2 | Good | 1,627.99 | NO
North Terrace_NT27-Molecular Life Sciences_Fourth Floor_410 _ Office | NT-NT27-04-410 | NT27-04-410-Office | North Terrace | NT | NT27 | Molecular Life Sciences | 04 | Fourth Floor | 410 | 285 | School of Biological Sciences | 285 | School of Biological Sciences | 15.62 | Office | 1 | Office Space Group | 101 | Office - Academic Staff |  | Good | 3,311.09 | NO
North Terrace_NT27-Molecular Life Sciences_Fourth Floor_411 _ Office | NT-NT27-04-411 | NT27-04-411-Office | North Terrace | NT | NT27 | Molecular Life Sciences | 04 | Fourth Floor | 411 | 285 | School of Biological Sciences | 285 | School of Biological Sciences | 15.62 | Office | 1 | Office Space Group | 101 | Office - Academic Staff |  | Good | 3,311.09 | NO
North Terrace_NT27-Molecular Life Sciences_Fourth Floor_412 _ Meeting | NT-NT27-04-412 | NT27-04-412-Meeting | North Terrace | NT | NT27 | Molecular Life Sciences | 04 | Fourth Floor | 412 | 285 | School of Biological Sciences | 285 | School of Biological Sciences | 31.77 | Meeting | 6 | General Facility Space Group | 601 | General Facility - Committee/Conference/Meeting room |  | Good | 7,542.67 | NO
North Terrace_NT27-Molecular Life Sciences_Fourth Floor_413 _ Office | NT-NT27-04-413 | NT27-04-413-Office | North Terrace | NT | NT27 | Molecular Life Sciences | 04 | Fourth Floor | 413 | 285 | School of Biological Sciences | 285 | School of Biological Sciences | 15.62 | Office | 1 | Office Space Group | 101 | Office - Academic Staff |  | Good | 3,311.09 | NO
North Terrace_NT27-Molecular Life Sciences_Fourth Floor_414 _ Office | NT-NT27-04-414 | NT27-04-414-Office | North Terrace | NT | NT27 | Molecular Life Sciences | 04 | Fourth Floor | 414 | 99223 | Commercial - GPN Vaccines | 859 | Infrastructure | 15.62 | Office | 1 | Office Space Group | 101 | Office - Academic Staff |  | Good | 3,311.09 | NO
North Terrace_NT27-Molecular Life Sciences_Fourth Floor_415 _ Write Up | NT-NT27-04-415 | NT27-04-415-Write Up | North Terrace | NT | NT27 | Molecular Life Sciences | 04 | Fourth Floor | 415 | 285 | School of Biological Sciences | 285 | School of Biological Sciences | 15.62 | Write Up | 1 | Office Space Group | 103 | Office - Research Students |  | Good | 3,311.09 | NO
North Terrace_NT27-Molecular Life Sciences_Fourth Floor_416 _ Laboratory [PC2-Cert] | NT-NT27-04-416 | NT27-04-416-Laboratory [PC2-Cert] | North Terrace | NT | NT27 | Molecular Life Sciences | 04 | Fourth Floor | 416 | 285 | School of Biological Sciences | 285 | School of Biological Sciences | 47.81 | Laboratory [PC2-Cert] | 3 | Specialist Teaching or Research Space Group | 312 | Laboratory - Research Only | RATED - PC2 | Good | 13,479.09 | NO
North Terrace_NT27-Molecular Life Sciences_Fourth Floor_417 _ Write Up [PC2-Cert] | NT-NT27-04-417 | NT27-04-417-Write Up [PC2-Cert] | North Terrace | NT | NT27 | Molecular Life Sciences | 04 | Fourth Floor | 417 | 285 | School of Biological Sciences | 285 | School of Biological Sciences | 15.62 | Write Up [PC2-Cert] | 1 | Office Space Group | 101 | Office - Academic Staff | RATED - PC2 | Good | 3,311.09 | NO
North Terrace_NT27-Molecular Life Sciences_Fourth Floor_418 _ Corr. [PC2-Cert] | NT-NT27-04-418 | NT27-04-418-Corr. [PC2-Cert] | North Terrace | NT | NT27 | Molecular Life Sciences | 04 | Fourth Floor | 418 | 99939 | Unusable Spaces | 99939 | Unusable Spaces | 5.81 | Corr. [PC2-Cert] | 8 | Non Useable Floor Area Space Group | 805 | Non-usable - Circulation space | RATED - PC2 | Unknown | 0.00 | NO
North Terrace_NT27-Molecular Life Sciences_Fourth Floor_418A _ Laboratory [PC2-Cert] | NT-NT27-04-418A | NT27-04-418A-Laboratory [PC2-Cert] | North Terrace | NT | NT27 | Molecular Life Sciences | 04 | Fourth Floor | 418A | 285 | School of Biological Sciences | 285 | School of Biological Sciences | 32.64 | Laboratory [PC2-Cert] | 3 | Specialist Teaching or Research Space Group | 312 | Laboratory - Research Only | RATED - PC2 | Good | 9,202.21 | NO
North Terrace_NT27-Molecular Life Sciences_Fourth Floor_419 _ Fume Cupboard [PC2-Cert] | NT-NT27-04-419 | NT27-04-419-Fume Cupboard [PC2-Cert] | North Terrace | NT | NT27 | Molecular Life Sciences | 04 | Fourth Floor | 419 | 285 | School of Biological Sciences | 285 | School of Biological Sciences | 8.4 | Fume Cupboard [PC2-Cert] | 4 | Ancillary Area Space Group | 401 | Ancillary Area - Laboratory Service and Preparation | RATED - PC2 | Good | 1,566.94 | NO
North Terrace_NT27-Molecular Life Sciences_Fourth Floor_420 _ Utility Room [PC2-Cert] | NT-NT27-04-420 | NT27-04-420-Utility Room [PC2-Cert] | North Terrace | NT | NT27 | Molecular Life Sciences | 04 | Fourth Floor | 420 | 285 | School of Biological Sciences | 285 | School of Biological Sciences | 27.15 | Utility Room [PC2-Cert] | 4 | Ancillary Area Space Group | 401 | Ancillary Area - Laboratory Service and Preparation | RATED - PC2 | Good | 5,064.57 | NO
North Terrace_NT27-Molecular Life Sciences_Fourth Floor_421 _ Dissection Room [PC2-Cert] | NT-NT27-04-421 | NT27-04-421-Dissection Room [PC2-Cert] | North Terrace | NT | NT27 | Molecular Life Sciences | 04 | Fourth Floor | 421 | 285 | School of Biological Sciences | 285 | School of Biological Sciences | 10.72 | Dissection Room [PC2-Cert] | 4 | Ancillary Area Space Group | 401 | Ancillary Area - Laboratory Service and Preparation | RATED - PC2 | Good | 1,999.71 | NO
North Terrace_NT27-Molecular Life Sciences_Fourth Floor_422 _ VSR | NT-NT27-04-422 | NT27-04-422-VSR | North Terrace | NT | NT27 | Molecular Life Sciences | 04 | Fourth Floor | 422 | 99939 | Unusable Spaces | 99939 | Unusable Spaces | 5.39 | VSR | 8 | Non Useable Floor Area Space Group | 840 | Non-usable - Service riser |  | Unknown | 0.00 | NO
North Terrace_NT27-Molecular Life Sciences_Fourth Floor_423 _ Tea Room | NT-NT27-04-423 | NT27-04-423-Tea Room | North Terrace | NT | NT27 | Molecular Life Sciences | 04 | Fourth Floor | 423 | 285 | School of Biological Sciences | 285 | School of Biological Sciences | 5.4 | Tea Room | 6 | General Facility Space Group | 608 | General Facility - Kitchen/Servery/Food Storage |  | Good | 1,282.04 | NO
North Terrace_NT27-Molecular Life Sciences_Fourth Floor_424 _ WC | NT-NT27-04-424 | NT27-04-424-WC | North Terrace | NT | NT27 | Molecular Life Sciences | 04 | Fourth Floor | 424 | 99939 | Unusable Spaces | 99939 | Unusable Spaces | 4.7 | WC | 8 | Non Useable Floor Area Space Group | 835 | Non-usable - Toilets/Amenities - Other |  | Unknown | 0.00 | NO
North Terrace_NT27-Molecular Life Sciences_Fourth Floor_425 _ Washroom | NT-NT27-04-425 | NT27-04-425-Washroom | North Terrace | NT | NT27 | Molecular Life Sciences | 04 | Fourth Floor | 425 | 99939 | Unusable Spaces | 99939 | Unusable Spaces | 1.79 | Washroom | 8 | Non Useable Floor Area Space Group | 835 | Non-usable - Toilets/Amenities - Other |  | Unknown | 0.00 | NO
North Terrace_NT27-Molecular Life Sciences_Fourth Floor_426 _ Voice & Data Main Frames | NT-NT27-04-426 | NT27-04-426-Voice & Data Main Frames | North Terrace | NT | NT27 | Molecular Life Sciences | 04 | Fourth Floor | 426 | 850 | ITDS Branch Central Costs | 869 | Information Technology and Digital Services | 9.52 | Voice & Data Main Frames | 8 | Non Useable Floor Area Space Group | 815 | Non-usable - Switch room |  | Good | 0.00 | NO
North Terrace_NT27-Molecular Life Sciences_Fourth Floor_427 _ WC - F | NT-NT27-04-427 | NT27-04-427-WC - F | North Terrace | NT | NT27 | Molecular Life Sciences | 04 | Fourth Floor | 427 | 99939 | Unusable Spaces | 99939 | Unusable Spaces | 7.68 | WC - F | 8 | Non Useable Floor Area Space Group | 820 | Non-usable - Toilets/Amenities - Female |  | Unknown | 0.00 | NO
North Terrace_NT27-Molecular Life Sciences_Fourth Floor_428 _ WC - M | NT-NT27-04-428 | NT27-04-428-WC - M | North Terrace | NT | NT27 | Molecular Life Sciences | 04 | Fourth Floor | 428 | 99939 | Unusable Spaces | 99939 | Unusable Spaces | 6.6 | WC - M | 8 | Non Useable Floor Area Space Group | 821 | Non-usable - Toilets/Amenities - Male |  | Unknown | 0.00 | NO
North Terrace_NT27-Molecular Life Sciences_Fourth Floor_428A _ Cupboard | NT-NT27-04-428A | NT27-04-428A-Cupboard | North Terrace | NT | NT27 | Molecular Life Sciences | 04 | Fourth Floor | 428A | 99939 | Unusable Spaces | 99939 | Unusable Spaces | 1.23 | Cupboard | 4 | Ancillary Area Space Group | 419 | Ancillary Area - Store Room - Generic |  | Unknown | 0.00 | NO
North Terrace_NT27-Molecular Life Sciences_Fourth Floor_429 _ Chemical Store | NT-NT27-04-429 | NT27-04-429-Chemical Store | North Terrace | NT | NT27 | Molecular Life Sciences | 04 | Fourth Floor | 429 | 285 | School of Biological Sciences | 285 | School of Biological Sciences | 7.97 | Chemical Store | 4 | Ancillary Area Space Group | 418 | Ancillary Area - Dangerous goods storage |  | Good | 1,486.73 | NO
North Terrace_NT27-Molecular Life Sciences_Fourth Floor_430 _ Corr. | NT-NT27-04-430 | NT27-04-430-Corr. | North Terrace | NT | NT27 | Molecular Life Sciences | 04 | Fourth Floor | 430 | 99939 | Unusable Spaces | 99939 | Unusable Spaces | 38.18 | Corr. | 8 | Non Useable Floor Area Space Group | 805 | Non-usable - Circulation space |  | Unknown | 0.00 | NO
North Terrace_NT27-Molecular Life Sciences_Fourth Floor_430A _ Stair 1 | NT-NT27-04-430A | NT27-04-430A-Stair 1 | North Terrace | NT | NT27 | Molecular Life Sciences | 04 | Fourth Floor | 430A | 99939 | Unusable Spaces | 99939 | Unusable Spaces | 11.61 | Stair 1 | 8 | Non Useable Floor Area Space Group | 805 | Non-usable - Circulation space |  | Unknown | 0.00 | NO
North Terrace_NT27-Molecular Life Sciences_Fourth Floor_431 _ Dispensary | NT-NT27-04-431 | NT27-04-431-Dispensary | North Terrace | NT | NT27 | Molecular Life Sciences | 04 | Fourth Floor | 431 | 285 | School of Biological Sciences | 285 | School of Biological Sciences | 22.25 | Dispensary | 4 | Ancillary Area Space Group | 401 | Ancillary Area - Laboratory Service and Preparation |  | Good | 4,150.52 | NO
North Terrace_NT27-Molecular Life Sciences_Fourth Floor_432 _ Const.Temp. Room | NT-NT27-04-432 | NT27-04-432-Const.Temp. Room | North Terrace | NT | NT27 | Molecular Life Sciences | 04 | Fourth Floor | 432 | 285 | School of Biological Sciences | 285 | School of Biological Sciences | 8.25 | Const.Temp. Room | 4 | Ancillary Area Space Group | 405 | Ancillary Area - Constant Temperature/ Freezer/Cold/Warm Rooms |  | Good | 1,538.96 | NO
North Terrace_NT27-Molecular Life Sciences_Fourth Floor_433 _ Store | NT-NT27-04-433 | NT27-04-433-Store | North Terrace | NT | NT27 | Molecular Life Sciences | 04 | Fourth Floor | 433 | 285 | School of Biological Sciences | 285 | School of Biological Sciences | 8.31 | Store | 4 | Ancillary Area Space Group | 419 | Ancillary Area - Store Room - Generic |  | Good | 1,550.15 | NO
North Terrace_NT27-Molecular Life Sciences_Fourth Floor_434 _ Corr. | NT-NT27-04-434 | NT27-04-434-Corr. | North Terrace | NT | NT27 | Molecular Life Sciences | 04 | Fourth Floor | 434 | 99939 | Unusable Spaces | 99939 | Unusable Spaces | 3.6 | Corr. | 8 | Non Useable Floor Area Space Group | 805 | Non-usable - Circulation space |  | Unknown | 0.00 | NO
North Terrace_NT27-Molecular Life Sciences_Fourth Floor_434A _ Plantroom - Mech 1 | NT-NT27-04-434A | NT27-04-434A-Plantroom - Mech 1 | North Terrace | NT | NT27 | Molecular Life Sciences | 04 | Fourth Floor | 434A | 99939 | Unusable Spaces | 99939 | Unusable Spaces | 39.06 | Plantroom - Mech 1 | 8 | Non Useable Floor Area Space Group | 810 | Non-usable - Mechanical plant room |  | Unknown | 0.00 | NO
North Terrace_NT27-Molecular Life Sciences_Fourth Floor_435 _ CSU Wash Up Area | NT-NT27-04-435 | NT27-04-435-CSU Wash Up Area | North Terrace | NT | NT27 | Molecular Life Sciences | 04 | Fourth Floor | 435 | 285 | School of Biological Sciences | 285 | School of Biological Sciences | 46.65 | CSU Wash Up Area | 4 | Ancillary Area Space Group | 401 | Ancillary Area - Laboratory Service and Preparation |  | Good | 8,702.11 | NO
North Terrace_NT27-Molecular Life Sciences_Fourth Floor_436 _ CSU Autoclaves | NT-NT27-04-436 | NT27-04-436-CSU Autoclaves | North Terrace | NT | NT27 | Molecular Life Sciences | 04 | Fourth Floor | 436 | 285 | School of Biological Sciences | 285 | School of Biological Sciences | 31.31 | CSU Autoclaves | 4 | Ancillary Area Space Group | 401 | Ancillary Area - Laboratory Service and Preparation |  | Good | 5,840.58 | NO
North Terrace_NT27-Molecular Life Sciences_Fourth Floor_437 _ CSU Media Preparatio | NT-NT27-04-437 | NT27-04-437-CSU Media Preparatio | North Terrace | NT | NT27 | Molecular Life Sciences | 04 | Fourth Floor | 437 | 285 | School of Biological Sciences | 285 | School of Biological Sciences | 47.82 | CSU Media Preparatio | 4 | Ancillary Area Space Group | 401 | Ancillary Area - Laboratory Service and Preparation |  | Good | 8,920.36 | NO
North Terrace_NT27-Molecular Life Sciences_Fourth Floor_438 _ Laboratory [PC2-Cert] | NT-NT27-04-438 | NT27-04-438-Laboratory [PC2-Cert] | North Terrace | NT | NT27 | Molecular Life Sciences | 04 | Fourth Floor | 438 | 285 | School of Biological Sciences | 285 | School of Biological Sciences | 31.74 | Laboratory [PC2-Cert] | 3 | Specialist Teaching or Research Space Group | 312 | Laboratory - Research Only | RATED - PC2 | Good | 8,948.47 | NO
North Terrace_NT27-Molecular Life Sciences_Fourth Floor_439 _ Office | NT-NT27-04-439 | NT27-04-439-Office | North Terrace | NT | NT27 | Molecular Life Sciences | 04 | Fourth Floor | 439 | 285 | School of Biological Sciences | 285 | School of Biological Sciences | 15.62 | Office | 1 | Office Space Group | 101 | Office - Academic Staff |  | Good | 3,311.09 | NO
North Terrace_NT27-Molecular Life Sciences_Fourth Floor_440 _ Office | NT-NT27-04-440 | NT27-04-440-Office | North Terrace | NT | NT27 | Molecular Life Sciences | 04 | Fourth Floor | 440 | 285 | School of Biological Sciences | 285 | School of Biological Sciences | 15.62 | Office | 1 | Office Space Group | 101 | Office - Academic Staff |  | Good | 3,311.09 | NO
North Terrace_NT27-Molecular Life Sciences_Fourth Floor_441 _ Office | NT-NT27-04-441 | NT27-04-441-Office | North Terrace | NT | NT27 | Molecular Life Sciences | 04 | Fourth Floor | 441 | 285 | School of Biological Sciences | 285 | School of Biological Sciences | 12.13 | Office | 1 | Office Space Group | 101 | Office - Academic Staff |  | Good | 2,571.29 | NO
North Terrace_NT27-Molecular Life Sciences_Fourth Floor_442 _ Office | NT-NT27-04-442 | NT27-04-442-Office | North Terrace | NT | NT27 | Molecular Life Sciences | 04 | Fourth Floor | 442 | 285 | School of Biological Sciences | 285 | School of Biological Sciences | 12.13 | Office | 1 | Office Space Group | 101 | Office - Academic Staff |  | Good | 2,571.29 | NO
North Terrace_NT27-Molecular Life Sciences_Fourth Floor_443 _ Office | NT-NT27-04-443 | NT27-04-443-Office | North Terrace | NT | NT27 | Molecular Life Sciences | 04 | Fourth Floor | 443 | 285 | School of Biological Sciences | 285 | School of Biological Sciences | 15.62 | Office | 1 | Office Space Group | 101 | Office - Academic Staff |  | Good | 3,311.09 | NO
North Terrace_NT27-Molecular Life Sciences_Fourth Floor_444 _ Office | NT-NT27-04-444 | NT27-04-444-Office | North Terrace | NT | NT27 | Molecular Life Sciences | 04 | Fourth Floor | 444 | 285 | School of Biological Sciences | 285 | School of Biological Sciences | 15.62 | Office | 1 | Office Space Group | 101 | Office - Academic Staff |  | Good | 3,311.09 | NO
North Terrace_NT27-Molecular Life Sciences_Fourth Floor_445 _ Corr. [PC2-Cert] | NT-NT27-04-445 | NT27-04-445-Corr. [PC2-Cert] | North Terrace | NT | NT27 | Molecular Life Sciences | 04 | Fourth Floor | 445 | 99939 | Unusable Spaces | 99939 | Unusable Spaces | 28.03 | Corr. [PC2-Cert] | 8 | Non Useable Floor Area Space Group | 805 | Non-usable - Circulation space | RATED - PC2 | Unknown | 0.00 | NO
North Terrace_NT27-Molecular Life Sciences_Fourth Floor_445A _ Corr. [PC2-Cert] | NT-NT27-04-445A | NT27-04-445A-Corr. [PC2-Cert] | North Terrace | NT | NT27 | Molecular Life Sciences | 04 | Fourth Floor | 445A | 99939 | Unusable Spaces | 99939 | Unusable Spaces | 19.58 | Corr. [PC2-Cert] | 8 | Non Useable Floor Area Space Group | 805 | Non-usable - Circulation space | RATED - PC2 | Unknown | 0.00 | NO
North Terrace_NT27-Molecular Life Sciences_Fourth Floor_445B _ Corr. | NT-NT27-04-445B | NT27-04-445B-Corr. | North Terrace | NT | NT27 | Molecular Life Sciences | 04 | Fourth Floor | 445B | 99939 | Unusable Spaces | 99939 | Unusable Spaces | 6.1 | Corr. | 8 | Non Useable Floor Area Space Group | 805 | Non-usable - Circulation space |  | Unknown | 0.00 | NO
North Terrace_NT27-Molecular Life Sciences_Fourth Floor_445C _ Stair 4 | NT-NT27-04-445C | NT27-04-445C-Stair 4 | North Terrace | NT | NT27 | Molecular Life Sciences | 04 | Fourth Floor | 445C | 99939 | Unusable Spaces | 99939 | Unusable Spaces | 11.87 | Stair 4 | 8 | Non Useable Floor Area Space Group | 805 | Non-usable - Circulation space |  | Unknown | 0.00 | NO
North Terrace_NT27-Molecular Life Sciences_Fourth Floor_446 _ Write Up [PC2-Cert] | NT-NT27-04-446 | NT27-04-446-Write Up [PC2-Cert] | North Terrace | NT | NT27 | Molecular Life Sciences | 04 | Fourth Floor | 446 | 285 | School of Biological Sciences | 285 | School of Biological Sciences | 15.62 | Write Up [PC2-Cert] | 1 | Office Space Group | 103 | Office - Research Students | RATED - PC2 | Good | 3,311.09 | NO
North Terrace_NT27-Molecular Life Sciences_Fourth Floor_447 _ Laboratory [PC2-Cert] | NT-NT27-04-447 | NT27-04-447-Laboratory [PC2-Cert] | North Terrace | NT | NT27 | Molecular Life Sciences | 04 | Fourth Floor | 447 | 285 | School of Biological Sciences | 285 | School of Biological Sciences | 47.9 | Laboratory [PC2-Cert] | 3 | Specialist Teaching or Research Space Group | 312 | Laboratory - Research Only | RATED - PC2 | Good | 13,504.46 | NO
North Terrace_NT27-Molecular Life Sciences_Fourth Floor_448 _ Laboratory [PC2-Cert] | NT-NT27-04-448 | NT27-04-448-Laboratory [PC2-Cert] | North Terrace | NT | NT27 | Molecular Life Sciences | 04 | Fourth Floor | 448 | 285 | School of Biological Sciences | 285 | School of Biological Sciences | 32.01 | Laboratory [PC2-Cert] | 3 | Specialist Teaching or Research Space Group | 312 | Laboratory - Research Only | RATED - PC2 | Good | 9,024.59 | NO
North Terrace_NT27-Molecular Life Sciences_Fourth Floor_449 _ Write Up [PC2-Cert] | NT-NT27-04-449 | NT27-04-449-Write Up [PC2-Cert] | North Terrace | NT | NT27 | Molecular Life Sciences | 04 | Fourth Floor | 449 | 285 | School of Biological Sciences | 285 | School of Biological Sciences | 16.11 | Write Up [PC2-Cert] | 1 | Office Space Group | 103 | Office - Research Students | RATED - PC2 | Good | 3,414.96 | NO
North Terrace_NT27-Molecular Life Sciences_Fourth Floor_450 _ A/L | NT-NT27-04-450 | NT27-04-450-A/L | North Terrace | NT | NT27 | Molecular Life Sciences | 04 | Fourth Floor | 450 | 99939 | Unusable Spaces | 99939 | Unusable Spaces | 3.68 | A/L | 8 | Non Useable Floor Area Space Group | 822 | Non-usable - Toilets/Amenities - Unisex |  | Unknown | 0.00 | NO
North Terrace_NT27-Molecular Life Sciences_Fourth Floor_450A _ Plantroom - Mech 2 | NT-NT27-04-450A | NT27-04-450A-Plantroom - Mech 2 | North Terrace | NT | NT27 | Molecular Life Sciences | 04 | Fourth Floor | 450A | 99939 | Unusable Spaces | 99939 | Unusable Spaces | 29.36 | Plantroom - Mech 2 | 8 | Non Useable Floor Area Space Group | 810 | Non-usable - Mechanical plant room |  | Unknown | 0.00 | NO
North Terrace_NT27-Molecular Life Sciences_Fourth Floor_450B _ Plantroom | NT-NT27-04-450B | NT27-04-450B-Plantroom | North Terrace | NT | NT27 | Molecular Life Sciences | 04 | Fourth Floor | 450B | 99939 | Unusable Spaces | 99939 | Unusable Spaces | 6.34 | Plantroom | 8 | Non Useable Floor Area Space Group | 811 | Non-usable - Plant room other |  | Unknown | 0.00 | NO
North Terrace_NT27-Molecular Life Sciences_Fourth Floor_451 _ Gel Doc Room [PC2-Cert] | NT-NT27-04-451 | NT27-04-451-Gel Doc Room [PC2-Cert] | North Terrace | NT | NT27 | Molecular Life Sciences | 04 | Fourth Floor | 451 | 285 | School of Biological Sciences | 285 | School of Biological Sciences | 8.4 | Gel Doc Room [PC2-Cert] | 4 | Ancillary Area Space Group | 401 | Ancillary Area - Laboratory Service and Preparation | RATED - PC2 | Good | 1,566.94 | NO
North Terrace_NT27-Molecular Life Sciences_Fourth Floor_453 _ Micro Injection [PC2-Cert] | NT-NT27-04-453 | NT27-04-453-Micro Injection [PC2-Cert] | North Terrace | NT | NT27 | Molecular Life Sciences | 04 | Fourth Floor | 453 | 285 | School of Biological Sciences | 285 | School of Biological Sciences | 8.41 | Micro Injection [PC2-Cert] | 3 | Specialist Teaching or Research Space Group | 312 | Laboratory - Research Only | RATED - PC2 | Good | 2,371.03 | NO
North Terrace_NT27-Molecular Life Sciences_Fourth Floor_454 _ Const. Temp. Room [PC2-Cert] | NT-NT27-04-454 | NT27-04-454-Const. Temp. Room [PC2-Cert] | North Terrace | NT | NT27 | Molecular Life Sciences | 04 | Fourth Floor | 454 | 285 | School of Biological Sciences | 285 | School of Biological Sciences | 6.63 | Const. Temp. Room [PC2-Cert] | 4 | Ancillary Area Space Group | 405 | Ancillary Area - Constant Temperature/ Freezer/Cold/Warm Rooms | RATED - PC2 | Good | 1,236.76 | NO
North Terrace_NT27-Molecular Life Sciences_Fourth Floor_455 _ Copier Room | NT-NT27-04-455 | NT27-04-455-Copier Room | North Terrace | NT | NT27 | Molecular Life Sciences | 04 | Fourth Floor | 455 | 285 | School of Biological Sciences | 285 | School of Biological Sciences | 7.71 | Copier Room | 6 | General Facility Space Group | 603 | General Facility - Resource room |  | Good | 1,830.47 | NO
North Terrace_NT27-Molecular Life Sciences_Fifth Floor_500 _ Corr. | NT-NT27-05-500 | NT27-05-500-Corr. | North Terrace | NT | NT27 | Molecular Life Sciences | 05 | Fifth Floor | 500 | 99939 | Unusable Spaces | 99939 | Unusable Spaces | 25.11 | Corr. | 8 | Non Useable Floor Area Space Group | 805 | Non-usable - Circulation space |  | Unknown | 0.00 | NO
North Terrace_NT27-Molecular Life Sciences_Fifth Floor_500A _ Stair 3 | NT-NT27-05-500A | NT27-05-500A-Stair 3 | North Terrace | NT | NT27 | Molecular Life Sciences | 05 | Fifth Floor | 500A | 99939 | Unusable Spaces | 99939 | Unusable Spaces | 13.16 | Stair 3 | 8 | Non Useable Floor Area Space Group | 805 | Non-usable - Circulation space |  | Unknown | 0.00 | NO
North Terrace_NT27-Molecular Life Sciences_Fifth Floor_500C _ Corr. | NT-NT27-05-500C | NT27-05-500C-Corr. | North Terrace | NT | NT27 | Molecular Life Sciences | 05 | Fifth Floor | 500C | 99939 | Unusable Spaces | 99939 | Unusable Spaces | 37.07 | Corr. | 8 | Non Useable Floor Area Space Group | 805 | Non-usable - Circulation space |  | Unknown | 0.00 | NO
North Terrace_NT27-Molecular Life Sciences_Fifth Floor_500D _ Stair 4 | NT-NT27-05-500D | NT27-05-500D-Stair 4 | North Terrace | NT | NT27 | Molecular Life Sciences | 05 | Fifth Floor | 500D | 99939 | Unusable Spaces | 99939 | Unusable Spaces | 5.17 | Stair 4 | 8 | Non Useable Floor Area Space Group | 805 | Non-usable - Circulation space |  | Unknown | 0.00 | NO
North Terrace_NT27-Molecular Life Sciences_Fifth Floor_500E _ Office | NT-NT27-05-500E | NT27-05-500E-Office | North Terrace | NT | NT27 | Molecular Life Sciences | 05 | Fifth Floor | 500E | 285 | School of Biological Sciences | 285 | School of Biological Sciences | 9.67 | Office | 1 | Office Space Group | 101 | Office - Academic Staff |  | Good | 2,049.82 | NO
North Terrace_NT27-Molecular Life Sciences_Fifth Floor_501 _ Common Room | NT-NT27-05-501 | NT27-05-501-Common Room | North Terrace | NT | NT27 | Molecular Life Sciences | 05 | Fifth Floor | 501 | 285 | School of Biological Sciences | 285 | School of Biological Sciences | 76.16 | Common Room | 6 | General Facility Space Group | 604 | General Facility - Common Room General Access |  | Good | 18,081.53 | NO
North Terrace_NT27-Molecular Life Sciences_Fifth Floor_501A _ Tea Room | NT-NT27-05-501A | NT27-05-501A-Tea Room | North Terrace | NT | NT27 | Molecular Life Sciences | 05 | Fifth Floor | 501A | 285 | School of Biological Sciences | 285 | School of Biological Sciences | 10.04 | Tea Room | 6 | General Facility Space Group | 608 | General Facility - Kitchen/Servery/Food Storage |  | Good | 2,383.65 | NO
North Terrace_NT27-Molecular Life Sciences_Fifth Floor_502 _ Const. Temp. Room [PC2-Cert] | NT-NT27-05-502 | NT27-05-502-Const. Temp. Room [PC2-Cert] | North Terrace | NT | NT27 | Molecular Life Sciences | 05 | Fifth Floor | 502 | 285 | School of Biological Sciences | 285 | School of Biological Sciences | 11.99 | Const. Temp. Room [PC2-Cert] | 4 | Ancillary Area Space Group | 405 | Ancillary Area - Constant Temperature/ Freezer/Cold/Warm Rooms | RATED - PC2 | Good | 2,236.62 | NO
North Terrace_NT27-Molecular Life Sciences_Fifth Floor_503 _ Corr. [PC2-Cert] | NT-NT27-05-503 | NT27-05-503-Corr. [PC2-Cert] | North Terrace | NT | NT27 | Molecular Life Sciences | 05 | Fifth Floor | 503 | 99939 | Unusable Spaces | 99939 | Unusable Spaces | 27.32 | Corr. [PC2-Cert] | 8 | Non Useable Floor Area Space Group | 805 | Non-usable - Circulation space | RATED - PC2 | Unknown | 0.00 | NO
North Terrace_NT27-Molecular Life Sciences_Fifth Floor_504 _ Animal Holding [PC2-Cert] | NT-NT27-05-504 | NT27-05-504-Animal Holding [PC2-Cert] | North Terrace | NT | NT27 | Molecular Life Sciences | 05 | Fifth Floor | 504 | 285 | School of Biological Sciences | 285 | School of Biological Sciences | 12.4 | Animal Holding [PC2-Cert] | 4 | Ancillary Area Space Group | 404 | Ancillary Area - Animal Holding | RATED - PC2 | Good | 2,313.10 | NO
North Terrace_NT27-Molecular Life Sciences_Fifth Floor_505 _ Utility Room [PC2-Cert] | NT-NT27-05-505 | NT27-05-505-Utility Room [PC2-Cert] | North Terrace | NT | NT27 | Molecular Life Sciences | 05 | Fifth Floor | 505 | 285 | School of Biological Sciences | 285 | School of Biological Sciences | 28.16 | Utility Room [PC2-Cert] | 4 | Ancillary Area Space Group | 419 | Ancillary Area - Store Room - Generic | RATED - PC2 | Good | 5,252.98 | NO
North Terrace_NT27-Molecular Life Sciences_Fifth Floor_506 _ Corr. [PC2-Cert] | NT-NT27-05-506 | NT27-05-506-Corr. [PC2-Cert] | North Terrace | NT | NT27 | Molecular Life Sciences | 05 | Fifth Floor | 506 | 99939 | Unusable Spaces | 99939 | Unusable Spaces | 30.21 | Corr. [PC2-Cert] | 8 | Non Useable Floor Area Space Group | 805 | Non-usable - Circulation space | RATED - PC2 | Unknown | 0.00 | NO
North Terrace_NT27-Molecular Life Sciences_Fifth Floor_506A _ Stair 4 | NT-NT27-05-506A | NT27-05-506A-Stair 4 | North Terrace | NT | NT27 | Molecular Life Sciences | 05 | Fifth Floor | 506A | 99939 | Unusable Spaces | 99939 | Unusable Spaces | 11.87 | Stair 4 | 8 | Non Useable Floor Area Space Group | 805 | Non-usable - Circulation space |  | Unknown | 0.00 | NO
North Terrace_NT27-Molecular Life Sciences_Fifth Floor_507 _ Fume Cupboard Room [PC2-Cert] | NT-NT27-05-507 | NT27-05-507-Fume Cupboard Room [PC2-Cert] | North Terrace | NT | NT27 | Molecular Life Sciences | 05 | Fifth Floor | 507 | 285 | School of Biological Sciences | 285 | School of Biological Sciences | 8.4 | Fume Cupboard Room [PC2-Cert] | 4 | Ancillary Area Space Group | 401 | Ancillary Area - Laboratory Service and Preparation | RATED - PC2 | Good | 1,566.94 | NO
North Terrace_NT27-Molecular Life Sciences_Fifth Floor_508 _ Platform | NT-NT27-05-508 | NT27-05-508-Platform | North Terrace | NT | NT27 | Molecular Life Sciences | 05 | Fifth Floor | 508 | 99939 | Unusable Spaces | 99939 | Unusable Spaces | 44 | Platform | 8 | Non Useable Floor Area Space Group | 805 | Non-usable - Circulation space |  | Unknown | 0.00 | NO
North Terrace_NT27-Molecular Life Sciences_Fifth Floor_509 _ A/L | NT-NT27-05-509 | NT27-05-509-A/L | North Terrace | NT | NT27 | Molecular Life Sciences | 05 | Fifth Floor | 509 | 99939 | Unusable Spaces | 99939 | Unusable Spaces | 8.17 | A/L | 8 | Non Useable Floor Area Space Group | 805 | Non-usable - Circulation space |  | Unknown | 0.00 | NO
North Terrace_NT27-Molecular Life Sciences_Fifth Floor_509A _ Plantroom - Mech 2 | NT-NT27-05-509A | NT27-05-509A-Plantroom - Mech 2 | North Terrace | NT | NT27 | Molecular Life Sciences | 05 | Fifth Floor | 509A | 99939 | Unusable Spaces | 99939 | Unusable Spaces | 32.95 | Plantroom - Mech 2 | 8 | Non Useable Floor Area Space Group | 810 | Non-usable - Mechanical plant room |  | Unknown | 0.00 | NO
North Terrace_NT27-Molecular Life Sciences_Fifth Floor_509B _ Plantroom | NT-NT27-05-509B | NT27-05-509B-Plantroom | North Terrace | NT | NT27 | Molecular Life Sciences | 05 | Fifth Floor | 509B | 99939 | Unusable Spaces | 99939 | Unusable Spaces | 5.23 | Plantroom | 8 | Non Useable Floor Area Space Group | 811 | Non-usable - Plant room other |  | Unknown | 0.00 | NO
North Terrace_NT27-Molecular Life Sciences_Fifth Floor_510 _ Write Up [PC2-Cert] | NT-NT27-05-510 | NT27-05-510-Write Up [PC2-Cert] | North Terrace | NT | NT27 | Molecular Life Sciences | 05 | Fifth Floor | 510 | 285 | School of Biological Sciences | 285 | School of Biological Sciences | 15.62 | Write Up [PC2-Cert] | 1 | Office Space Group | 103 | Office - Research Students | RATED - PC2 | Good | 3,311.09 | NO
North Terrace_NT27-Molecular Life Sciences_Fifth Floor_511 _ Laboratory [PC2-Cert] | NT-NT27-05-511 | NT27-05-511-Laboratory [PC2-Cert] | North Terrace | NT | NT27 | Molecular Life Sciences | 05 | Fifth Floor | 511 | 285 | School of Biological Sciences | 285 | School of Biological Sciences | 48.07 | Laboratory [PC2-Cert] | 3 | Specialist Teaching or Research Space Group | 312 | Laboratory - Research Only | RATED - PC2 | Good | 13,552.39 | NO
North Terrace_NT27-Molecular Life Sciences_Fifth Floor_512 _ Laboratory [PC2-Cert] | NT-NT27-05-512 | NT27-05-512-Laboratory [PC2-Cert] | North Terrace | NT | NT27 | Molecular Life Sciences | 05 | Fifth Floor | 512 | 285 | School of Biological Sciences | 285 | School of Biological Sciences | 47.81 | Laboratory [PC2-Cert] | 3 | Specialist Teaching or Research Space Group | 312 | Laboratory - Research Only | RATED - PC2 | Good | 13,479.09 | NO
North Terrace_NT27-Molecular Life Sciences_Fifth Floor_513 _ Write Up [PC2-Cert] | NT-NT27-05-513 | NT27-05-513-Write Up [PC2-Cert] | North Terrace | NT | NT27 | Molecular Life Sciences | 05 | Fifth Floor | 513 | 285 | School of Biological Sciences | 285 | School of Biological Sciences | 15.61 | Write Up [PC2-Cert] | 1 | Office Space Group | 103 | Office - Research Students | RATED - PC2 | Good | 3,308.97 | NO
North Terrace_NT27-Molecular Life Sciences_Fifth Floor_514 _ Office | NT-NT27-05-514 | NT27-05-514-Office | North Terrace | NT | NT27 | Molecular Life Sciences | 05 | Fifth Floor | 514 | 285 | School of Biological Sciences | 285 | School of Biological Sciences | 15.62 | Office | 1 | Office Space Group | 101 | Office - Academic Staff |  | Good | 3,311.09 | NO
North Terrace_NT27-Molecular Life Sciences_Fifth Floor_515 _ Office | NT-NT27-05-515 | NT27-05-515-Office | North Terrace | NT | NT27 | Molecular Life Sciences | 05 | Fifth Floor | 515 | 285 | School of Biological Sciences | 285 | School of Biological Sciences | 15.62 | Office | 1 | Office Space Group | 101 | Office - Academic Staff |  | Good | 3,311.09 | NO
North Terrace_NT27-Molecular Life Sciences_Fifth Floor_516 _ Office | NT-NT27-05-516 | NT27-05-516-Office | North Terrace | NT | NT27 | Molecular Life Sciences | 05 | Fifth Floor | 516 | 285 | School of Biological Sciences | 285 | School of Biological Sciences | 15.62 | Office | 1 | Office Space Group | 101 | Office - Academic Staff |  | Good | 3,311.09 | NO
North Terrace_NT27-Molecular Life Sciences_Fifth Floor_517 _ Office | NT-NT27-05-517 | NT27-05-517-Office | North Terrace | NT | NT27 | Molecular Life Sciences | 05 | Fifth Floor | 517 | 285 | School of Biological Sciences | 285 | School of Biological Sciences | 15.62 | Office | 1 | Office Space Group | 101 | Office - Academic Staff |  | Good | 3,311.09 | NO
North Terrace_NT27-Molecular Life Sciences_Fifth Floor_518 _ Office | NT-NT27-05-518 | NT27-05-518-Office | North Terrace | NT | NT27 | Molecular Life Sciences | 05 | Fifth Floor | 518 | 285 | School of Biological Sciences | 285 | School of Biological Sciences | 15.62 | Office | 1 | Office Space Group | 101 | Office - Academic Staff |  | Good | 3,311.09 | NO
North Terrace_NT27-Molecular Life Sciences_Fifth Floor_519 _ Write Up | NT-NT27-05-519 | NT27-05-519-Write Up | North Terrace | NT | NT27 | Molecular Life Sciences | 05 | Fifth Floor | 519 | 285 | School of Biological Sciences | 285 | School of Biological Sciences | 15.62 | Write Up | 1 | Office Space Group | 103 | Office - Research Students |  | Good | 3,311.09 | NO
North Terrace_NT27-Molecular Life Sciences_Fifth Floor_520 _ Corr. [PC2-Cert] | NT-NT27-05-520 | NT27-05-520-Corr. [PC2-Cert] | North Terrace | NT | NT27 | Molecular Life Sciences | 05 | Fifth Floor | 520 | 99939 | Unusable Spaces | 99939 | Unusable Spaces | 28.21 | Corr. [PC2-Cert] | 8 | Non Useable Floor Area Space Group | 805 | Non-usable - Circulation space | RATED - PC2 | Unknown | 0.00 | NO
North Terrace_NT27-Molecular Life Sciences_Fifth Floor_521 _ Write Up | NT-NT27-05-521 | NT27-05-521-Write Up | North Terrace | NT | NT27 | Molecular Life Sciences | 05 | Fifth Floor | 521 | 285 | School of Biological Sciences | 285 | School of Biological Sciences | 15.62 | Write Up | 1 | Office Space Group | 103 | Office - Research Students |  | Good | 3,311.09 | NO
North Terrace_NT27-Molecular Life Sciences_Fifth Floor_522 _ Laboratory [PC2-Cert] | NT-NT27-05-522 | NT27-05-522-Laboratory [PC2-Cert] | North Terrace | NT | NT27 | Molecular Life Sciences | 05 | Fifth Floor | 522 | 285 | School of Biological Sciences | 285 | School of Biological Sciences | 47.81 | Laboratory [PC2-Cert] | 3 | Specialist Teaching or Research Space Group | 312 | Laboratory - Research Only | RATED - PC2 | Good | 13,479.09 | NO
North Terrace_NT27-Molecular Life Sciences_Fifth Floor_523 _ Corr. [PC2-Cert] | NT-NT27-05-523 | NT27-05-523-Corr. [PC2-Cert] | North Terrace | NT | NT27 | Molecular Life Sciences | 05 | Fifth Floor | 523 | 99939 | Unusable Spaces | 99939 | Unusable Spaces | 24.03 | Corr. [PC2-Cert] | 8 | Non Useable Floor Area Space Group | 805 | Non-usable - Circulation space | RATED - PC2 | Unknown | 0.00 | NO
North Terrace_NT27-Molecular Life Sciences_Fifth Floor_523A _ Stair 1 | NT-NT27-05-523A | NT27-05-523A-Stair 1 | North Terrace | NT | NT27 | Molecular Life Sciences | 05 | Fifth Floor | 523A | 99939 | Unusable Spaces | 99939 | Unusable Spaces | 11.61 | Stair 1 | 8 | Non Useable Floor Area Space Group | 805 | Non-usable - Circulation space |  | Unknown | 0.00 | NO
North Terrace_NT27-Molecular Life Sciences_Fifth Floor_523B _ Corr. | NT-NT27-05-523B | NT27-05-523B-Corr. | North Terrace | NT | NT27 | Molecular Life Sciences | 05 | Fifth Floor | 523B | 99939 | Unusable Spaces | 99939 | Unusable Spaces | 2.3 | Corr. | 8 | Non Useable Floor Area Space Group | 805 | Non-usable - Circulation space |  | Unknown | 0.00 | NO
North Terrace_NT27-Molecular Life Sciences_Fifth Floor_524 _ Laboratory [PC2-Cert] | NT-NT27-05-524 | NT27-05-524-Laboratory [PC2-Cert] | North Terrace | NT | NT27 | Molecular Life Sciences | 05 | Fifth Floor | 524 | 285 | School of Biological Sciences | 285 | School of Biological Sciences | 48.72 | Laboratory [PC2-Cert] | 3 | Specialist Teaching or Research Space Group | 312 | Laboratory - Research Only | RATED - PC2 | Good | 13,735.64 | NO
North Terrace_NT27-Molecular Life Sciences_Fifth Floor_525 _ Corr. | NT-NT27-05-525 | NT27-05-525-Corr. | North Terrace | NT | NT27 | Molecular Life Sciences | 05 | Fifth Floor | 525 | 99939 | Unusable Spaces | 99939 | Unusable Spaces | 5.44 | Corr. | 8 | Non Useable Floor Area Space Group | 805 | Non-usable - Circulation space |  | Unknown | 0.00 | NO
North Terrace_NT27-Molecular Life Sciences_Fifth Floor_525A _ Plantroom - Mech 1 | NT-NT27-05-525A | NT27-05-525A-Plantroom - Mech 1 | North Terrace | NT | NT27 | Molecular Life Sciences | 05 | Fifth Floor | 525A | 99939 | Unusable Spaces | 99939 | Unusable Spaces | 41.54 | Plantroom - Mech 1 | 8 | Non Useable Floor Area Space Group | 810 | Non-usable - Mechanical plant room |  | Unknown | 0.00 | NO
North Terrace_NT27-Molecular Life Sciences_Fifth Floor_526 _ Platform | NT-NT27-05-526 | NT27-05-526-Platform | North Terrace | NT | NT27 | Molecular Life Sciences | 05 | Fifth Floor | 526 | 99939 | Unusable Spaces | 99939 | Unusable Spaces | 14.25 | Platform | 8 | Non Useable Floor Area Space Group | 805 | Non-usable - Circulation space |  | Unknown | 0.00 | NO
North Terrace_NT27-Molecular Life Sciences_Fifth Floor_527 _ Gel Doc Room [PC2-Cert] | NT-NT27-05-527 | NT27-05-527-Gel Doc Room [PC2-Cert] | North Terrace | NT | NT27 | Molecular Life Sciences | 05 | Fifth Floor | 527 | 285 | School of Biological Sciences | 285 | School of Biological Sciences | 8.4 | Gel Doc Room [PC2-Cert] | 4 | Ancillary Area Space Group | 401 | Ancillary Area - Laboratory Service and Preparation | RATED - PC2 | Good | 1,566.94 | NO
North Terrace_NT27-Molecular Life Sciences_Fifth Floor_528 _ Utility Room [PC2-Cert] | NT-NT27-05-528 | NT27-05-528-Utility Room [PC2-Cert] | North Terrace | NT | NT27 | Molecular Life Sciences | 05 | Fifth Floor | 528 | 285 | School of Biological Sciences | 285 | School of Biological Sciences | 18.83 | Utility Room [PC2-Cert] | 4 | Ancillary Area Space Group | 401 | Ancillary Area - Laboratory Service and Preparation | RATED - PC2 | Good | 3,512.55 | NO
North Terrace_NT27-Molecular Life Sciences_Fifth Floor_529 _ Microscope [PC2-Cert] | NT-NT27-05-529 | NT27-05-529-Microscope [PC2-Cert] | North Terrace | NT | NT27 | Molecular Life Sciences | 05 | Fifth Floor | 529 | 285 | School of Biological Sciences | 285 | School of Biological Sciences | 9.15 | Microscope [PC2-Cert] | 4 | Ancillary Area Space Group | 401 | Ancillary Area - Laboratory Service and Preparation | RATED - PC2 | Good | 1,706.84 | NO
North Terrace_NT27-Molecular Life Sciences_Fifth Floor_530 _ Tissue Culture [PC2-Cert] | NT-NT27-05-530 | NT27-05-530-Tissue Culture [PC2-Cert] | North Terrace | NT | NT27 | Molecular Life Sciences | 05 | Fifth Floor | 530 | 285 | School of Biological Sciences | 285 | School of Biological Sciences | 10.72 | Tissue Culture [PC2-Cert] | 4 | Ancillary Area Space Group | 401 | Ancillary Area - Laboratory Service and Preparation | RATED - PC2 | Good | 1,999.71 | NO
North Terrace_NT27-Molecular Life Sciences_Fifth Floor_531 _ VSR | NT-NT27-05-531 | NT27-05-531-VSR | North Terrace | NT | NT27 | Molecular Life Sciences | 05 | Fifth Floor | 531 | 99939 | Unusable Spaces | 99939 | Unusable Spaces | 5.41 | VSR | 8 | Non Useable Floor Area Space Group | 840 | Non-usable - Service riser |  | Unknown | 0.00 | NO
North Terrace_NT27-Molecular Life Sciences_Fifth Floor_532 _ WC - F | NT-NT27-05-532 | NT27-05-532-WC - F | North Terrace | NT | NT27 | Molecular Life Sciences | 05 | Fifth Floor | 532 | 99939 | Unusable Spaces | 99939 | Unusable Spaces | 6.59 | WC - F | 8 | Non Useable Floor Area Space Group | 820 | Non-usable - Toilets/Amenities - Female |  | Unknown | 0.00 | NO
North Terrace_NT27-Molecular Life Sciences_Fifth Floor_533 _ WC - M | NT-NT27-05-533 | NT27-05-533-WC - M | North Terrace | NT | NT27 | Molecular Life Sciences | 05 | Fifth Floor | 533 | 99939 | Unusable Spaces | 99939 | Unusable Spaces | 6.6 | WC - M | 8 | Non Useable Floor Area Space Group | 821 | Non-usable - Toilets/Amenities - Male |  | Unknown | 0.00 | NO
North Terrace_NT27-Molecular Life Sciences_Fifth Floor_533A _ Cupboard | NT-NT27-05-533A | NT27-05-533A-Cupboard | North Terrace | NT | NT27 | Molecular Life Sciences | 05 | Fifth Floor | 533A | 99939 | Unusable Spaces | 99939 | Unusable Spaces | 1.23 | Cupboard | 4 | Ancillary Area Space Group | 419 | Ancillary Area - Store Room - Generic |  | Unknown | 0.00 | NO
North Terrace_NT27-Molecular Life Sciences_Fifth Floor_534 _ Cleaner | NT-NT27-05-534 | NT27-05-534-Cleaner | North Terrace | NT | NT27 | Molecular Life Sciences | 05 | Fifth Floor | 534 | 99939 | Unusable Spaces | 99939 | Unusable Spaces | 1.79 | Cleaner | 8 | Non Useable Floor Area Space Group | 806 | Non-usable - Cleaners room |  | Unknown | 0.00 | NO
North Terrace_NT27-Molecular Life Sciences_Fifth Floor_535 _ VSR - Comms | NT-NT27-05-535 | NT27-05-535-VSR - Comms | North Terrace | NT | NT27 | Molecular Life Sciences | 05 | Fifth Floor | 535 | 99939 | Unusable Spaces | 99939 | Unusable Spaces | 1.79 | VSR - Comms | 8 | Non Useable Floor Area Space Group | 840 | Non-usable - Service riser |  | Good | 0.00 | NO
North Terrace_NT27-Molecular Life Sciences_Fifth Floor_536 _ WC - U - Access (LH) | NT-NT27-05-536 | NT27-05-536-WC - U - Access (LH) | North Terrace | NT | NT27 | Molecular Life Sciences | 05 | Fifth Floor | 536 | 99939 | Unusable Spaces | 99939 | Unusable Spaces | 4.51 | WC - U - Access (LH) | 8 | Non Useable Floor Area Space Group | 818 | Non-usable - Toilets/Amenities - Unisex Accessible |  | Unknown | 0.00 | NO
North Terrace_NT27-Molecular Life Sciences_Roof Level_600 _ Stair 4 | NT-NT27-06-600 | NT27-06-600-Stair 4 | North Terrace | NT | NT27 | Molecular Life Sciences | 06 | Roof Level | 600 | 99939 | Unusable Spaces | 99939 | Unusable Spaces | 7.59 | Stair 4 | 8 | Non Useable Floor Area Space Group | 805 | Non-usable - Circulation space |  | Unknown | 0.00 | NO
North Terrace_NT27-Molecular Life Sciences_Roof Level_601 _ Lift Motor Room | NT-NT27-06-601 | NT27-06-601-Lift Motor Room | North Terrace | NT | NT27 | Molecular Life Sciences | 06 | Roof Level | 601 | 99939 | Unusable Spaces | 99939 | Unusable Spaces | 27.52 | Lift Motor Room | 8 | Non Useable Floor Area Space Group | 809 | Non-usable - Lift motor room |  | Unknown | 0.00 | NO
North Terrace_NT27-Molecular Life Sciences_Roof Level_602 _ RO Water | NT-NT27-06-602 | NT27-06-602-RO Water | North Terrace | NT | NT27 | Molecular Life Sciences | 06 | Roof Level | 602 | 285 | School of Biological Sciences | 285 | School of Biological Sciences | 11.12 | RO Water | 8 | Non Useable Floor Area Space Group | 811 | Non-usable - Plant room other |  | Good | 0.00 | NO
North Terrace_NT27-Molecular Life Sciences_Ground Floor_G00 _ A/L | NT-NT27-GN-G00 | NT27-GN-G00-A/L | North Terrace | NT | NT27 | Molecular Life Sciences | GN | Ground Floor | G00 | 99939 | Unusable Spaces | 99939 | Unusable Spaces | 9.14 | A/L | 8 | Non Useable Floor Area Space Group | 805 | Non-usable - Circulation space |  | Unknown | 0.00 | NO
North Terrace_NT27-Molecular Life Sciences_Ground Floor_G000 _ Verandah (UCA) | NT-NT27-GN-G000 | NT27-GN-G000-Verandah (UCA) | North Terrace | NT | NT27 | Molecular Life Sciences | GN | Ground Floor | G000 | 99939 | Unusable Spaces | 99939 | Unusable Spaces | 180.08 | Verandah (UCA) | 8 | Non Useable Floor Area Space Group | 805 | Non-usable - Circulation space |  | Unknown | 0.00 | NO
North Terrace_NT27-Molecular Life Sciences_Ground Floor_G00A _ Foyer | NT-NT27-GN-G00A | NT27-GN-G00A-Foyer | North Terrace | NT | NT27 | Molecular Life Sciences | GN | Ground Floor | G00A | 99939 | Unusable Spaces | 99939 | Unusable Spaces | 38.82 | Foyer | 8 | Non Useable Floor Area Space Group | 805 | Non-usable - Circulation space |  | Unknown | 0.00 | NO
North Terrace_NT27-Molecular Life Sciences_Ground Floor_G00B _ Corr. | NT-NT27-GN-G00B | NT27-GN-G00B-Corr. | North Terrace | NT | NT27 | Molecular Life Sciences | GN | Ground Floor | G00B | 99939 | Unusable Spaces | 99939 | Unusable Spaces | 26.2 | Corr. | 8 | Non Useable Floor Area Space Group | 805 | Non-usable - Circulation space |  | Unknown | 0.00 | NO
North Terrace_NT27-Molecular Life Sciences_Ground Floor_G00C _ Lift | NT-NT27-GN-G00C | NT27-GN-G00C-Lift | North Terrace | NT | NT27 | Molecular Life Sciences | GN | Ground Floor | G00C | 99939 | Unusable Spaces | 99939 | Unusable Spaces | 15.15 | Lift | 8 | Non Useable Floor Area Space Group | 838 | Non-usable - Lift |  | Unknown | 0.00 | NO
North Terrace_NT27-Molecular Life Sciences_Ground Floor_G00D _ Lift Lobby | NT-NT27-GN-G00D | NT27-GN-G00D-Lift Lobby | North Terrace | NT | NT27 | Molecular Life Sciences | GN | Ground Floor | G00D | 99939 | Unusable Spaces | 99939 | Unusable Spaces | 17.28 | Lift Lobby | 8 | Non Useable Floor Area Space Group | 805 | Non-usable - Circulation space |  | Unknown | 0.00 | NO
North Terrace_NT27-Molecular Life Sciences_Ground Floor_G00E _ Stair | NT-NT27-GN-G00E | NT27-GN-G00E-Stair | North Terrace | NT | NT27 | Molecular Life Sciences | GN | Ground Floor | G00E | 99939 | Unusable Spaces | 99939 | Unusable Spaces | 4.65 | Stair | 8 | Non Useable Floor Area Space Group | 805 | Non-usable - Circulation space |  | Unknown | 0.00 | NO
North Terrace_NT27-Molecular Life Sciences_Ground Floor_G00F _ Corr. | NT-NT27-GN-G00F | NT27-GN-G00F-Corr. | North Terrace | NT | NT27 | Molecular Life Sciences | GN | Ground Floor | G00F | 99939 | Unusable Spaces | 99939 | Unusable Spaces | 12.5 | Corr. | 8 | Non Useable Floor Area Space Group | 805 | Non-usable - Circulation space |  | Unknown | 0.00 | NO
North Terrace_NT27-Molecular Life Sciences_Ground Floor_G00G _ VSR - Comms | NT-NT27-GN-G00G | NT27-GN-G00G-VSR - Comms | North Terrace | NT | NT27 | Molecular Life Sciences | GN | Ground Floor | G00G | 850 | ITDS Branch Central Costs | 869 | Information Technology and Digital Services | 1.63 | VSR - Comms | 8 | Non Useable Floor Area Space Group | 840 | Non-usable - Service riser |  | Good | 0.00 | NO
North Terrace_NT27-Molecular Life Sciences_Ground Floor_G01 _ WC - M | NT-NT27-GN-G01 | NT27-GN-G01-WC - M | North Terrace | NT | NT27 | Molecular Life Sciences | GN | Ground Floor | G01 | 99939 | Unusable Spaces | 99939 | Unusable Spaces | 6.14 | WC - M | 8 | Non Useable Floor Area Space Group | 821 | Non-usable - Toilets/Amenities - Male |  | Unknown | 0.00 | NO
North Terrace_NT27-Molecular Life Sciences_Ground Floor_G01A _ A/L - M | NT-NT27-GN-G01A | NT27-GN-G01A-A/L - M | North Terrace | NT | NT27 | Molecular Life Sciences | GN | Ground Floor | G01A | 99939 | Unusable Spaces | 99939 | Unusable Spaces | 1.55 | A/L - M | 8 | Non Useable Floor Area Space Group | 822 | Non-usable - Toilets/Amenities - Unisex |  | Unknown | 0.00 | NO
North Terrace_NT27-Molecular Life Sciences_Ground Floor_G02 _ WC - F | NT-NT27-GN-G02 | NT27-GN-G02-WC - F | North Terrace | NT | NT27 | Molecular Life Sciences | GN | Ground Floor | G02 | 99939 | Unusable Spaces | 99939 | Unusable Spaces | 9.67 | WC - F | 8 | Non Useable Floor Area Space Group | 820 | Non-usable - Toilets/Amenities - Female |  | Unknown | 0.00 | NO
North Terrace_NT27-Molecular Life Sciences_Ground Floor_G03 _ WC - U - Access (LH) | NT-NT27-GN-G03 | NT27-GN-G03-WC - U - Access (LH) | North Terrace | NT | NT27 | Molecular Life Sciences | GN | Ground Floor | G03 | 99939 | Unusable Spaces | 99939 | Unusable Spaces | 4.8 | WC - U - Access (LH) | 8 | Non Useable Floor Area Space Group | 818 | Non-usable - Toilets/Amenities - Unisex Accessible |  | Unknown | 0.00 | NO
North Terrace_NT27-Molecular Life Sciences_Ground Floor_G04 _ Laboratory | NT-NT27-GN-G04 | NT27-GN-G04-Laboratory | North Terrace | NT | NT27 | Molecular Life Sciences | GN | Ground Floor | G04 | 285 | School of Biological Sciences | 285 | School of Biological Sciences | 242.57 | Laboratory | 3 | Specialist Teaching or Research Space Group | 300 | Laboratory - Specialist teaching and research - type not defined |  | Good | 68,387.83 | NO
North Terrace_NT27-Molecular Life Sciences_Ground Floor_G04A _ Office - Post Doct. | NT-NT27-GN-G04A | NT27-GN-G04A-Office - Post Doct. | North Terrace | NT | NT27 | Molecular Life Sciences | GN | Ground Floor | G04A | 285 | School of Biological Sciences | 285 | School of Biological Sciences | 18.59 | Office - Post Doct. | 1 | Office Space Group | 103 | Office - Research Students |  | Good | 3,940.66 | NO
North Terrace_NT27-Molecular Life Sciences_Ground Floor_G04B _ Office | NT-NT27-GN-G04B | NT27-GN-G04B-Office | North Terrace | NT | NT27 | Molecular Life Sciences | GN | Ground Floor | G04B | 285 | School of Biological Sciences | 285 | School of Biological Sciences | 9.96 | Office | 1 | Office Space Group | 101 | Office - Academic Staff |  | Good | 2,111.30 | NO
North Terrace_NT27-Molecular Life Sciences_Ground Floor_G04C _ Office | NT-NT27-GN-G04C | NT27-GN-G04C-Office | North Terrace | NT | NT27 | Molecular Life Sciences | GN | Ground Floor | G04C | 285 | School of Biological Sciences | 285 | School of Biological Sciences | 11.08 | Office | 1 | Office Space Group | 101 | Office - Academic Staff |  | Good | 2,348.71 | NO
North Terrace_NT27-Molecular Life Sciences_Ground Floor_G05 _ Prep Area | NT-NT27-GN-G05 | NT27-GN-G05-Prep Area | North Terrace | NT | NT27 | Molecular Life Sciences | GN | Ground Floor | G05 | 285 | School of Biological Sciences | 285 | School of Biological Sciences | 19.17 | Prep Area | 4 | Ancillary Area Space Group | 401 | Ancillary Area - Laboratory Service and Preparation |  | Good | 3,575.98 | NO
North Terrace_NT27-Molecular Life Sciences_Ground Floor_G05B _ Office | NT-NT27-GN-G05B | NT27-GN-G05B-Office | North Terrace | NT | NT27 | Molecular Life Sciences | GN | Ground Floor | G05B | 285 | School of Biological Sciences | 285 | School of Biological Sciences | 15.07 | Office | 1 | Office Space Group | 114 | Open Plan - Research Students |  | Good | 3,194.50 | NO
North Terrace_NT27-Molecular Life Sciences_Ground Floor_G05C _ Corr. | NT-NT27-GN-G05C | NT27-GN-G05C-Corr. | North Terrace | NT | NT27 | Molecular Life Sciences | GN | Ground Floor | G05C | 285 | School of Biological Sciences | 285 | School of Biological Sciences | 8.65 | Corr. | 8 | Non Useable Floor Area Space Group | 805 | Non-usable - Circulation space |  | Good | 0.00 | NO
North Terrace_NT27-Molecular Life Sciences_Ground Floor_G06 _ Cool Room | NT-NT27-GN-G06 | NT27-GN-G06-Cool Room | North Terrace | NT | NT27 | Molecular Life Sciences | GN | Ground Floor | G06 | 285 | School of Biological Sciences | 285 | School of Biological Sciences | 5 | Cool Room | 4 | Ancillary Area Space Group | 405 | Ancillary Area - Constant Temperature/ Freezer/Cold/Warm Rooms |  | Good | 932.70 | NO
North Terrace_NT27-Molecular Life Sciences_Ground Floor_G07 _ Cool Room | NT-NT27-GN-G07 | NT27-GN-G07-Cool Room | North Terrace | NT | NT27 | Molecular Life Sciences | GN | Ground Floor | G07 | 285 | School of Biological Sciences | 285 | School of Biological Sciences | 5 | Cool Room | 4 | Ancillary Area Space Group | 405 | Ancillary Area - Constant Temperature/ Freezer/Cold/Warm Rooms |  | Good | 932.70 | NO
North Terrace_NT27-Molecular Life Sciences_Ground Floor_G08 _ Laboratory | NT-NT27-GN-G08 | NT27-GN-G08-Laboratory | North Terrace | NT | NT27 | Molecular Life Sciences | GN | Ground Floor | G08 | 285 | School of Biological Sciences | 285 | School of Biological Sciences | 213.94 | Laboratory | 3 | Specialist Teaching or Research Space Group | 300 | Laboratory - Specialist teaching and research - type not defined |  | Good | 60,316.17 | NO
North Terrace_NT27-Molecular Life Sciences_Ground Floor_G08A _ VSR | NT-NT27-GN-G08A | NT27-GN-G08A-VSR | North Terrace | NT | NT27 | Molecular Life Sciences | GN | Ground Floor | G08A | 99939 | Unusable Spaces | 99939 | Unusable Spaces | 0.75 | VSR | 8 | Non Useable Floor Area Space Group | 840 | Non-usable - Service riser |  | Unknown | 0.00 | NO
North Terrace_NT27-Molecular Life Sciences_Ground Floor_G09 _ Cool Room | NT-NT27-GN-G09 | NT27-GN-G09-Cool Room | North Terrace | NT | NT27 | Molecular Life Sciences | GN | Ground Floor | G09 | 285 | School of Biological Sciences | 285 | School of Biological Sciences | 6.82 | Cool Room | 4 | Ancillary Area Space Group | 405 | Ancillary Area - Constant Temperature/ Freezer/Cold/Warm Rooms |  | Good | 1,272.21 | NO
North Terrace_NT27-Molecular Life Sciences_Ground Floor_G10 _ Stair | NT-NT27-GN-G10 | NT27-GN-G10-Stair | North Terrace | NT | NT27 | Molecular Life Sciences | GN | Ground Floor | G10 | 99939 | Unusable Spaces | 99939 | Unusable Spaces | 11.61 | Stair | 8 | Non Useable Floor Area Space Group | 805 | Non-usable - Circulation space |  | Unknown | 0.00 | NO
North Terrace_NT27-Molecular Life Sciences_Ground Floor_G100 _ Gas Cylinder Store - external | NT-NT27-GN-G100 | NT27-GN-G100-Gas Cylinder Store - external | North Terrace | NT | NT27 | Molecular Life Sciences | GN | Ground Floor | G100 | 99939 | Unusable Spaces | 99939 | Unusable Spaces | 33.38 | Gas Cylinder Store - external | 4 | Ancillary Area Space Group | 418 | Ancillary Area - Dangerous goods storage |  | Unknown | 0.00 | NO
North Terrace_NT27-Molecular Life Sciences_Ground Floor_G101 _ Gas Cylinder Store - external | NT-NT27-GN-G101 | NT27-GN-G101-Gas Cylinder Store - external | North Terrace | NT | NT27 | Molecular Life Sciences | GN | Ground Floor | G101 | 99939 | Unusable Spaces | 99939 | Unusable Spaces | 13.77 | Gas Cylinder Store - external | 4 | Ancillary Area Space Group | 418 | Ancillary Area - Dangerous goods storage |  | Unknown | 0.00 | NO
North Terrace_NT27-Molecular Life Sciences_Ground Floor_G11 _ A/L | NT-NT27-GN-G11 | NT27-GN-G11-A/L | North Terrace | NT | NT27 | Molecular Life Sciences | GN | Ground Floor | G11 | 99939 | Unusable Spaces | 99939 | Unusable Spaces | 4.12 | A/L | 8 | Non Useable Floor Area Space Group | 822 | Non-usable - Toilets/Amenities - Unisex |  | Unknown | 0.00 | NO
North Terrace_NT27-Molecular Life Sciences_Ground Floor_G11A _ Mech Plantroom 2 | NT-NT27-GN-G11A | NT27-GN-G11A-Mech Plantroom 2 | North Terrace | NT | NT27 | Molecular Life Sciences | GN | Ground Floor | G11A | 99939 | Unusable Spaces | 99939 | Unusable Spaces | 28.79 | Mech Plantroom 2 | 8 | Non Useable Floor Area Space Group | 811 | Non-usable - Plant room other |  | Unknown | 0.00 | NO
North Terrace_NT27-Molecular Life Sciences_Ground Floor_G12 _ Corr. | NT-NT27-GN-G12 | NT27-GN-G12-Corr. | North Terrace | NT | NT27 | Molecular Life Sciences | GN | Ground Floor | G12 | 99939 | Unusable Spaces | 99939 | Unusable Spaces | 34.46 | Corr. | 8 | Non Useable Floor Area Space Group | 805 | Non-usable - Circulation space |  | Unknown | 0.00 | NO
North Terrace_NT27-Molecular Life Sciences_Ground Floor_G12A _ Loading Dock Entry | NT-NT27-GN-G12A | NT27-GN-G12A-Loading Dock Entry | North Terrace | NT | NT27 | Molecular Life Sciences | GN | Ground Floor | G12A | 99939 | Unusable Spaces | 99939 | Unusable Spaces | 18.65 | Loading Dock Entry | 8 | Non Useable Floor Area Space Group | 807 | Non-usable - Garage/Loading bay |  | Unknown | 0.00 | NO
North Terrace_NT27-Molecular Life Sciences_Ground Floor_G12B _ Corr. | NT-NT27-GN-G12B | NT27-GN-G12B-Corr. | North Terrace | NT | NT27 | Molecular Life Sciences | GN | Ground Floor | G12B | 99939 | Unusable Spaces | 99939 | Unusable Spaces | 8.56 | Corr. | 8 | Non Useable Floor Area Space Group | 805 | Non-usable - Circulation space |  | Unknown | 0.00 | NO
North Terrace_NT27-Molecular Life Sciences_Ground Floor_G12C _ Corr. | NT-NT27-GN-G12C | NT27-GN-G12C-Corr. | North Terrace | NT | NT27 | Molecular Life Sciences | GN | Ground Floor | G12C | 99939 | Unusable Spaces | 99939 | Unusable Spaces | 13.01 | Corr. | 8 | Non Useable Floor Area Space Group | 805 | Non-usable - Circulation space |  | Unknown | 0.00 | NO
North Terrace_NT27-Molecular Life Sciences_Ground Floor_G13 _ MLS BioBank | NT-NT27-GN-G13 | NT27-GN-G13-MLS BioBank | North Terrace | NT | NT27 | Molecular Life Sciences | GN | Ground Floor | G13 | 718 | BioBank | 714 | Adelaide Microscopy | 63.53 | MLS BioBank | 4 | Ancillary Area Space Group | 405 | Ancillary Area - Constant Temperature/ Freezer/Cold/Warm Rooms |  | Excellent | 13,936.67 | NO
North Terrace_NT27-Molecular Life Sciences_Ground Floor_G13A _ Service Duct | NT-NT27-GN-G13A | NT27-GN-G13A-Service Duct | North Terrace | NT | NT27 | Molecular Life Sciences | GN | Ground Floor | G13A | 99939 | Unusable Spaces | 99939 | Unusable Spaces | 3.11 | Service Duct | 8 | Non Useable Floor Area Space Group | 840 | Non-usable - Service riser |  | Unknown | 0.00 | NO
North Terrace_NT27-Molecular Life Sciences_Ground Floor_G13B _ VSR | NT-NT27-GN-G13B | NT27-GN-G13B-VSR | North Terrace | NT | NT27 | Molecular Life Sciences | GN | Ground Floor | G13B | 99939 | Unusable Spaces | 99939 | Unusable Spaces | 0.21 | VSR | 8 | Non Useable Floor Area Space Group | 840 | Non-usable - Service riser |  | Unknown | 0.00 | NO
North Terrace_NT27-Molecular Life Sciences_Ground Floor_G13C _ VSR | NT-NT27-GN-G13C | NT27-GN-G13C-VSR | North Terrace | NT | NT27 | Molecular Life Sciences | GN | Ground Floor | G13C | 99939 | Unusable Spaces | 99939 | Unusable Spaces | 0.36 | VSR | 8 | Non Useable Floor Area Space Group | 840 | Non-usable - Service riser |  | Unknown | 0.00 | NO
North Terrace_NT27-Molecular Life Sciences_Ground Floor_G15 _ Gas Store | NT-NT27-GN-G15 | NT27-GN-G15-Gas Store | North Terrace | NT | NT27 | Molecular Life Sciences | GN | Ground Floor | G15 | 285 | School of Biological Sciences | 285 | School of Biological Sciences | 9.67 | Gas Store | 4 | Ancillary Area Space Group | 418 | Ancillary Area - Dangerous goods storage |  | Good | 1,803.85 | NO
North Terrace_NT27-Molecular Life Sciences_Ground Floor_G16 _ Washroom | NT-NT27-GN-G16 | NT27-GN-G16-Washroom | North Terrace | NT | NT27 | Molecular Life Sciences | GN | Ground Floor | G16 | 99939 | Unusable Spaces | 99939 | Unusable Spaces | 3.85 | Washroom | 8 | Non Useable Floor Area Space Group | 835 | Non-usable - Toilets/Amenities - Other |  | Unknown | 0.00 | NO
North Terrace_NT27-Molecular Life Sciences_Ground Floor_G17 _ Cleaners | NT-NT27-GN-G17 | NT27-GN-G17-Cleaners | North Terrace | NT | NT27 | Molecular Life Sciences | GN | Ground Floor | G17 | 99939 | Unusable Spaces | 99939 | Unusable Spaces | 5.13 | Cleaners | 8 | Non Useable Floor Area Space Group | 806 | Non-usable - Cleaners room |  | Unknown | 0.00 | NO
North Terrace_NT27-Molecular Life Sciences_Ground Floor_G18 _ Main Switch Room | NT-NT27-GN-G18 | NT27-GN-G18-Main Switch Room | North Terrace | NT | NT27 | Molecular Life Sciences | GN | Ground Floor | G18 | 99939 | Unusable Spaces | 99939 | Unusable Spaces | 23.15 | Main Switch Room | 8 | Non Useable Floor Area Space Group | 815 | Non-usable - Switch room |  | Unknown | 0.00 | NO
North Terrace_NT27-Molecular Life Sciences_Ground Floor_G19 _ Corr. | NT-NT27-GN-G19 | NT27-GN-G19-Corr. | North Terrace | NT | NT27 | Molecular Life Sciences | GN | Ground Floor | G19 | 99939 | Unusable Spaces | 99939 | Unusable Spaces | 3.8 | Corr. | 8 | Non Useable Floor Area Space Group | 805 | Non-usable - Circulation space |  | Unknown | 0.00 | NO
North Terrace_NT27-Molecular Life Sciences_Ground Floor_G19A _ Mech Plantroom 2 | NT-NT27-GN-G19A | NT27-GN-G19A-Mech Plantroom 2 | North Terrace | NT | NT27 | Molecular Life Sciences | GN | Ground Floor | G19A | 99939 | Unusable Spaces | 99939 | Unusable Spaces | 41 | Mech Plantroom 2 | 8 | Non Useable Floor Area Space Group | 811 | Non-usable - Plant room other |  | Unknown | 0.00 | NO
North Terrace_NT27-Molecular Life Sciences_Ground Floor_G20 _ Stair 4 | NT-NT27-GN-G20 | NT27-GN-G20-Stair 4 | North Terrace | NT | NT27 | Molecular Life Sciences | GN | Ground Floor | G20 | 99939 | Unusable Spaces | 99939 | Unusable Spaces | 11.87 | Stair 4 | 8 | Non Useable Floor Area Space Group | 805 | Non-usable - Circulation space |  | Unknown | 0.00 | NO
North Terrace_NT27-Molecular Life Sciences_Ground Floor_G22 _ Store - Cryogenic | NT-NT27-GN-G22 | NT27-GN-G22-Store - Cryogenic | North Terrace | NT | NT27 | Molecular Life Sciences | GN | Ground Floor | G22 | 285 | School of Biological Sciences | 285 | School of Biological Sciences | 17.72 | Store - Cryogenic | 4 | Ancillary Area Space Group | 418 | Ancillary Area - Dangerous goods storage |  | Good | 3,305.50 | NO
North Terrace_NT27-Molecular Life Sciences_Ground Floor_G23 _ Plant Growth Room [PC2-Cert] | NT-NT27-GN-G23 | NT27-GN-G23-Plant Growth Room [PC2-Cert] | North Terrace | NT | NT27 | Molecular Life Sciences | GN | Ground Floor | G23 | 285 | School of Biological Sciences | 285 | School of Biological Sciences | 26.26 | Plant Growth Room [PC2-Cert] | 4 | Ancillary Area Space Group | 405 | Ancillary Area - Constant Temperature/ Freezer/Cold/Warm Rooms | RATED - PC2 | Good | 4,898.55 | NO
North Terrace_NT27-Molecular Life Sciences_Ground Floor_G24 _ Store | NT-NT27-GN-G24 | NT27-GN-G24-Store | North Terrace | NT | NT27 | Molecular Life Sciences | GN | Ground Floor | G24 | 285 | School of Biological Sciences | 285 | School of Biological Sciences | 7.75 | Store | 4 | Ancillary Area Space Group | 419 | Ancillary Area - Store Room - Generic |  | Good | 1,445.69 | NO
North Terrace_NT27-Molecular Life Sciences_Ground Floor_G25 _ Store - Solvent | NT-NT27-GN-G25 | NT27-GN-G25-Store - Solvent | North Terrace | NT | NT27 | Molecular Life Sciences | GN | Ground Floor | G25 | 285 | School of Biological Sciences | 285 | School of Biological Sciences | 7.12 | Store - Solvent | 4 | Ancillary Area Space Group | 418 | Ancillary Area - Dangerous goods storage |  | Good | 1,328.17 | NO
North Terrace_NT27-Molecular Life Sciences_Ground Floor_G26 _ Store - Acid | NT-NT27-GN-G26 | NT27-GN-G26-Store - Acid | North Terrace | NT | NT27 | Molecular Life Sciences | GN | Ground Floor | G26 | 285 | School of Biological Sciences | 285 | School of Biological Sciences | 6.75 | Store - Acid | 4 | Ancillary Area Space Group | 418 | Ancillary Area - Dangerous goods storage |  | Good | 1,259.15 | NO
North Terrace_NT27-Molecular Life Sciences_Ground Floor_G27 _ Reception | NT-NT27-GN-G27 | NT27-GN-G27-Reception | North Terrace | NT | NT27 | Molecular Life Sciences | GN | Ground Floor | G27 | 285 | School of Biological Sciences | 285 | School of Biological Sciences | 18.53 | Reception | 1 | Office Space Group | 118 | Open Plan - Reception Area |  | Good | 3,927.95 | NO
North Terrace_NT27-Molecular Life Sciences_Ground Floor_G28 _ Office - Open Plan | NT-NT27-GN-G28 | NT27-GN-G28-Office - Open Plan | North Terrace | NT | NT27 | Molecular Life Sciences | GN | Ground Floor | G28 | 285 | School of Biological Sciences | 285 | School of Biological Sciences | 14.59 | Office - Open Plan | 1 | Office Space Group | 116 | Open Plan - Professional/General Staff |  | Good | 3,092.75 | NO
North Terrace_NT27-Molecular Life Sciences_Ground Floor_G28A _ Corr. | NT-NT27-GN-G28A | NT27-GN-G28A-Corr. | North Terrace | NT | NT27 | Molecular Life Sciences | GN | Ground Floor | G28A | 99939 | Unusable Spaces | 99939 | Unusable Spaces | 31.3 | Corr. | 8 | Non Useable Floor Area Space Group | 805 | Non-usable - Circulation space |  | Good | 0.00 | NO
North Terrace_NT27-Molecular Life Sciences_Ground Floor_G29 _ Office | NT-NT27-GN-G29 | NT27-GN-G29-Office | North Terrace | NT | NT27 | Molecular Life Sciences | GN | Ground Floor | G29 | 285 | School of Biological Sciences | 285 | School of Biological Sciences | 12.09 | Office | 1 | Office Space Group | 101 | Office - Academic Staff |  | Good | 2,562.81 | NO
North Terrace_NT27-Molecular Life Sciences_Ground Floor_G30 _ Office | NT-NT27-GN-G30 | NT27-GN-G30-Office | North Terrace | NT | NT27 | Molecular Life Sciences | GN | Ground Floor | G30 | 285 | School of Biological Sciences | 285 | School of Biological Sciences | 12.12 | Office | 1 | Office Space Group | 101 | Office - Academic Staff |  | Good | 2,569.17 | NO
North Terrace_NT27-Molecular Life Sciences_Ground Floor_G31 _ Office | NT-NT27-GN-G31 | NT27-GN-G31-Office | North Terrace | NT | NT27 | Molecular Life Sciences | GN | Ground Floor | G31 | 285 | School of Biological Sciences | 285 | School of Biological Sciences | 18.65 | Office | 1 | Office Space Group | 101 | Office - Academic Staff |  | Good | 3,953.38 | NO
North Terrace_NT27-Molecular Life Sciences_Ground Floor_G32 _ Meeting | NT-NT27-GN-G32 | NT27-GN-G32-Meeting | North Terrace | NT | NT27 | Molecular Life Sciences | GN | Ground Floor | G32 | 285 | School of Biological Sciences | 285 | School of Biological Sciences | 12.08 | Meeting | 6 | General Facility Space Group | 601 | General Facility - Committee/Conference/Meeting room |  | Good | 2,867.97 | NO
North Terrace_NT27-Molecular Life Sciences_Ground Floor_G33 _ Office | NT-NT27-GN-G33 | NT27-GN-G33-Office | North Terrace | NT | NT27 | Molecular Life Sciences | GN | Ground Floor | G33 | 285 | School of Biological Sciences | 285 | School of Biological Sciences | 11.07 | Office | 1 | Office Space Group | 101 | Office - Academic Staff |  | Good | 2,346.59 | NO
North Terrace_NT27-Molecular Life Sciences_Ground Floor_G34 _ Office | NT-NT27-GN-G34 | NT27-GN-G34-Office | North Terrace | NT | NT27 | Molecular Life Sciences | GN | Ground Floor | G34 | 285 | School of Biological Sciences | 285 | School of Biological Sciences | 11.21 | Office | 1 | Office Space Group | 101 | Office - Academic Staff |  | Good | 2,376.27 | NO
North Terrace_NT27-Molecular Life Sciences_Ground Floor_G35 _ Office - Open Plan | NT-NT27-GN-G35 | NT27-GN-G35-Office - Open Plan | North Terrace | NT | NT27 | Molecular Life Sciences | GN | Ground Floor | G35 | 285 | School of Biological Sciences | 285 | School of Biological Sciences | 6.8 | Office - Open Plan | 1 | Office Space Group | 112 | Open Plan - Academic Staff |  | Good | 1,441.45 | NO
North Terrace_NT27-Molecular Life Sciences_Ground Floor_G35A _ Utility | NT-NT27-GN-G35A | NT27-GN-G35A-Utility | North Terrace | NT | NT27 | Molecular Life Sciences | GN | Ground Floor | G35A | 285 | School of Biological Sciences | 285 | School of Biological Sciences | 4.44 | Utility | 6 | General Facility Space Group | 603 | General Facility - Resource room |  | Good | 1,054.12 | NO
North Terrace_NT27-Molecular Life Sciences_Ground Floor_G36 _ Office - Open Plan | NT-NT27-GN-G36 | NT27-GN-G36-Office - Open Plan | North Terrace | NT | NT27 | Molecular Life Sciences | GN | Ground Floor | G36 | 285 | School of Biological Sciences | 285 | School of Biological Sciences | 6.36 | Office - Open Plan | 1 | Office Space Group | 112 | Open Plan - Academic Staff |  | Good | 1,348.18 | NO
North Terrace_NT27-Molecular Life Sciences_Ground Floor_G37 _ Office - Open Plan | NT-NT27-GN-G37 | NT27-GN-G37-Office - Open Plan | North Terrace | NT | NT27 | Molecular Life Sciences | GN | Ground Floor | G37 | 285 | School of Biological Sciences | 285 | School of Biological Sciences | 6.68 | Office - Open Plan | 1 | Office Space Group | 112 | Open Plan - Academic Staff |  | Good | 1,416.01 | NO
North Terrace_NT27-Molecular Life Sciences_Ground Floor_G38 _ Tea Room / Utility | NT-NT27-GN-G38 | NT27-GN-G38-Tea Room / Utility | North Terrace | NT | NT27 | Molecular Life Sciences | GN | Ground Floor | G38 | 285 | School of Biological Sciences | 285 | School of Biological Sciences | 12.2 | Tea Room / Utility | 6 | General Facility Space Group | 608 | General Facility - Kitchen/Servery/Food Storage |  | Good | 2,896.46 | NO
North Terrace_NT27-Molecular Life Sciences_Ground Floor_G39 _ Waiting | NT-NT27-GN-G39 | NT27-GN-G39-Waiting | North Terrace | NT | NT27 | Molecular Life Sciences | GN | Ground Floor | G39 | 285 | School of Biological Sciences | 285 | School of Biological Sciences | 5.45 | Waiting | 6 | General Facility Space Group | 623 | General Facility - Waiting Area/Foyer/Reception Area |  | Good | 1,293.91 | NO
North Terrace_NT27-Molecular Life Sciences_Ground Floor_G48 _ Corr. | NT-NT27-GN-G48 | NT27-GN-G48-Corr. | North Terrace | NT | NT27 | Molecular Life Sciences | GN | Ground Floor | G48 | 99939 | Unusable Spaces | 99939 | Unusable Spaces | 8.59 | Corr. | 8 | Non Useable Floor Area Space Group | 805 | Non-usable - Circulation space |  | Unknown | 0.00 | NO
North Terrace_NT27-Molecular Life Sciences_Ground Floor_G48A _ Entry | NT-NT27-GN-G48A | NT27-GN-G48A-Entry | North Terrace | NT | NT27 | Molecular Life Sciences | GN | Ground Floor | G48A | 99939 | Unusable Spaces | 99939 | Unusable Spaces | 5.23 | Entry | 8 | Non Useable Floor Area Space Group | 805 | Non-usable - Circulation space |  | Unknown | 0.00 | NO
North Terrace_NT27-Molecular Life Sciences_Ground Floor_G49 _ Mass Spectrometry | NT-NT27-GN-G49 | NT27-GN-G49-Mass Spectrometry | North Terrace | NT | NT27 | Molecular Life Sciences | GN | Ground Floor | G49 | 285 | School of Biological Sciences | 285 | School of Biological Sciences | 29.86 | Mass Spectrometry | 3 | Specialist Teaching or Research Space Group | 312 | Laboratory - Research Only |  | Good | 8,418.44 | NO
North Terrace_NT27-Molecular Life Sciences_Ground Floor_G50 _ A/L | NT-NT27-GN-G50 | NT27-GN-G50-A/L | North Terrace | NT | NT27 | Molecular Life Sciences | GN | Ground Floor | G50 | 99939 | Unusable Spaces | 99939 | Unusable Spaces | 5.99 | A/L | 8 | Non Useable Floor Area Space Group | 805 | Non-usable - Circulation space |  | Good | 0.00 | NO
North Terrace_NT28-Mitchell_Basement_B01 _ Stair | NT-NT28-01-B01 | NT28-01-B01-Stair | North Terrace | NT | NT28 | Mitchell | 01 | Basement | B01 | 99939 | Unusable Spaces | 99939 | Unusable Spaces | 2.07 | Stair | 8 | Non Useable Floor Area Space Group | 805 | Non-usable - Circulation space |  | Unknown | 0.00 | NO
North Terrace_NT28-Mitchell_Basement_B02 _ Corr. | NT-NT28-01-B02 | NT28-01-B02-Corr. | North Terrace | NT | NT28 | Mitchell | 01 | Basement | B02 | 99939 | Unusable Spaces | 99939 | Unusable Spaces | 13.7 | Corr. | 8 | Non Useable Floor Area Space Group | 805 | Non-usable - Circulation space |  | Unknown | 0.00 | NO
North Terrace_NT28-Mitchell_Basement_B02A _ Store - under stair | NT-NT28-01-B02A | NT28-01-B02A-Store - under stair | North Terrace | NT | NT28 | Mitchell | 01 | Basement | B02A | 99939 | Unusable Spaces | 99939 | Unusable Spaces | 5.04 | Store - under stair | 4 | Ancillary Area Space Group | 419 | Ancillary Area - Store Room - Generic |  | Unknown | 0.00 | NO
North Terrace_NT28-Mitchell_Basement_B03 _ Corr. | NT-NT28-01-B03 | NT28-01-B03-Corr. | North Terrace | NT | NT28 | Mitchell | 01 | Basement | B03 | 814 | Legal and Risk | 814 | Legal and Risk | 3.9 | Corr. | 8 | Non Useable Floor Area Space Group | 805 | Non-usable - Circulation space |  | Adequate | 0.00 | NO
North Terrace_NT28-Mitchell_Basement_B03A _ Office | NT-NT28-01-B03A | NT28-01-B03A-Office | North Terrace | NT | NT28 | Mitchell | 01 | Basement | B03A | 814 | Legal and Risk | 814 | Legal and Risk | 10.4 | Office | 1 | Office Space Group | 108 | Office - Professional/General Staff |  | Adequate | 1,763.65 | NO
North Terrace_NT28-Mitchell_Basement_B03B _ Office | NT-NT28-01-B03B | NT28-01-B03B-Office | North Terrace | NT | NT28 | Mitchell | 01 | Basement | B03B | 814 | Legal and Risk | 814 | Legal and Risk | 16.29 | Office | 1 | Office Space Group | 108 | Office - Professional/General Staff |  | Adequate | 2,762.49 | NO
North Terrace_NT28-Mitchell_Basement_B03C _ Copier Room | NT-NT28-01-B03C | NT28-01-B03C-Copier Room | North Terrace | NT | NT28 | Mitchell | 01 | Basement | B03C | 814 | Legal and Risk | 814 | Legal and Risk | 16.03 | Copier Room | 6 | General Facility Space Group | 603 | General Facility - Resource room |  | Adequate | 3,044.61 | NO
North Terrace_NT28-Mitchell_Basement_B03D _ Meeting | NT-NT28-01-B03D | NT28-01-B03D-Meeting | North Terrace | NT | NT28 | Mitchell | 01 | Basement | B03D | 814 | Legal and Risk | 814 | Legal and Risk | 11.54 | Meeting | 6 | General Facility Space Group | 601 | General Facility - Committee/Conference/Meeting room |  | Adequate | 2,191.82 | NO
North Terrace_NT28-Mitchell_Basement_B03E _ DB | NT-NT28-01-B03E | NT28-01-B03E-DB | North Terrace | NT | NT28 | Mitchell | 01 | Basement | B03E | 99939 | Unusable Spaces | 99939 | Unusable Spaces | 4.19 | DB | 8 | Non Useable Floor Area Space Group | 840 | Non-usable - Service riser |  | Unknown | 0.00 | NO
North Terrace_NT28-Mitchell_Basement_B04 _ Office | NT-NT28-01-B04 | NT28-01-B04-Office | North Terrace | NT | NT28 | Mitchell | 01 | Basement | B04 | 814 | Legal and Risk | 814 | Legal and Risk | 22.96 | Office | 1 | Office Space Group | 108 | Office - Professional/General Staff |  | Adequate | 3,893.61 | NO
North Terrace_NT28-Mitchell_Basement_B04A _ Corr. | NT-NT28-01-B04A | NT28-01-B04A-Corr. | North Terrace | NT | NT28 | Mitchell | 01 | Basement | B04A | 99939 | Unusable Spaces | 99939 | Unusable Spaces | 16.64 | Corr. | 8 | Non Useable Floor Area Space Group | 805 | Non-usable - Circulation space |  | Unknown | 0.00 | NO
North Terrace_NT28-Mitchell_Basement_B04B _ Store - Radioactive | NT-NT28-01-B04B | NT28-01-B04B-Store - Radioactive | North Terrace | NT | NT28 | Mitchell | 01 | Basement | B04B | 99939 | Unusable Spaces | 99939 | Unusable Spaces | 2.23 | Store - Radioactive | 4 | Ancillary Area Space Group | 418 | Ancillary Area - Dangerous goods storage |  | Unknown | 0.00 | NO
North Terrace_NT28-Mitchell_Basement_B05 _ Museum Work / Store | NT-NT28-01-B05 | NT28-01-B05-Museum Work / Store | North Terrace | NT | NT28 | Mitchell | 01 | Basement | B05 | 402 | School of Humanities Office | 402 | School of Humanities | 18.09 | Museum Work / Store | 4 | Ancillary Area Space Group | 419 | Ancillary Area - Store Room - Generic |  | Adequate | 2,699.61 | NO
North Terrace_NT28-Mitchell_Basement_B06 _ Meeting / Training Room | NT-NT28-01-B06 | NT28-01-B06-Meeting / Training Room | North Terrace | NT | NT28 | Mitchell | 01 | Basement | B06 | 814 | Legal and Risk | 814 | Legal and Risk | 35.64 | Meeting / Training Room | 6 | General Facility Space Group | 601 | General Facility - Committee/Conference/Meeting room |  | Adequate | 6,769.18 | NO
North Terrace_NT28-Mitchell_Basement_B07 _ Museum of Classical Archaeology | NT-NT28-01-B07 | NT28-01-B07-Museum of Classical Archaeology | North Terrace | NT | NT28 | Mitchell | 01 | Basement | B07 | 402 | School of Humanities Office | 402 | School of Humanities | 89.9 | Museum of Classical Archaeology | 4 | Ancillary Area Space Group | 406 | Ancillary Area - Display Area/ Museum/ Research Collection |  | Adequate | 13,415.98 | NO
North Terrace_NT28-Mitchell_Basement_B08 _ Museum of Classical Archaeology | NT-NT28-01-B08 | NT28-01-B08-Museum of Classical Archaeology | North Terrace | NT | NT28 | Mitchell | 01 | Basement | B08 | 402 | School of Humanities Office | 402 | School of Humanities | 33.88 | Museum of Classical Archaeology | 4 | Ancillary Area Space Group | 406 | Ancillary Area - Display Area/ Museum/ Research Collection |  | Adequate | 5,055.99 | NO
North Terrace_NT28-Mitchell_Ground Floor_G01 _ Foyer | NT-NT28-02-G01 | NT28-02-G01-Foyer | North Terrace | NT | NT28 | Mitchell | 02 | Ground Floor | G01 | 99939 | Unusable Spaces | 99939 | Unusable Spaces | 30.83 | Foyer | 8 | Non Useable Floor Area Space Group | 805 | Non-usable - Circulation space |  | Unknown | 0.00 | NO
North Terrace_NT28-Mitchell_Ground Floor_G01A _ Corr. | NT-NT28-02-G01A | NT28-02-G01A-Corr. | North Terrace | NT | NT28 | Mitchell | 02 | Ground Floor | G01A | 99939 | Unusable Spaces | 99939 | Unusable Spaces | 30.95 | Corr. | 8 | Non Useable Floor Area Space Group | 805 | Non-usable - Circulation space |  | Unknown | 0.00 | NO
North Terrace_NT28-Mitchell_Ground Floor_G01B _ Foyer | NT-NT28-02-G01B | NT28-02-G01B-Foyer | North Terrace | NT | NT28 | Mitchell | 02 | Ground Floor | G01B | 99939 | Unusable Spaces | 99939 | Unusable Spaces | 51.15 | Foyer | 8 | Non Useable Floor Area Space Group | 805 | Non-usable - Circulation space |  | Unknown | 0.00 | NO
North Terrace_NT28-Mitchell_Ground Floor_G01D _ Corr. | NT-NT28-02-G01D | NT28-02-G01D-Corr. | North Terrace | NT | NT28 | Mitchell | 02 | Ground Floor | G01D | 99939 | Unusable Spaces | 99939 | Unusable Spaces | 13.78 | Corr. | 8 | Non Useable Floor Area Space Group | 805 | Non-usable - Circulation space |  | Unknown | 0.00 | NO
North Terrace_NT28-Mitchell_Ground Floor_G01E _ Corr. | NT-NT28-02-G01E | NT28-02-G01E-Corr. | North Terrace | NT | NT28 | Mitchell | 02 | Ground Floor | G01E | 99939 | Unusable Spaces | 99939 | Unusable Spaces | 19.16 | Corr. | 8 | Non Useable Floor Area Space Group | 805 | Non-usable - Circulation space |  | Unknown | 0.00 | NO
North Terrace_NT28-Mitchell_Ground Floor_G01F _ Corr. | NT-NT28-02-G01F | NT28-02-G01F-Corr. | North Terrace | NT | NT28 | Mitchell | 02 | Ground Floor | G01F | 99939 | Unusable Spaces | 99939 | Unusable Spaces | 19.13 | Corr. | 8 | Non Useable Floor Area Space Group | 805 | Non-usable - Circulation space |  | Unknown | 0.00 | NO
North Terrace_NT28-Mitchell_Ground Floor_G01G _ Waiting | NT-NT28-02-G01G | NT28-02-G01G-Waiting | North Terrace | NT | NT28 | Mitchell | 02 | Ground Floor | G01G | 99939 | Unusable Spaces | 99939 | Unusable Spaces | 12.87 | Waiting | 6 | General Facility Space Group | 623 | General Facility - Waiting Area/Foyer/Reception Area |  | Excellent | 3,593.30 | NO
North Terrace_NT28-Mitchell_Ground Floor_G02 _ Office | NT-NT28-02-G02 | NT28-02-G02-Office | North Terrace | NT | NT28 | Mitchell | 02 | Ground Floor | G02 | 859 | Infrastructure Office | 859 | Infrastructure | 18.72 | Office | 1 | Office Space Group | 108 | Office - Professional/General Staff |  | Excellent | 4,666.63 | NO
North Terrace_NT28-Mitchell_Ground Floor_G02A _ Office | NT-NT28-02-G02A | NT28-02-G02A-Office | North Terrace | NT | NT28 | Mitchell | 02 | Ground Floor | G02A | 615 | Office of the Provost | 615 | Office of the Provost | 34.19 | Office | 1 | Office Space Group | 108 | Office - Professional/General Staff |  | Excellent | 8,523.08 | NO
North Terrace_NT28-Mitchell_Ground Floor_G02B _ Safe | NT-NT28-02-G02B | NT28-02-G02B-Safe | North Terrace | NT | NT28 | Mitchell | 02 | Ground Floor | G02B | 615 | Office of the Provost | 615 | Office of the Provost | 5.08 | Safe | 4 | Ancillary Area Space Group | 419 | Ancillary Area - Store Room - Generic |  | Excellent | 1,114.41 | NO
North Terrace_NT28-Mitchell_Ground Floor_G03 _ WC - M | NT-NT28-02-G03 | NT28-02-G03-WC - M | North Terrace | NT | NT28 | Mitchell | 02 | Ground Floor | G03 | 620 | Office of the VC & President | 620 | Division of VC and President | 7.04 | WC - M | 8 | Non Useable Floor Area Space Group | 821 | Non-usable - Toilets/Amenities - Male |  | Adequate | 0.00 | NO
North Terrace_NT28-Mitchell_Ground Floor_G04 _ "Augustus Short Room" | NT-NT28-02-G04 | NT28-02-G04-"Augustus Short Room" | North Terrace | NT | NT28 | Mitchell | 02 | Ground Floor | G04 | 620 | Office of the VC & President | 620 | Division of VC and President | 81.16 | "Augustus Short Room" | 6 | General Facility Space Group | 601 | General Facility - Committee/Conference/Meeting room |  | Excellent | 22,659.87 | NO
North Terrace_NT28-Mitchell_Ground Floor_G05 _ A/L - M | NT-NT28-02-G05 | NT28-02-G05-A/L - M | North Terrace | NT | NT28 | Mitchell | 02 | Ground Floor | G05 | 99939 | Unusable Spaces | 99939 | Unusable Spaces | 7.57 | A/L - M | 8 | Non Useable Floor Area Space Group | 805 | Non-usable - Circulation space |  | Unknown | 0.00 | NO
North Terrace_NT28-Mitchell_Ground Floor_G05A _ Plantroom | NT-NT28-02-G05A | NT28-02-G05A-Plantroom | North Terrace | NT | NT28 | Mitchell | 02 | Ground Floor | G05A | 99939 | Unusable Spaces | 99939 | Unusable Spaces | 17.1 | Plantroom | 8 | Non Useable Floor Area Space Group | 811 | Non-usable - Plant room other |  | Unknown | 0.00 | NO
North Terrace_NT28-Mitchell_Ground Floor_G05B _ Plantroom | NT-NT28-02-G05B | NT28-02-G05B-Plantroom | North Terrace | NT | NT28 | Mitchell | 02 | Ground Floor | G05B | 99939 | Unusable Spaces | 99939 | Unusable Spaces | 10.82 | Plantroom | 8 | Non Useable Floor Area Space Group | 811 | Non-usable - Plant room other |  | Unknown | 0.00 | NO
North Terrace_NT28-Mitchell_Ground Floor_G05C _ Plantroom | NT-NT28-02-G05C | NT28-02-G05C-Plantroom | North Terrace | NT | NT28 | Mitchell | 02 | Ground Floor | G05C | 99939 | Unusable Spaces | 99939 | Unusable Spaces | 16.42 | Plantroom | 8 | Non Useable Floor Area Space Group | 811 | Non-usable - Plant room other |  | Unknown | 0.00 | NO
North Terrace_NT28-Mitchell_Ground Floor_G05D _ Plantroom | NT-NT28-02-G05D | NT28-02-G05D-Plantroom | North Terrace | NT | NT28 | Mitchell | 02 | Ground Floor | G05D | 99939 | Unusable Spaces | 99939 | Unusable Spaces | 17.1 | Plantroom | 8 | Non Useable Floor Area Space Group | 811 | Non-usable - Plant room other |  | Unknown | 0.00 | NO
North Terrace_NT28-Mitchell_Ground Floor_G05E _ Plantroom | NT-NT28-02-G05E | NT28-02-G05E-Plantroom | North Terrace | NT | NT28 | Mitchell | 02 | Ground Floor | G05E | 99939 | Unusable Spaces | 99939 | Unusable Spaces | 7.47 | Plantroom | 8 | Non Useable Floor Area Space Group | 811 | Non-usable - Plant room other |  | Unknown | 0.00 | NO
North Terrace_NT28-Mitchell_Ground Floor_G05F _ Plantroom | NT-NT28-02-G05F | NT28-02-G05F-Plantroom | North Terrace | NT | NT28 | Mitchell | 02 | Ground Floor | G05F | 99939 | Unusable Spaces | 99939 | Unusable Spaces | 9.33 | Plantroom | 8 | Non Useable Floor Area Space Group | 811 | Non-usable - Plant room other |  | Unknown | 0.00 | NO
North Terrace_NT28-Mitchell_Ground Floor_G05G _ WC - M | NT-NT28-02-G05G | NT28-02-G05G-WC - M | North Terrace | NT | NT28 | Mitchell | 02 | Ground Floor | G05G | 99939 | Unusable Spaces | 99939 | Unusable Spaces | 16.69 | WC - M | 8 | Non Useable Floor Area Space Group | 821 | Non-usable - Toilets/Amenities - Male |  | Adequate | 0.00 | NO
North Terrace_NT28-Mitchell_Ground Floor_G06 _ Cleaner | NT-NT28-02-G06 | NT28-02-G06-Cleaner | North Terrace | NT | NT28 | Mitchell | 02 | Ground Floor | G06 | 99939 | Unusable Spaces | 99939 | Unusable Spaces | 3.13 | Cleaner | 8 | Non Useable Floor Area Space Group | 806 | Non-usable - Cleaners room |  | Unknown | 0.00 | NO
North Terrace_NT28-Mitchell_Ground Floor_G06A _ WC - F | NT-NT28-02-G06A | NT28-02-G06A-WC - F | North Terrace | NT | NT28 | Mitchell | 02 | Ground Floor | G06A | 99939 | Unusable Spaces | 99939 | Unusable Spaces | 15.52 | WC - F | 8 | Non Useable Floor Area Space Group | 820 | Non-usable - Toilets/Amenities - Female |  | Unknown | 0.00 | NO
North Terrace_NT28-Mitchell_Ground Floor_G06B _ A/L - F | NT-NT28-02-G06B | NT28-02-G06B-A/L - F | North Terrace | NT | NT28 | Mitchell | 02 | Ground Floor | G06B | 99939 | Unusable Spaces | 99939 | Unusable Spaces | 3.33 | A/L - F | 8 | Non Useable Floor Area Space Group | 805 | Non-usable - Circulation space |  | Unknown | 0.00 | NO
North Terrace_NT28-Mitchell_Ground Floor_G07 _ Reception | NT-NT28-02-G07 | NT28-02-G07-Reception | North Terrace | NT | NT28 | Mitchell | 02 | Ground Floor | G07 | 814 | Legal and Risk | 814 | Legal and Risk | 13.89 | Reception | 6 | General Facility Space Group | 623 | General Facility - Waiting Area/Foyer/Reception Area |  | Adequate | 2,638.16 | NO
North Terrace_NT28-Mitchell_Ground Floor_G07A _ Open Office | NT-NT28-02-G07A | NT28-02-G07A-Open Office | North Terrace | NT | NT28 | Mitchell | 02 | Ground Floor | G07A | 814 | Legal and Risk | 814 | Legal and Risk | 29.1 | Open Office | 1 | Office Space Group | 108 | Office - Professional/General Staff |  | Adequate | 4,934.84 | NO
North Terrace_NT28-Mitchell_Ground Floor_G07B _ Office | NT-NT28-02-G07B | NT28-02-G07B-Office | North Terrace | NT | NT28 | Mitchell | 02 | Ground Floor | G07B | 814 | Legal and Risk | 814 | Legal and Risk | 12.39 | Office | 1 | Office Space Group | 108 | Office - Professional/General Staff |  | Adequate | 2,101.12 | NO
North Terrace_NT28-Mitchell_Ground Floor_G07C _ Office | NT-NT28-02-G07C | NT28-02-G07C-Office | North Terrace | NT | NT28 | Mitchell | 02 | Ground Floor | G07C | 814 | Legal and Risk | 814 | Legal and Risk | 11.52 | Office | 1 | Office Space Group | 108 | Office - Professional/General Staff |  | Adequate | 1,953.59 | NO
North Terrace_NT28-Mitchell_Ground Floor_G07D _ Office | NT-NT28-02-G07D | NT28-02-G07D-Office | North Terrace | NT | NT28 | Mitchell | 02 | Ground Floor | G07D | 814 | Legal and Risk | 814 | Legal and Risk | 12.24 | Office | 1 | Office Space Group | 108 | Office - Professional/General Staff |  | Adequate | 2,075.69 | NO
North Terrace_NT28-Mitchell_Ground Floor_G07E _ Office | NT-NT28-02-G07E | NT28-02-G07E-Office | North Terrace | NT | NT28 | Mitchell | 02 | Ground Floor | G07E | 814 | Legal and Risk | 814 | Legal and Risk | 11.9 | Office | 1 | Office Space Group | 108 | Office - Professional/General Staff |  | Adequate | 2,018.03 | NO
North Terrace_NT28-Mitchell_Ground Floor_G07F _ Store - Radioactive | NT-NT28-02-G07F | NT28-02-G07F-Store - Radioactive | North Terrace | NT | NT28 | Mitchell | 02 | Ground Floor | G07F | 99939 | Unusable Spaces | 99939 | Unusable Spaces | 0.94 | Store - Radioactive | 4 | Ancillary Area Space Group | 418 | Ancillary Area - Dangerous goods storage |  | Unknown | 0.00 | NO
North Terrace_NT28-Mitchell_Ground Floor_G08 _ Stair | NT-NT28-02-G08 | NT28-02-G08-Stair | North Terrace | NT | NT28 | Mitchell | 02 | Ground Floor | G08 | 99939 | Unusable Spaces | 99939 | Unusable Spaces | 5.53 | Stair | 8 | Non Useable Floor Area Space Group | 805 | Non-usable - Circulation space |  | Unknown | 0.00 | NO
North Terrace_NT28-Mitchell_Ground Floor_G09 _ Display | NT-NT28-02-G09 | NT28-02-G09-Display | North Terrace | NT | NT28 | Mitchell | 02 | Ground Floor | G09 | 620 | Office of the VC & President | 620 | Division of VC and President | 32.25 | Display | 4 | Ancillary Area Space Group | 406 | Ancillary Area - Display Area/ Museum/ Research Collection |  | Adequate | 4,812.74 | NO
North Terrace_NT28-Mitchell_Ground Floor_G09A _ Workroom | NT-NT28-02-G09A | NT28-02-G09A-Workroom | North Terrace | NT | NT28 | Mitchell | 02 | Ground Floor | G09A | 818 | Council Secretariat | 818 | Council Secretariat | 17.1 | Workroom | 6 | General Facility Space Group | 603 | General Facility - Resource room |  | Adequate | 3,247.84 | NO
North Terrace_NT28-Mitchell_Ground Floor_G09B _ Meeting | NT-NT28-02-G09B | NT28-02-G09B-Meeting | North Terrace | NT | NT28 | Mitchell | 02 | Ground Floor | G09B | 814 | Legal and Risk | 814 | Legal and Risk | 17.1 | Meeting | 6 | General Facility Space Group | 601 | General Facility - Committee/Conference/Meeting room |  | Adequate | 3,247.84 | NO
North Terrace_NT28-Mitchell_Ground Floor_G10 _ Waiting | NT-NT28-02-G10 | NT28-02-G10-Waiting | North Terrace | NT | NT28 | Mitchell | 02 | Ground Floor | G10 | 99939 | Unusable Spaces | 99939 | Unusable Spaces | 28.64 | Waiting | 6 | General Facility Space Group | 623 | General Facility - Waiting Area/Foyer/Reception Area |  | Excellent | 7,996.29 | NO
North Terrace_NT28-Mitchell_Ground Floor_G10A _ Office | NT-NT28-02-G10A | NT28-02-G10A-Office | North Terrace | NT | NT28 | Mitchell | 02 | Ground Floor | G10A | 818 | Council Secretariat | 818 | Council Secretariat | 15.41 | Office | 1 | Office Space Group | 108 | Office - Professional/General Staff |  | Excellent | 3,841.49 | NO
North Terrace_NT28-Mitchell_Ground Floor_G10B _ Office | NT-NT28-02-G10B | NT28-02-G10B-Office | North Terrace | NT | NT28 | Mitchell | 02 | Ground Floor | G10B | 818 | Council Secretariat | 818 | Council Secretariat | 12.06 | Office | 1 | Office Space Group | 108 | Office - Professional/General Staff |  | Excellent | 3,006.39 | NO
North Terrace_NT28-Mitchell_Ground Floor_G10C _ Entry - Old Optical Room | NT-NT28-02-G10C | NT28-02-G10C-Entry - Old Optical Room | North Terrace | NT | NT28 | Mitchell | 02 | Ground Floor | G10C | 99939 | Unusable Spaces | 99939 | Unusable Spaces | 1.32 | Entry - Old Optical Room | 8 | Non Useable Floor Area Space Group | 805 | Non-usable - Circulation space |  | Excellent | 0.00 | NO
North Terrace_NT28-Mitchell_Ground Floor_G10D _ Workstation | NT-NT28-02-G10D | NT28-02-G10D-Workstation | North Terrace | NT | NT28 | Mitchell | 02 | Ground Floor | G10D | 814 | Legal and Risk | 814 | Legal and Risk | 11.2 | Workstation | 1 | Office Space Group | 116 | Open Plan - Professional/General Staff |  | Excellent | 2,792.00 | NO
North Terrace_NT28-Mitchell_Ground Floor_G10E _ Workstation | NT-NT28-02-G10E | NT28-02-G10E-Workstation | North Terrace | NT | NT28 | Mitchell | 02 | Ground Floor | G10E | 814 | Legal and Risk | 814 | Legal and Risk | 12.52 | Workstation | 1 | Office Space Group | 116 | Open Plan - Professional/General Staff |  | Excellent | 3,121.06 | NO
North Terrace_NT28-Mitchell_Ground Floor_G10F _ Workstation | NT-NT28-02-G10F | NT28-02-G10F-Workstation | North Terrace | NT | NT28 | Mitchell | 02 | Ground Floor | G10F | 814 | Legal and Risk | 814 | Legal and Risk | 10.21 | Workstation | 1 | Office Space Group | 116 | Open Plan - Professional/General Staff |  | Excellent | 2,545.21 | NO
North Terrace_NT28-Mitchell_Ground Floor_G10G _ Utility | NT-NT28-02-G10G | NT28-02-G10G-Utility | North Terrace | NT | NT28 | Mitchell | 02 | Ground Floor | G10G | 818 | Council Secretariat | 818 | Council Secretariat | 12.72 | Utility | 6 | General Facility Space Group | 603 | General Facility - Resource room |  | Excellent | 3,551.42 | NO
North Terrace_NT28-Mitchell_Ground Floor_G10H _ Workstation | NT-NT28-02-G10H | NT28-02-G10H-Workstation | North Terrace | NT | NT28 | Mitchell | 02 | Ground Floor | G10H | 818 | Council Secretariat | 818 | Council Secretariat | 7.09 | Workstation | 1 | Office Space Group | 116 | Open Plan - Professional/General Staff |  | Excellent | 1,767.44 | NO
North Terrace_NT28-Mitchell_Ground Floor_G10I _ Workstation | NT-NT28-02-G10I | NT28-02-G10I-Workstation | North Terrace | NT | NT28 | Mitchell | 02 | Ground Floor | G10I | 818 | Council Secretariat | 818 | Council Secretariat | 5.89 | Workstation | 1 | Office Space Group | 116 | Open Plan - Professional/General Staff |  | Excellent | 1,468.29 | NO
North Terrace_NT28-Mitchell_Ground Floor_G10J _ Workstation | NT-NT28-02-G10J | NT28-02-G10J-Workstation | North Terrace | NT | NT28 | Mitchell | 02 | Ground Floor | G10J | 818 | Council Secretariat | 818 | Council Secretariat | 5.4 | Workstation | 1 | Office Space Group | 116 | Open Plan - Professional/General Staff |  | Excellent | 1,346.14 | NO
North Terrace_NT28-Mitchell_Ground Floor_G10K _ Workstation | NT-NT28-02-G10K | NT28-02-G10K-Workstation | North Terrace | NT | NT28 | Mitchell | 02 | Ground Floor | G10K | 818 | Council Secretariat | 818 | Council Secretariat | 6.17 | Workstation | 1 | Office Space Group | 116 | Open Plan - Professional/General Staff |  | Excellent | 1,538.09 | NO
North Terrace_NT28-Mitchell_Ground Floor_G10M _ Riser | NT-NT28-02-G10M | NT28-02-G10M-Riser | North Terrace | NT | NT28 | Mitchell | 02 | Ground Floor | G10M | 99939 | Unusable Spaces | 99939 | Unusable Spaces | 0.3 | Riser | 8 | Non Useable Floor Area Space Group | 840 | Non-usable - Service riser |  | Unknown | 0.00 | NO
North Terrace_NT28-Mitchell_Ground Floor_G11 _ Copier Room | NT-NT28-02-G11 | NT28-02-G11-Copier Room | North Terrace | NT | NT28 | Mitchell | 02 | Ground Floor | G11 | 620 | Office of the VC & President | 620 | Division of VC and President | 9.02 | Copier Room | 6 | General Facility Space Group | 603 | General Facility - Resource room |  | Adequate | 1,713.19 | NO
North Terrace_NT28-Mitchell_Ground Floor_G12 _ Office | NT-NT28-02-G12 | NT28-02-G12-Office | North Terrace | NT | NT28 | Mitchell | 02 | Ground Floor | G12 | 818 | Council Secretariat | 818 | Council Secretariat | 47.34 | Office | 1 | Office Space Group | 108 | Office - Professional/General Staff |  | Excellent | 11,801.19 | NO
North Terrace_NT28-Mitchell_Ground Floor_G13 _ Tea Room - shared | NT-NT28-02-G13 | NT28-02-G13-Tea Room - shared | North Terrace | NT | NT28 | Mitchell | 02 | Ground Floor | G13 | 818 | Council Secretariat | 818 | Council Secretariat | 8.14 | Tea Room - shared | 6 | General Facility Space Group | 608 | General Facility - Kitchen/Servery/Food Storage |  | Adequate | 1,546.05 | NO
North Terrace_NT28-Mitchell_Ground Floor_G13A _ Plantroom | NT-NT28-02-G13A | NT28-02-G13A-Plantroom | North Terrace | NT | NT28 | Mitchell | 02 | Ground Floor | G13A | 99939 | Unusable Spaces | 99939 | Unusable Spaces | 6.72 | Plantroom | 8 | Non Useable Floor Area Space Group | 811 | Non-usable - Plant room other |  | Unknown | 0.00 | NO
North Terrace_NT28-Mitchell_Ground Floor_G14 _ Office - VC | NT-NT28-02-G14 | NT28-02-G14-Office - VC | North Terrace | NT | NT28 | Mitchell | 02 | Ground Floor | G14 | 620 | Office of the VC & President | 620 | Division of VC and President | 32.92 | Office - VC | 1 | Office Space Group | 108 | Office - Professional/General Staff |  | Excellent | 8,206.49 | NO
North Terrace_NT28-Mitchell_Ground Floor_G14A _ Office - Open Plan | NT-NT28-02-G14A | NT28-02-G14A-Office - Open Plan | North Terrace | NT | NT28 | Mitchell | 02 | Ground Floor | G14A | 620 | Office of the VC & President | 620 | Division of VC and President | 18.96 | Office - Open Plan | 1 | Office Space Group | 116 | Open Plan - Professional/General Staff |  | Excellent | 4,726.46 | NO
North Terrace_NT28-Mitchell_Ground Floor_G14C _ Meeting / Lounge | NT-NT28-02-G14C | NT28-02-G14C-Meeting / Lounge | North Terrace | NT | NT28 | Mitchell | 02 | Ground Floor | G14C | 620 | Office of the VC & President | 620 | Division of VC and President | 22.52 | Meeting / Lounge | 6 | General Facility Space Group | 601 | General Facility - Committee/Conference/Meeting room |  | Excellent | 6,287.58 | NO
North Terrace_NT28-Mitchell_Ground Floor_G14D _ Safe | NT-NT28-02-G14D | NT28-02-G14D-Safe | North Terrace | NT | NT28 | Mitchell | 02 | Ground Floor | G14D | 620 | Office of the VC & President | 620 | Division of VC and President | 5.15 | Safe | 4 | Ancillary Area Space Group | 419 | Ancillary Area - Store Room - Generic |  | Excellent | 1,129.76 | NO
North Terrace_NT28-Mitchell_Ground Floor_G15 _ Stair | NT-NT28-02-G15 | NT28-02-G15-Stair | North Terrace | NT | NT28 | Mitchell | 02 | Ground Floor | G15 | 99939 | Unusable Spaces | 99939 | Unusable Spaces | 5.05 | Stair | 8 | Non Useable Floor Area Space Group | 805 | Non-usable - Circulation space |  | Unknown | 0.00 | NO
North Terrace_NT28-Mitchell_Ground Floor_G16 _ Link | NT-NT28-02-G16 | NT28-02-G16-Link | North Terrace | NT | NT28 | Mitchell | 02 | Ground Floor | G16 | 620 | Office of the VC & President | 620 | Division of VC and President | 6.94 | Link | 1 | Office Space Group | 100 | Office - Specific type not defined |  | Excellent | 1,730.04 | NO
North Terrace_NT28-Mitchell_Ground Floor_G17 _ Office | NT-NT28-02-G17 | NT28-02-G17-Office | North Terrace | NT | NT28 | Mitchell | 02 | Ground Floor | G17 | 620 | Office of the VC & President | 620 | Division of VC and President | 27.97 | Office | 1 | Office Space Group | 108 | Office - Professional/General Staff |  | Excellent | 6,972.52 | NO
North Terrace_NT28-Mitchell_Ground Floor_G18 _ Workstation | NT-NT28-02-G18 | NT28-02-G18-Workstation | North Terrace | NT | NT28 | Mitchell | 02 | Ground Floor | G18 | 620 | Office of the VC & President | 620 | Division of VC and President | 12.73 | Workstation | 1 | Office Space Group | 116 | Open Plan - Professional/General Staff |  | Excellent | 3,173.41 | NO
North Terrace_NT28-Mitchell_Ground Floor_G18A _ Workstation | NT-NT28-02-G18A | NT28-02-G18A-Workstation | North Terrace | NT | NT28 | Mitchell | 02 | Ground Floor | G18A | 620 | Office of the VC & President | 620 | Division of VC and President | 7.5 | Workstation | 1 | Office Space Group | 116 | Open Plan - Professional/General Staff |  | Excellent | 1,869.64 | NO
North Terrace_NT28-Mitchell_Ground Floor_G18B _ Workstation | NT-NT28-02-G18B | NT28-02-G18B-Workstation | North Terrace | NT | NT28 | Mitchell | 02 | Ground Floor | G18B | 620 | Office of the VC & President | 620 | Division of VC and President | 7.91 | Workstation | 1 | Office Space Group | 116 | Open Plan - Professional/General Staff |  | Excellent | 1,971.85 | NO
North Terrace_NT28-Mitchell_First Floor_101 _ Stair | NT-NT28-03-101 | NT28-03-101-Stair | North Terrace | NT | NT28 | Mitchell | 03 | First Floor | 101 | 99939 | Unusable Spaces | 99939 | Unusable Spaces | 17.79 | Stair | 8 | Non Useable Floor Area Space Group | 805 | Non-usable - Circulation space |  | Unknown | 0.00 | NO
North Terrace_NT28-Mitchell_First Floor_102 _ Stair | NT-NT28-03-102 | NT28-03-102-Stair | North Terrace | NT | NT28 | Mitchell | 03 | First Floor | 102 | 99939 | Unusable Spaces | 99939 | Unusable Spaces | 17.51 | Stair | 8 | Non Useable Floor Area Space Group | 805 | Non-usable - Circulation space |  | Unknown | 0.00 | NO
North Terrace_NT28-Mitchell_First Floor_103 _ Foyer | NT-NT28-03-103 | NT28-03-103-Foyer | North Terrace | NT | NT28 | Mitchell | 03 | First Floor | 103 | 99939 | Unusable Spaces | 99939 | Unusable Spaces | 25.01 | Foyer | 8 | Non Useable Floor Area Space Group | 805 | Non-usable - Circulation space |  | Excellent | 0.00 | NO
North Terrace_NT28-Mitchell_First Floor_103A _ Foyer | NT-NT28-03-103A | NT28-03-103A-Foyer | North Terrace | NT | NT28 | Mitchell | 03 | First Floor | 103A | 99939 | Unusable Spaces | 99939 | Unusable Spaces | 35.75 | Foyer | 8 | Non Useable Floor Area Space Group | 805 | Non-usable - Circulation space |  | Unknown | 0.00 | NO
North Terrace_NT28-Mitchell_First Floor_103C _ Corr. | NT-NT28-03-103C | NT28-03-103C-Corr. | North Terrace | NT | NT28 | Mitchell | 03 | First Floor | 103C | 99939 | Unusable Spaces | 99939 | Unusable Spaces | 46.37 | Corr. | 8 | Non Useable Floor Area Space Group | 805 | Non-usable - Circulation space |  | Unknown | 0.00 | NO
North Terrace_NT28-Mitchell_First Floor_104 _ "Henry Basten Room" | NT-NT28-03-104 | NT28-03-104-"Henry Basten Room" | North Terrace | NT | NT28 | Mitchell | 03 | First Floor | 104 | 99998 | Central Common Teaching Areas (In Use) | 952 | Corporate Services Division Admin | 92.58 | "Henry Basten Room" | 6 | General Facility Space Group | 601 | General Facility - Committee/Conference/Meeting room |  | Barely Adequate | 16,880.55 | NO
North Terrace_NT28-Mitchell_First Floor_106 _ "Edgeloe Room" | NT-NT28-03-106 | NT28-03-106-"Edgeloe Room" | North Terrace | NT | NT28 | Mitchell | 03 | First Floor | 106 | 99998 | Central Common Teaching Areas (In Use) | 952 | Corporate Services Division Admin | 90.38 | "Edgeloe Room" | 6 | General Facility Space Group | 601 | General Facility - Committee/Conference/Meeting room |  | Good | 21,457.57 | NO
North Terrace_NT28-Mitchell_First Floor_107 _ Reception | NT-NT28-03-107 | NT28-03-107-Reception | North Terrace | NT | NT28 | Mitchell | 03 | First Floor | 107 | 711 | Office of the DVC & VP (R) | 711 | Office of the DVCR | 17.25 | Reception | 6 | General Facility Space Group | 623 | General Facility - Waiting Area/Foyer/Reception Area |  | Adequate | 3,276.33 | NO
North Terrace_NT28-Mitchell_First Floor_108 _ Office | NT-NT28-03-108 | NT28-03-108-Office | North Terrace | NT | NT28 | Mitchell | 03 | First Floor | 108 | 711 | Office of the DVC & VP (R) | 711 | Office of the DVCR | 25.23 | Office | 1 | Office Space Group | 108 | Office - Professional/General Staff |  | Adequate | 4,278.56 | NO
North Terrace_NT28-Mitchell_First Floor_109 _ Foyer | NT-NT28-03-109 | NT28-03-109-Foyer | North Terrace | NT | NT28 | Mitchell | 03 | First Floor | 109 | 99939 | Unusable Spaces | 99939 | Unusable Spaces | 19.13 | Foyer | 8 | Non Useable Floor Area Space Group | 805 | Non-usable - Circulation space |  | Unknown | 0.00 | NO
North Terrace_NT28-Mitchell_First Floor_109A _ Office | NT-NT28-03-109A | NT28-03-109A-Office | North Terrace | NT | NT28 | Mitchell | 03 | First Floor | 109A | 711 | Office of the DVC & VP (R) | 711 | Office of the DVCR | 16.46 | Office | 1 | Office Space Group | 108 | Office - Professional/General Staff |  | Adequate | 2,791.32 | NO
North Terrace_NT28-Mitchell_First Floor_110 _ Corr. | NT-NT28-03-110 | NT28-03-110-Corr. | North Terrace | NT | NT28 | Mitchell | 03 | First Floor | 110 | 99939 | Unusable Spaces | 99939 | Unusable Spaces | 16.81 | Corr. | 8 | Non Useable Floor Area Space Group | 805 | Non-usable - Circulation space |  | Unknown | 0.00 | NO
North Terrace_NT28-Mitchell_First Floor_110A _ Corr. | NT-NT28-03-110A | NT28-03-110A-Corr. | North Terrace | NT | NT28 | Mitchell | 03 | First Floor | 110A | 99939 | Unusable Spaces | 99939 | Unusable Spaces | 31.85 | Corr. | 8 | Non Useable Floor Area Space Group | 805 | Non-usable - Circulation space |  | Unknown | 0.00 | NO
North Terrace_NT28-Mitchell_First Floor_110D _ Plantroom | NT-NT28-03-110D | NT28-03-110D-Plantroom | North Terrace | NT | NT28 | Mitchell | 03 | First Floor | 110D | 99939 | Unusable Spaces | 99939 | Unusable Spaces | 5.21 | Plantroom | 8 | Non Useable Floor Area Space Group | 811 | Non-usable - Plant room other |  | Unknown | 0.00 | NO
North Terrace_NT28-Mitchell_First Floor_111 _ Office | NT-NT28-03-111 | NT28-03-111-Office | North Terrace | NT | NT28 | Mitchell | 03 | First Floor | 111 | 711 | Office of the DVC & VP (R) | 711 | Office of the DVCR | 18.75 | Office | 1 | Office Space Group | 108 | Office - Professional/General Staff |  | Adequate | 3,179.67 | NO
North Terrace_NT28-Mitchell_First Floor_112 _ Office | NT-NT28-03-112 | NT28-03-112-Office | North Terrace | NT | NT28 | Mitchell | 03 | First Floor | 112 | 711 | Office of the DVC & VP (R) | 711 | Office of the DVCR | 14.05 | Office | 1 | Office Space Group | 108 | Office - Professional/General Staff |  | Adequate | 2,382.63 | NO
North Terrace_NT28-Mitchell_First Floor_113 _ Office | NT-NT28-03-113 | NT28-03-113-Office | North Terrace | NT | NT28 | Mitchell | 03 | First Floor | 113 | 711 | Office of the DVC & VP (R) | 711 | Office of the DVCR | 14.58 | Office | 1 | Office Space Group | 108 | Office - Professional/General Staff |  | Adequate | 2,472.51 | NO
North Terrace_NT28-Mitchell_First Floor_114 _ Office | NT-NT28-03-114 | NT28-03-114-Office | North Terrace | NT | NT28 | Mitchell | 03 | First Floor | 114 | 711 | Office of the DVC & VP (R) | 711 | Office of the DVCR | 41.59 | Office | 1 | Office Space Group | 108 | Office - Professional/General Staff |  | Adequate | 7,052.92 | NO
North Terrace_NT28-Mitchell_First Floor_117 _ Foyer | NT-NT28-03-117 | NT28-03-117-Foyer | North Terrace | NT | NT28 | Mitchell | 03 | First Floor | 117 | 99939 | Unusable Spaces | 99939 | Unusable Spaces | 25.98 | Foyer | 8 | Non Useable Floor Area Space Group | 805 | Non-usable - Circulation space |  | Excellent | 0.00 | NO
North Terrace_NT28-Mitchell_First Floor_118 _ Stair | NT-NT28-03-118 | NT28-03-118-Stair | North Terrace | NT | NT28 | Mitchell | 03 | First Floor | 118 | 99939 | Unusable Spaces | 99939 | Unusable Spaces | 5.39 | Stair | 8 | Non Useable Floor Area Space Group | 805 | Non-usable - Circulation space |  | Unknown | 0.00 | NO
North Terrace_NT28-Mitchell_First Floor_118D _ void - mezzanine | NT-NT28-03-118D | NT28-03-118D-void - mezzanine | North Terrace | NT | NT28 | Mitchell | 03 | First Floor | 118D | 99939 | Unusable Spaces | 99939 | Unusable Spaces | 9.92 | void - mezzanine | 8 | Non Useable Floor Area Space Group | 800 | Non-usable - Specific type not defined |  | Unknown | 0.00 | NO
North Terrace_NT28-Mitchell_First Floor_119 _ Stair - Mezzanine | NT-NT28-03-119 | NT28-03-119-Stair - Mezzanine | North Terrace | NT | NT28 | Mitchell | 03 | First Floor | 119 | 99939 | Unusable Spaces | 99939 | Unusable Spaces | 12 | Stair - Mezzanine | 8 | Non Useable Floor Area Space Group | 805 | Non-usable - Circulation space |  | Unknown | 0.00 | NO
North Terrace_NT28-Mitchell_First Floor_120 _ Meeting - Underloft | NT-NT28-03-120 | NT28-03-120-Meeting - Underloft | North Terrace | NT | NT28 | Mitchell | 03 | First Floor | 120 | 859 | Infrastructure Office | 859 | Infrastructure | 19.75 | Meeting - Underloft | 6 | General Facility Space Group | 601 | General Facility - Committee/Conference/Meeting room |  | Excellent | 5,514.20 | NO
North Terrace_NT28-Mitchell_First Floor_120A _ Tea Room - shared | NT-NT28-03-120A | NT28-03-120A-Tea Room - shared | North Terrace | NT | NT28 | Mitchell | 03 | First Floor | 120A | 805 | Office of the COO | 805 | Office of the COO | 15.72 | Tea Room - shared | 6 | General Facility Space Group | 608 | General Facility - Kitchen/Servery/Food Storage |  | Excellent | 4,389.02 | NO
North Terrace_NT28-Mitchell_First Floor_120D _ Radio-active Riser | NT-NT28-03-120D | NT28-03-120D-Radio-active Riser | North Terrace | NT | NT28 | Mitchell | 03 | First Floor | 120D | 99939 | Unusable Spaces | 99939 | Unusable Spaces | 0.65 | Radio-active Riser | 8 | Non Useable Floor Area Space Group | 840 | Non-usable - Service riser |  | Unknown | 0.00 | NO
North Terrace_NT28-Mitchell_First Floor_121 _ Light Well | NT-NT28-03-121 | NT28-03-121-Light Well | North Terrace | NT | NT28 | Mitchell | 03 | First Floor | 121 | 99939 | Unusable Spaces | 99939 | Unusable Spaces | 13.74 | Light Well | 8 | Non Useable Floor Area Space Group | 820 | Non-usable - Toilets/Amenities - Female |  | Excellent | 0.00 | NO
North Terrace_NT28-Mitchell_First Floor_121A _ WC | NT-NT28-03-121A | NT28-03-121A-WC | North Terrace | NT | NT28 | Mitchell | 03 | First Floor | 121A | 99939 | Unusable Spaces | 99939 | Unusable Spaces | 3.21 | WC | 8 | Non Useable Floor Area Space Group | 822 | Non-usable - Toilets/Amenities - Unisex |  | Unknown | 0.00 | NO
North Terrace_NT28-Mitchell_First Floor_122 _ Foyer | NT-NT28-03-122 | NT28-03-122-Foyer | North Terrace | NT | NT28 | Mitchell | 03 | First Floor | 122 | 99939 | Unusable Spaces | 99939 | Unusable Spaces | 8.08 | Foyer | 8 | Non Useable Floor Area Space Group | 805 | Non-usable - Circulation space |  | Excellent | 0.00 | NO
North Terrace_NT28-Mitchell_First Floor_123 _ Photocopy | NT-NT28-03-123 | NT28-03-123-Photocopy | North Terrace | NT | NT28 | Mitchell | 03 | First Floor | 123 | 805 | Office of the COO | 805 | Office of the COO | 26.26 | Photocopy | 6 | General Facility Space Group | 603 | General Facility - Resource room |  | Excellent | 7,331.79 | NO
North Terrace_NT28-Mitchell_First Floor_125 _ Office - Open Plan | NT-NT28-03-125 | NT28-03-125-Office - Open Plan | North Terrace | NT | NT28 | Mitchell | 03 | First Floor | 125 | 805 | Office of the COO | 805 | Office of the COO | 23.96 | Office - Open Plan | 1 | Office Space Group | 111 | Open Plan - Specific type not defined |  | Excellent | 5,972.89 | NO
North Terrace_NT28-Mitchell_First Floor_125A _ Workstation | NT-NT28-03-125A | NT28-03-125A-Workstation | North Terrace | NT | NT28 | Mitchell | 03 | First Floor | 125A | 805 | Office of the COO | 805 | Office of the COO | 4.94 | Workstation | 1 | Office Space Group | 116 | Open Plan - Professional/General Staff |  | Excellent | 1,231.47 | NO
North Terrace_NT28-Mitchell_First Floor_125B _ Meeting - Open Plan | NT-NT28-03-125B | NT28-03-125B-Meeting - Open Plan | North Terrace | NT | NT28 | Mitchell | 03 | First Floor | 125B | 805 | Office of the COO | 805 | Office of the COO | 12 | Meeting - Open Plan | 6 | General Facility Space Group | 601 | General Facility - Committee/Conference/Meeting room |  | Excellent | 3,350.40 | NO
North Terrace_NT28-Mitchell_First Floor_125C _ Informal Work | NT-NT28-03-125C | NT28-03-125C-Informal Work | North Terrace | NT | NT28 | Mitchell | 03 | First Floor | 125C | 805 | Office of the COO | 805 | Office of the COO | 8.07 | Informal Work | 1 | Office Space Group | 119 | Informal Work Space |  | Excellent | 2,011.74 | NO
North Terrace_NT28-Mitchell_First Floor_126 _ Office | NT-NT28-03-126 | NT28-03-126-Office | North Terrace | NT | NT28 | Mitchell | 03 | First Floor | 126 | 805 | Office of the COO | 805 | Office of the COO | 16.91 | Office | 1 | Office Space Group | 108 | Office - Professional/General Staff |  | Excellent | 4,215.42 | NO
North Terrace_NT28-Mitchell_First Floor_127 _ Office | NT-NT28-03-127 | NT28-03-127-Office | North Terrace | NT | NT28 | Mitchell | 03 | First Floor | 127 | 805 | Office of the COO | 805 | Office of the COO | 22.87 | Office | 1 | Office Space Group | 108 | Office - Professional/General Staff |  | Excellent | 5,701.17 | NO
North Terrace_NT28-Mitchell_First Floor_128 _ Reception | NT-NT28-03-128 | NT28-03-128-Reception | North Terrace | NT | NT28 | Mitchell | 03 | First Floor | 128 | 805 | Office of the COO | 805 | Office of the COO | 27.93 | Reception | 6 | General Facility Space Group | 623 | General Facility - Waiting Area/Foyer/Reception Area |  | Excellent | 7,798.06 | NO
North Terrace_NT28-Mitchell_First Floor_129 _ Office | NT-NT28-03-129 | NT28-03-129-Office | North Terrace | NT | NT28 | Mitchell | 03 | First Floor | 129 | 805 | Office of the COO | 805 | Office of the COO | 18.04 | Office | 1 | Office Space Group | 108 | Office - Professional/General Staff |  | Excellent | 4,497.11 | NO
North Terrace_NT28-Mitchell_First Floor_129A _ Office | NT-NT28-03-129A | NT28-03-129A-Office | North Terrace | NT | NT28 | Mitchell | 03 | First Floor | 129A | 805 | Office of the COO | 805 | Office of the COO | 14.48 | Office | 1 | Office Space Group | 108 | Office - Professional/General Staff |  | Excellent | 3,609.66 | NO
North Terrace_NT28-Mitchell_First Floor_130 _ Office | NT-NT28-03-130 | NT28-03-130-Office | North Terrace | NT | NT28 | Mitchell | 03 | First Floor | 130 | 711 | Office of the DVC & VP (R) | 711 | Office of the DVCR | 17.06 | Office | 1 | Office Space Group | 108 | Office - Professional/General Staff |  | Excellent | 4,252.81 | NO
North Terrace_NT28-Mitchell_First Floor_131 _ Office | NT-NT28-03-131 | NT28-03-131-Office | North Terrace | NT | NT28 | Mitchell | 03 | First Floor | 131 | 711 | Office of the DVC & VP (R) | 711 | Office of the DVCR | 22.38 | Office | 1 | Office Space Group | 108 | Office - Professional/General Staff |  | Excellent | 5,579.01 | NO
North Terrace_NT28-Mitchell_First Floor_132 _ Office | NT-NT28-03-132 | NT28-03-132-Office | North Terrace | NT | NT28 | Mitchell | 03 | First Floor | 132 | 711 | Office of the DVC & VP (R) | 711 | Office of the DVCR | 15.81 | Office | 1 | Office Space Group | 108 | Office - Professional/General Staff |  | Excellent | 3,941.21 | NO
North Terrace_NT28-Mitchell_First Floor_G15 _ Stair | NT-NT28-03-G15 | NT28-03-G15-Stair | North Terrace | NT | NT28 | Mitchell | 03 | First Floor | G15 | 99939 | Unusable Spaces | 99939 | Unusable Spaces | 13.95 | Stair | 8 | Non Useable Floor Area Space Group | 805 | Non-usable - Circulation space |  | Unknown | 0.00 | NO
North Terrace_NT28-Mitchell_First Floor Mezzanine_120 _ Stair to Mezzanine | NT-NT28-04-120 | NT28-04-120-Stair to Mezzanine | North Terrace | NT | NT28 | Mitchell | 04 | First Floor Mezzanine | 120 | 99939 | Unusable Spaces | 99939 | Unusable Spaces | 7.55 | Stair to Mezzanine | 8 | Non Useable Floor Area Space Group | 805 | Non-usable - Circulation space |  | Unknown | 0.00 | NO
North Terrace_NT28-Mitchell_First Floor Mezzanine_M1 _ "The Loft Meeting Room" | NT-NT28-04-M1 | NT28-04-M1-"The Loft Meeting Room" | North Terrace | NT | NT28 | Mitchell | 04 | First Floor Mezzanine | M1 | 859 | Infrastructure Office | 859 | Infrastructure | 74.34 | "The Loft Meeting Room" | 6 | General Facility Space Group | 601 | General Facility - Committee/Conference/Meeting room |  | Excellent | 20,755.73 | NO
North Terrace_NT28-Mitchell_Roof_R.01 _ Plant Platform (UCA) | NT-NT28-05-R.01 | NT28-05-R.01-Plant Platform (UCA) | North Terrace | NT | NT28 | Mitchell | 05 | Roof | R.01 | 99939 | Unusable Spaces | 99939 | Unusable Spaces | 5.44 | Plant Platform (UCA) | 8 | Non Useable Floor Area Space Group | 810 | Non-usable - Mechanical plant room |  | Unknown | 0.00 | NO
North Terrace_NT28-Mitchell_Roof_R.02 _ Plant Platform (UCA) | NT-NT28-05-R.02 | NT28-05-R.02-Plant Platform (UCA) | North Terrace | NT | NT28 | Mitchell | 05 | Roof | R.02 | 99939 | Unusable Spaces | 99939 | Unusable Spaces | 5.44 | Plant Platform (UCA) | 8 | Non Useable Floor Area Space Group | 810 | Non-usable - Mechanical plant room |  | Unknown | 0.00 | NO
North Terrace_NT28-Mitchell_Roof_R.03 _ Roof / Plant Access (NUFA) | NT-NT28-05-R.03 | NT28-05-R.03-Roof / Plant Access (NUFA) | North Terrace | NT | NT28 | Mitchell | 05 | Roof | R.03 | 99939 | Unusable Spaces | 99939 | Unusable Spaces | 10.13 | Roof / Plant Access (NUFA) | 8 | Non Useable Floor Area Space Group | 805 | Non-usable - Circulation space |  | Unknown | 0.00 | NO
North Terrace_NT28-Mitchell_Roof_R.04 _ Roof / Plant Access (NUFA) | NT-NT28-05-R.04 | NT28-05-R.04-Roof / Plant Access (NUFA) | North Terrace | NT | NT28 | Mitchell | 05 | Roof | R.04 | 99939 | Unusable Spaces | 99939 | Unusable Spaces | 10.44 | Roof / Plant Access (NUFA) | 8 | Non Useable Floor Area Space Group | 805 | Non-usable - Circulation space |  | Unknown | 0.00 | NO
North Terrace_NT29-Mawson_Basement_B01 _ Corr. | NT-NT29-01-B01 | NT29-01-B01-Corr. | North Terrace | NT | NT29 | Mawson | 01 | Basement | B01 | 99939 | Unusable Spaces | 99939 | Unusable Spaces | 127.54 | Corr. | 8 | Non Useable Floor Area Space Group | 805 | Non-usable - Circulation space |  | Unknown | 0.00 | NO
North Terrace_NT29-Mawson_Basement_B01A _ Corr. | NT-NT29-01-B01A | NT29-01-B01A-Corr. | North Terrace | NT | NT29 | Mawson | 01 | Basement | B01A | 99939 | Unusable Spaces | 99939 | Unusable Spaces | 8.77 | Corr. | 8 | Non Useable Floor Area Space Group | 805 | Non-usable - Circulation space |  | Unknown | 0.00 | NO
North Terrace_NT29-Mawson_Basement_B01B _ Corr. | NT-NT29-01-B01B | NT29-01-B01B-Corr. | North Terrace | NT | NT29 | Mawson | 01 | Basement | B01B | 99939 | Unusable Spaces | 99939 | Unusable Spaces | 8.91 | Corr. | 8 | Non Useable Floor Area Space Group | 805 | Non-usable - Circulation space |  | Unknown | 0.00 | NO
North Terrace_NT29-Mawson_Basement_B02 _ Store | NT-NT29-01-B02 | NT29-01-B02-Store | North Terrace | NT | NT29 | Mawson | 01 | Basement | B02 | 284 | School of Physical Sciences | 284 | School of Physical Sciences | 10.19 | Store | 4 | Ancillary Area Space Group | 419 | Ancillary Area - Store Room - Generic |  | Barely Adequate | 1,459.85 | NO
North Terrace_NT29-Mawson_Basement_B03 _ Storage Room | NT-NT29-01-B03 | NT29-01-B03-Storage Room | North Terrace | NT | NT29 | Mawson | 01 | Basement | B03 | 285 | School of Biological Sciences | 285 | School of Biological Sciences | 41.92 | Storage Room | 4 | Ancillary Area Space Group | 419 | Ancillary Area - Store Room - Generic |  | Adequate | 6,255.82 | NO
North Terrace_NT29-Mawson_Basement_B04 _ Office - Staff | NT-NT29-01-B04 | NT29-01-B04-Office - Staff | North Terrace | NT | NT29 | Mawson | 01 | Basement | B04 | 284 | School of Physical Sciences | 284 | School of Physical Sciences | 23.82 | Office - Staff | 1 | Office Space Group | 101 | Office - Academic Staff |  | Barely Adequate | 3,877.87 | NO
North Terrace_NT29-Mawson_Basement_B05 _ Office - Staff | NT-NT29-01-B05 | NT29-01-B05-Office - Staff | North Terrace | NT | NT29 | Mawson | 01 | Basement | B05 | 284 | School of Physical Sciences | 284 | School of Physical Sciences | 34.86 | Office - Staff | 1 | Office Space Group | 101 | Office - Academic Staff |  | Barely Adequate | 5,675.17 | NO
North Terrace_NT29-Mawson_Basement_B06 _ Store | NT-NT29-01-B06 | NT29-01-B06-Store | North Terrace | NT | NT29 | Mawson | 01 | Basement | B06 | 284 | School of Physical Sciences | 284 | School of Physical Sciences | 15 | Store | 4 | Ancillary Area Space Group | 419 | Ancillary Area - Store Room - Generic |  | Barely Adequate | 2,148.94 | NO
North Terrace_NT29-Mawson_Basement_B07 _ Microscope Laboratory | NT-NT29-01-B07 | NT29-01-B07-Microscope Laboratory | North Terrace | NT | NT29 | Mawson | 01 | Basement | B07 | 284 | School of Physical Sciences | 284 | School of Physical Sciences | 21.58 | Microscope Laboratory | 3 | Specialist Teaching or Research Space Group | 300 | Laboratory - Specialist teaching and research - type not defined |  | Barely Adequate | 4,672.56 | NO
North Terrace_NT29-Mawson_Basement_B08 _ Office - Staff | NT-NT29-01-B08 | NT29-01-B08-Office - Staff | North Terrace | NT | NT29 | Mawson | 01 | Basement | B08 | 284 | School of Physical Sciences | 284 | School of Physical Sciences | 27.81 | Office - Staff | 1 | Office Space Group | 101 | Office - Academic Staff |  | Barely Adequate | 4,527.44 | NO
North Terrace_NT29-Mawson_Basement_B09 _ Office - Student | NT-NT29-01-B09 | NT29-01-B09-Office - Student | North Terrace | NT | NT29 | Mawson | 01 | Basement | B09 | 284 | School of Physical Sciences | 284 | School of Physical Sciences | 84.31 | Office - Student | 1 | Office Space Group | 103 | Office - Research Students |  | Barely Adequate | 13,725.57 | NO
North Terrace_NT29-Mawson_Basement_B10 _ Corr. | NT-NT29-01-B10 | NT29-01-B10-Corr. | North Terrace | NT | NT29 | Mawson | 01 | Basement | B10 | 99939 | Unusable Spaces | 99939 | Unusable Spaces | 10.73 | Corr. | 8 | Non Useable Floor Area Space Group | 805 | Non-usable - Circulation space |  | Unknown | 0.00 | NO
North Terrace_NT29-Mawson_Basement_B11 _ Mass Spec Office | NT-NT29-01-B11 | NT29-01-B11-Mass Spec Office | North Terrace | NT | NT29 | Mawson | 01 | Basement | B11 | 284 | School of Physical Sciences | 284 | School of Physical Sciences | 18.78 | Mass Spec Office | 3 | Specialist Teaching or Research Space Group | 312 | Laboratory - Research Only |  | Barely Adequate | 4,066.29 | NO
North Terrace_NT29-Mawson_Basement_B12 _ Office - Staff | NT-NT29-01-B12 | NT29-01-B12-Office - Staff | North Terrace | NT | NT29 | Mawson | 01 | Basement | B12 | 284 | School of Physical Sciences | 284 | School of Physical Sciences | 11.32 | Office - Staff | 1 | Office Space Group | 101 | Office - Academic Staff |  | Barely Adequate | 1,842.88 | NO
North Terrace_NT29-Mawson_Basement_B13 _ Clean Room A/L | NT-NT29-01-B13 | NT29-01-B13-Clean Room A/L | North Terrace | NT | NT29 | Mawson | 01 | Basement | B13 | 284 | School of Physical Sciences | 284 | School of Physical Sciences | 3.09 | Clean Room A/L | 4 | Ancillary Area Space Group | 401 | Ancillary Area - Laboratory Service and Preparation |  | Barely Adequate | 442.68 | NO
North Terrace_NT29-Mawson_Basement_B13A _ Clean Room A/L / Balance Room | NT-NT29-01-B13A | NT29-01-B13A-Clean Room A/L / Balance Room | North Terrace | NT | NT29 | Mawson | 01 | Basement | B13A | 284 | School of Physical Sciences | 284 | School of Physical Sciences | 4.39 | Clean Room A/L / Balance Room | 4 | Ancillary Area Space Group | 401 | Ancillary Area - Laboratory Service and Preparation |  | Barely Adequate | 628.92 | NO
North Terrace_NT29-Mawson_Basement_B13B _ Research Laboratory | NT-NT29-01-B13B | NT29-01-B13B-Research Laboratory | North Terrace | NT | NT29 | Mawson | 01 | Basement | B13B | 284 | School of Physical Sciences | 284 | School of Physical Sciences | 44.86 | Research Laboratory | 3 | Specialist Teaching or Research Space Group | 306 | Laboratory - Scientific/Medical/Engineering - WET - Postgraduate/Research |  | Barely Adequate | 9,713.20 | NO
North Terrace_NT29-Mawson_Basement_B14 _ Mass Spec Laboratory | NT-NT29-01-B14 | NT29-01-B14-Mass Spec Laboratory | North Terrace | NT | NT29 | Mawson | 01 | Basement | B14 | 285 | School of Biological Sciences | 285 | School of Biological Sciences | 43.1 | Mass Spec Laboratory | 3 | Specialist Teaching or Research Space Group | 312 | Laboratory - Research Only |  | Adequate | 9,720.96 | NO
North Terrace_NT29-Mawson_Basement_B15 _ Store | NT-NT29-01-B15 | NT29-01-B15-Store | North Terrace | NT | NT29 | Mawson | 01 | Basement | B15 | 284 | School of Physical Sciences | 284 | School of Physical Sciences | 11.59 | Store | 4 | Ancillary Area Space Group | 419 | Ancillary Area - Store Room - Generic |  | Barely Adequate | 1,660.42 | NO
North Terrace_NT29-Mawson_Basement_B16 _ Research Laboratory | NT-NT29-01-B16 | NT29-01-B16-Research Laboratory | North Terrace | NT | NT29 | Mawson | 01 | Basement | B16 | 284 | School of Physical Sciences | 284 | School of Physical Sciences | 22.6 | Research Laboratory | 3 | Specialist Teaching or Research Space Group | 312 | Laboratory - Research Only |  | Barely Adequate | 4,893.41 | NO
North Terrace_NT29-Mawson_Basement_B17 _ Store | NT-NT29-01-B17 | NT29-01-B17-Store | North Terrace | NT | NT29 | Mawson | 01 | Basement | B17 | 284 | School of Physical Sciences | 284 | School of Physical Sciences | 7.72 | Store | 4 | Ancillary Area Space Group | 418 | Ancillary Area - Dangerous goods storage |  | Barely Adequate | 1,105.99 | NO
North Terrace_NT29-Mawson_Basement_B17A _ Store | NT-NT29-01-B17A | NT29-01-B17A-Store | North Terrace | NT | NT29 | Mawson | 01 | Basement | B17A | 284 | School of Physical Sciences | 284 | School of Physical Sciences | 2.26 | Store | 4 | Ancillary Area Space Group | 418 | Ancillary Area - Dangerous goods storage |  | Barely Adequate | 323.77 | NO
North Terrace_NT29-Mawson_Basement_B18 _ Stair | NT-NT29-01-B18 | NT29-01-B18-Stair | North Terrace | NT | NT29 | Mawson | 01 | Basement | B18 | 99939 | Unusable Spaces | 99939 | Unusable Spaces | 3.23 | Stair | 8 | Non Useable Floor Area Space Group | 805 | Non-usable - Circulation space |  | Unknown | 0.00 | NO
North Terrace_NT29-Mawson_Basement_B19 _ Corr. | NT-NT29-01-B19 | NT29-01-B19-Corr. | North Terrace | NT | NT29 | Mawson | 01 | Basement | B19 | 99939 | Unusable Spaces | 99939 | Unusable Spaces | 58.99 | Corr. | 8 | Non Useable Floor Area Space Group | 805 | Non-usable - Circulation space |  | Unknown | 0.00 | NO
North Terrace_NT29-Mawson_Basement_B19A _ Driveway | NT-NT29-01-B19A | NT29-01-B19A-Driveway | North Terrace | NT | NT29 | Mawson | 01 | Basement | B19A | 99939 | Unusable Spaces | 99939 | Unusable Spaces | 74.53 | Driveway | 8 | Non Useable Floor Area Space Group | 807 | Non-usable - Garage/Loading bay |  | Unknown | 0.00 | NO
North Terrace_NT29-Mawson_Basement_B19B _ Stair | NT-NT29-01-B19B | NT29-01-B19B-Stair | North Terrace | NT | NT29 | Mawson | 01 | Basement | B19B | 99939 | Unusable Spaces | 99939 | Unusable Spaces | 3.61 | Stair | 8 | Non Useable Floor Area Space Group | 805 | Non-usable - Circulation space |  | Unknown | 0.00 | NO
North Terrace_NT29-Mawson_Basement_B20 _ West Crypt - Rock Store Room | NT-NT29-01-B20 | NT29-01-B20-West Crypt - Rock Store Room | North Terrace | NT | NT29 | Mawson | 01 | Basement | B20 | 284 | School of Physical Sciences | 284 | School of Physical Sciences | 102.81 | West Crypt - Rock Store Room | 4 | Ancillary Area Space Group | 419 | Ancillary Area - Store Room - Generic |  | Barely Adequate | 14,728.87 | NO
North Terrace_NT29-Mawson_Basement_B21 _ Foyer | NT-NT29-01-B21 | NT29-01-B21-Foyer | North Terrace | NT | NT29 | Mawson | 01 | Basement | B21 | 99939 | Unusable Spaces | 99939 | Unusable Spaces | 18.62 | Foyer | 8 | Non Useable Floor Area Space Group | 805 | Non-usable - Circulation space |  | Unknown | 0.00 | NO
North Terrace_NT29-Mawson_Basement_B21A _ Rock Crushing | NT-NT29-01-B21A | NT29-01-B21A-Rock Crushing | North Terrace | NT | NT29 | Mawson | 01 | Basement | B21A | 284 | School of Physical Sciences | 284 | School of Physical Sciences | 13.58 | Rock Crushing | 4 | Ancillary Area Space Group | 401 | Ancillary Area - Laboratory Service and Preparation |  | Barely Adequate | 1,945.51 | NO
North Terrace_NT29-Mawson_Basement_B21B _ Rock Crushing Room | NT-NT29-01-B21B | NT29-01-B21B-Rock Crushing Room | North Terrace | NT | NT29 | Mawson | 01 | Basement | B21B | 284 | School of Physical Sciences | 284 | School of Physical Sciences | 27.99 | Rock Crushing Room | 4 | Ancillary Area Space Group | 401 | Ancillary Area - Laboratory Service and Preparation |  | Barely Adequate | 4,009.93 | NO
North Terrace_NT29-Mawson_Basement_B21D _ Lapidary | NT-NT29-01-B21D | NT29-01-B21D-Lapidary | North Terrace | NT | NT29 | Mawson | 01 | Basement | B21D | 284 | School of Physical Sciences | 284 | School of Physical Sciences | 47.32 | Lapidary | 4 | Ancillary Area Space Group | 401 | Ancillary Area - Laboratory Service and Preparation |  | Barely Adequate | 6,779.20 | NO
North Terrace_NT29-Mawson_Basement_B21E _ Polishing Room | NT-NT29-01-B21E | NT29-01-B21E-Polishing Room | North Terrace | NT | NT29 | Mawson | 01 | Basement | B21E | 284 | School of Physical Sciences | 284 | School of Physical Sciences | 14.6 | Polishing Room | 4 | Ancillary Area Space Group | 401 | Ancillary Area - Laboratory Service and Preparation |  | Barely Adequate | 2,091.64 | NO
North Terrace_NT29-Mawson_Basement_B22 _ X.R.F. Room | NT-NT29-01-B22 | NT29-01-B22-X.R.F. Room | North Terrace | NT | NT29 | Mawson | 01 | Basement | B22 | 99946 | Vacant not occupiable | 99939 | Unusable Spaces | 5.42 | X.R.F. Room | 8 | Non Useable Floor Area Space Group | 815 | Non-usable - Switch room |  | Unknown | 0.00 | NO
North Terrace_NT29-Mawson_Basement_B22A _ VSR | NT-NT29-01-B22A | NT29-01-B22A-VSR | North Terrace | NT | NT29 | Mawson | 01 | Basement | B22A | 99939 | Unusable Spaces | 99939 | Unusable Spaces | 0.64 | VSR | 8 | Non Useable Floor Area Space Group | 840 | Non-usable - Service riser |  | Unknown | 0.00 | NO
North Terrace_NT29-Mawson_Basement_B23 _ Chemical Store | NT-NT29-01-B23 | NT29-01-B23-Chemical Store | North Terrace | NT | NT29 | Mawson | 01 | Basement | B23 | 284 | School of Physical Sciences | 284 | School of Physical Sciences | 8.43 | Chemical Store | 4 | Ancillary Area Space Group | 419 | Ancillary Area - Store Room - Generic |  | Barely Adequate | 1,207.71 | NO
North Terrace_NT29-Mawson_Basement_B24 _ VSR - A/C | NT-NT29-01-B24 | NT29-01-B24-VSR - A/C | North Terrace | NT | NT29 | Mawson | 01 | Basement | B24 | 99939 | Unusable Spaces | 99939 | Unusable Spaces | 3.49 | VSR - A/C | 8 | Non Useable Floor Area Space Group | 840 | Non-usable - Service riser |  | Unknown | 0.00 | NO
North Terrace_NT29-Mawson_Basement_B25 _ Prep Area | NT-NT29-01-B25 | NT29-01-B25-Prep Area | North Terrace | NT | NT29 | Mawson | 01 | Basement | B25 | 284 | School of Physical Sciences | 284 | School of Physical Sciences | 11.09 | Prep Area | 4 | Ancillary Area Space Group | 401 | Ancillary Area - Laboratory Service and Preparation |  | Barely Adequate | 1,588.79 | NO
North Terrace_NT29-Mawson_Basement_B26 _ Store | NT-NT29-01-B26 | NT29-01-B26-Store | North Terrace | NT | NT29 | Mawson | 01 | Basement | B26 | 121 | Sciences Faculty Office | 121 | Sciences Faculty Administration | 8.43 | Store | 4 | Ancillary Area Space Group | 419 | Ancillary Area - Store Room - Generic |  | Adequate | 1,258.03 | NO
North Terrace_NT29-Mawson_Basement_B27 _ VSR - A/C | NT-NT29-01-B27 | NT29-01-B27-VSR - A/C | North Terrace | NT | NT29 | Mawson | 01 | Basement | B27 | 99939 | Unusable Spaces | 99939 | Unusable Spaces | 3.49 | VSR - A/C | 8 | Non Useable Floor Area Space Group | 840 | Non-usable - Service riser |  | Unknown | 0.00 | NO
North Terrace_NT29-Mawson_Basement_B28 _ Radiation Store | NT-NT29-01-B28 | NT29-01-B28-Radiation Store | North Terrace | NT | NT29 | Mawson | 01 | Basement | B28 | 99939 | Unusable Spaces | 99939 | Unusable Spaces | 5.42 | Radiation Store | 4 | Ancillary Area Space Group | 418 | Ancillary Area - Dangerous goods storage |  | Unknown | 0.00 | NO
North Terrace_NT29-Mawson_Basement_B28A _ Corr. | NT-NT29-01-B28A | NT29-01-B28A-Corr. | North Terrace | NT | NT29 | Mawson | 01 | Basement | B28A | 99939 | Unusable Spaces | 99939 | Unusable Spaces | 0.64 | Corr. | 8 | Non Useable Floor Area Space Group | 805 | Non-usable - Circulation space |  | Unknown | 0.00 | NO
North Terrace_NT29-Mawson_Basement_B29 _ Rock Sorting Room | NT-NT29-01-B29 | NT29-01-B29-Rock Sorting Room | North Terrace | NT | NT29 | Mawson | 01 | Basement | B29 | 284 | School of Physical Sciences | 284 | School of Physical Sciences | 28.14 | Rock Sorting Room | 4 | Ancillary Area Space Group | 401 | Ancillary Area - Laboratory Service and Preparation |  | Barely Adequate | 4,031.42 | NO
North Terrace_NT29-Mawson_Basement_B29A _ Rock Store | NT-NT29-01-B29A | NT29-01-B29A-Rock Store | North Terrace | NT | NT29 | Mawson | 01 | Basement | B29A | 284 | School of Physical Sciences | 284 | School of Physical Sciences | 23.99 | Rock Store | 4 | Ancillary Area Space Group | 419 | Ancillary Area - Store Room - Generic |  | Barely Adequate | 3,436.88 | NO
North Terrace_NT29-Mawson_Basement_B29B _ Store | NT-NT29-01-B29B | NT29-01-B29B-Store | North Terrace | NT | NT29 | Mawson | 01 | Basement | B29B | 121 | Sciences Faculty Office | 121 | Sciences Faculty Administration | 26.35 | Store | 4 | Ancillary Area Space Group | 419 | Ancillary Area - Store Room - Generic |  | Adequate | 3,932.27 | NO
North Terrace_NT29-Mawson_Basement_B29C _ Store | NT-NT29-01-B29C | NT29-01-B29C-Store | North Terrace | NT | NT29 | Mawson | 01 | Basement | B29C | 121 | Sciences Faculty Office | 121 | Sciences Faculty Administration | 10.8 | Store | 4 | Ancillary Area Space Group | 419 | Ancillary Area - Store Room - Generic |  | Adequate | 1,611.71 | NO
North Terrace_NT29-Mawson_Basement_B29D _ Research Laboratory | NT-NT29-01-B29D | NT29-01-B29D-Research Laboratory | North Terrace | NT | NT29 | Mawson | 01 | Basement | B29D | 284 | School of Physical Sciences | 284 | School of Physical Sciences | 33 | Research Laboratory | 3 | Specialist Teaching or Research Space Group | 312 | Laboratory - Research Only |  | Barely Adequate | 7,145.24 | NO
North Terrace_NT29-Mawson_Basement_B30 _ East Crypt -Rock Store | NT-NT29-01-B30 | NT29-01-B30-East Crypt -Rock Store | North Terrace | NT | NT29 | Mawson | 01 | Basement | B30 | 284 | School of Physical Sciences | 284 | School of Physical Sciences | 102.81 | East Crypt -Rock Store | 4 | Ancillary Area Space Group | 419 | Ancillary Area - Store Room - Generic |  | Barely Adequate | 14,728.87 | NO
North Terrace_NT29-Mawson_Basement_B31 _ Stair | NT-NT29-01-B31 | NT29-01-B31-Stair | North Terrace | NT | NT29 | Mawson | 01 | Basement | B31 | 99939 | Unusable Spaces | 99939 | Unusable Spaces | 4.19 | Stair | 8 | Non Useable Floor Area Space Group | 805 | Non-usable - Circulation space |  | Unknown | 0.00 | NO
North Terrace_NT29-Mawson_Basement_B32 _ Air Comp/Water Cooling | NT-NT29-01-B32 | NT29-01-B32-Air Comp/Water Cooling | North Terrace | NT | NT29 | Mawson | 01 | Basement | B32 | 99996 | Vacant | 859 | Infrastructure | 12.24 | Air Comp/Water Cooling | 3 | Specialist Teaching or Research Space Group | 312 | Laboratory - Research Only |  | Adequate | 2,760.66 | NO
North Terrace_NT29-Mawson_Basement_B33 _ X-Ray Laboratory | NT-NT29-01-B33 | NT29-01-B33-X-Ray Laboratory | North Terrace | NT | NT29 | Mawson | 01 | Basement | B33 | 284 | School of Physical Sciences | 284 | School of Physical Sciences | 34.03 | X-Ray Laboratory | 3 | Specialist Teaching or Research Space Group | 307 | Laboratory - Scientific/Medical/Engineering - DRY - Postgraduate/Research |  | Barely Adequate | 7,368.26 | NO
North Terrace_NT29-Mawson_Basement_B33A _ Sample Prep | NT-NT29-01-B33A | NT29-01-B33A-Sample Prep | North Terrace | NT | NT29 | Mawson | 01 | Basement | B33A | 284 | School of Physical Sciences | 284 | School of Physical Sciences | 9.26 | Sample Prep | 4 | Ancillary Area Space Group | 419 | Ancillary Area - Store Room - Generic |  | Barely Adequate | 1,326.62 | NO
North Terrace_NT29-Mawson_Basement_B34 _ Research Laboratory | NT-NT29-01-B34 | NT29-01-B34-Research Laboratory | North Terrace | NT | NT29 | Mawson | 01 | Basement | B34 | 284 | School of Physical Sciences | 284 | School of Physical Sciences | 6.32 | Research Laboratory | 3 | Specialist Teaching or Research Space Group | 312 | Laboratory - Research Only |  | Barely Adequate | 1,368.42 | NO
North Terrace_NT29-Mawson_Basement_B35 _ Sample Prep | NT-NT29-01-B35 | NT29-01-B35-Sample Prep | North Terrace | NT | NT29 | Mawson | 01 | Basement | B35 | 284 | School of Physical Sciences | 284 | School of Physical Sciences | 10.84 | Sample Prep | 4 | Ancillary Area Space Group | 401 | Ancillary Area - Laboratory Service and Preparation |  | Barely Adequate | 1,552.97 | NO
North Terrace_NT29-Mawson_Basement_B36 _ Sample Prep | NT-NT29-01-B36 | NT29-01-B36-Sample Prep | North Terrace | NT | NT29 | Mawson | 01 | Basement | B36 | 284 | School of Physical Sciences | 284 | School of Physical Sciences | 11.14 | Sample Prep | 4 | Ancillary Area Space Group | 419 | Ancillary Area - Store Room - Generic |  | Barely Adequate | 1,595.95 | NO
North Terrace_NT29-Mawson_Basement_B37 _ Corr. | NT-NT29-01-B37 | NT29-01-B37-Corr. | North Terrace | NT | NT29 | Mawson | 01 | Basement | B37 | 99939 | Unusable Spaces | 99939 | Unusable Spaces | 5.78 | Corr. | 8 | Non Useable Floor Area Space Group | 805 | Non-usable - Circulation space |  | Unknown | 0.00 | NO
North Terrace_NT29-Mawson_Basement_B37A _ Research Laboratory | NT-NT29-01-B37A | NT29-01-B37A-Research Laboratory | North Terrace | NT | NT29 | Mawson | 01 | Basement | B37A | 284 | School of Physical Sciences | 284 | School of Physical Sciences | 17.86 | Research Laboratory | 3 | Specialist Teaching or Research Space Group | 312 | Laboratory - Research Only |  | Barely Adequate | 3,867.09 | NO
North Terrace_NT29-Mawson_Basement_B37B _ Prep Lab | NT-NT29-01-B37B | NT29-01-B37B-Prep Lab | North Terrace | NT | NT29 | Mawson | 01 | Basement | B37B | 284 | School of Physical Sciences | 284 | School of Physical Sciences | 8.98 | Prep Lab | 4 | Ancillary Area Space Group | 419 | Ancillary Area - Store Room - Generic |  | Barely Adequate | 1,286.50 | NO
North Terrace_NT29-Mawson_Basement_B37C _ Research Laboratory | NT-NT29-01-B37C | NT29-01-B37C-Research Laboratory | North Terrace | NT | NT29 | Mawson | 01 | Basement | B37C | 284 | School of Physical Sciences | 284 | School of Physical Sciences | 26.75 | Research Laboratory | 3 | Specialist Teaching or Research Space Group | 312 | Laboratory - Research Only |  | Barely Adequate | 5,791.98 | NO
North Terrace_NT29-Mawson_Basement_B38 _ Corr. | NT-NT29-01-B38 | NT29-01-B38-Corr. | North Terrace | NT | NT29 | Mawson | 01 | Basement | B38 | 99939 | Unusable Spaces | 99939 | Unusable Spaces | 5 | Corr. | 8 | Non Useable Floor Area Space Group | 805 | Non-usable - Circulation space |  | Unknown | 0.00 | NO
North Terrace_NT29-Mawson_Basement_B39 _ Research Laboratory | NT-NT29-01-B39 | NT29-01-B39-Research Laboratory | North Terrace | NT | NT29 | Mawson | 01 | Basement | B39 | 284 | School of Physical Sciences | 284 | School of Physical Sciences | 24.34 | Research Laboratory | 3 | Specialist Teaching or Research Space Group | 312 | Laboratory - Research Only |  | Barely Adequate | 5,270.16 | NO
North Terrace_NT29-Mawson_Basement_B40 _ Research Laboratory | NT-NT29-01-B40 | NT29-01-B40-Research Laboratory | North Terrace | NT | NT29 | Mawson | 01 | Basement | B40 | 401 | School of Social Sciences Office | 401 | School of Social Sciences | 28.87 | Research Laboratory | 3 | Specialist Teaching or Research Space Group | 312 | Laboratory - Research Only |  | Adequate | 6,511.46 | NO
North Terrace_NT29-Mawson_Basement_B40A _ Microscope Laboratory | NT-NT29-01-B40A | NT29-01-B40A-Microscope Laboratory | North Terrace | NT | NT29 | Mawson | 01 | Basement | B40A | 401 | School of Social Sciences Office | 401 | School of Social Sciences | 14.21 | Microscope Laboratory | 3 | Specialist Teaching or Research Space Group | 300 | Laboratory - Specialist teaching and research - type not defined |  | Adequate | 3,204.98 | NO
North Terrace_NT29-Mawson_Basement_B41 _ Research Laboratory | NT-NT29-01-B41 | NT29-01-B41-Research Laboratory | North Terrace | NT | NT29 | Mawson | 01 | Basement | B41 | 284 | School of Physical Sciences | 284 | School of Physical Sciences | 1.27 | Research Laboratory | 4 | Ancillary Area Space Group | 401 | Ancillary Area - Laboratory Service and Preparation |  | Barely Adequate | 181.94 | NO
North Terrace_NT29-Mawson_Basement_B41A _ Research Laboratory | NT-NT29-01-B41A | NT29-01-B41A-Research Laboratory | North Terrace | NT | NT29 | Mawson | 01 | Basement | B41A | 284 | School of Physical Sciences | 284 | School of Physical Sciences | 8.04 | Research Laboratory | 3 | Specialist Teaching or Research Space Group | 312 | Laboratory - Research Only |  | Barely Adequate | 1,740.84 | NO
North Terrace_NT29-Mawson_Basement_B42 _ Office - Staff | NT-NT29-01-B42 | NT29-01-B42-Office - Staff | North Terrace | NT | NT29 | Mawson | 01 | Basement | B42 | 284 | School of Physical Sciences | 284 | School of Physical Sciences | 27.47 | Office - Staff | 1 | Office Space Group | 101 | Office - Academic Staff |  | Barely Adequate | 4,472.08 | NO
North Terrace_NT29-Mawson_Basement_B43 _ Office | NT-NT29-01-B43 | NT29-01-B43-Office | North Terrace | NT | NT29 | Mawson | 01 | Basement | B43 | 284 | School of Physical Sciences | 284 | School of Physical Sciences | 23.9 | Office | 1 | Office Space Group | 101 | Office - Academic Staff |  | Barely Adequate | 3,890.89 | NO
North Terrace_NT29-Mawson_Basement_B44 _ Office - Staff | NT-NT29-01-B44 | NT29-01-B44-Office - Staff | North Terrace | NT | NT29 | Mawson | 01 | Basement | B44 | 284 | School of Physical Sciences | 284 | School of Physical Sciences | 8.06 | Office - Staff | 1 | Office Space Group | 101 | Office - Academic Staff |  | Barely Adequate | 1,312.16 | NO
North Terrace_NT29-Mawson_Basement_B44A _ Office - Staff | NT-NT29-01-B44A | NT29-01-B44A-Office - Staff | North Terrace | NT | NT29 | Mawson | 01 | Basement | B44A | 284 | School of Physical Sciences | 284 | School of Physical Sciences | 17.28 | Office - Staff | 1 | Office Space Group | 101 | Office - Academic Staff |  | Barely Adequate | 2,813.16 | NO
North Terrace_NT29-Mawson_Basement_B45 _ Office - Staff | NT-NT29-01-B45 | NT29-01-B45-Office - Staff | North Terrace | NT | NT29 | Mawson | 01 | Basement | B45 | 284 | School of Physical Sciences | 284 | School of Physical Sciences | 24.43 | Office - Staff | 1 | Office Space Group | 101 | Office - Academic Staff |  | Barely Adequate | 3,977.18 | NO
North Terrace_NT29-Mawson_Basement_B46 _ Office - Staff | NT-NT29-01-B46 | NT29-01-B46-Office - Staff | North Terrace | NT | NT29 | Mawson | 01 | Basement | B46 | 284 | School of Physical Sciences | 284 | School of Physical Sciences | 23 | Office - Staff | 1 | Office Space Group | 101 | Office - Academic Staff |  | Barely Adequate | 3,744.37 | NO
North Terrace_NT29-Mawson_Basement_B47 _ Office - Staff | NT-NT29-01-B47 | NT29-01-B47-Office - Staff | North Terrace | NT | NT29 | Mawson | 01 | Basement | B47 | 284 | School of Physical Sciences | 284 | School of Physical Sciences | 22.18 | Office - Staff | 1 | Office Space Group | 101 | Office - Academic Staff |  | Barely Adequate | 3,610.88 | NO
North Terrace_NT29-Mawson_Basement_B47A _ Corr. | NT-NT29-01-B47A | NT29-01-B47A-Corr. | North Terrace | NT | NT29 | Mawson | 01 | Basement | B47A | 99939 | Unusable Spaces | 99939 | Unusable Spaces | 2.8 | Corr. | 8 | Non Useable Floor Area Space Group | 805 | Non-usable - Circulation space |  | Unknown | 0.00 | NO
North Terrace_NT29-Mawson_Basement_B48 _ Lift Shaft - old | NT-NT29-01-B48 | NT29-01-B48-Lift Shaft - old | North Terrace | NT | NT29 | Mawson | 01 | Basement | B48 | 99939 | Unusable Spaces | 99939 | Unusable Spaces | 4.83 | Lift Shaft - old | 8 | Non Useable Floor Area Space Group | 805 | Non-usable - Circulation space |  | Unknown | 0.00 | NO
North Terrace_NT29-Mawson_Basement_B48A _ Lift | NT-NT29-01-B48A | NT29-01-B48A-Lift | North Terrace | NT | NT29 | Mawson | 01 | Basement | B48A | 99939 | Unusable Spaces | 99939 | Unusable Spaces | 1.53 | Lift | 8 | Non Useable Floor Area Space Group | 838 | Non-usable - Lift |  | Unknown | 0.00 | NO
North Terrace_NT29-Mawson_Ground Floor_G00 _ Lift | NT-NT29-02-G00 | NT29-02-G00-Lift | North Terrace | NT | NT29 | Mawson | 02 | Ground Floor | G00 | 99939 | Unusable Spaces | 99939 | Unusable Spaces | 1.53 | Lift | 8 | Non Useable Floor Area Space Group | 838 | Non-usable - Lift |  | Unknown | 0.00 | NO
North Terrace_NT29-Mawson_Ground Floor_G01 _ Vestibule | NT-NT29-02-G01 | NT29-02-G01-Vestibule | North Terrace | NT | NT29 | Mawson | 02 | Ground Floor | G01 | 99939 | Unusable Spaces | 99939 | Unusable Spaces | 10.19 | Vestibule | 8 | Non Useable Floor Area Space Group | 805 | Non-usable - Circulation space |  | Unknown | 0.00 | NO
North Terrace_NT29-Mawson_Ground Floor_G01A _ Porch | NT-NT29-02-G01A | NT29-02-G01A-Porch | North Terrace | NT | NT29 | Mawson | 02 | Ground Floor | G01A | 99939 | Unusable Spaces | 99939 | Unusable Spaces | 8.36 | Porch | 8 | Non Useable Floor Area Space Group | 805 | Non-usable - Circulation space |  | Unknown | 0.00 | NO
North Terrace_NT29-Mawson_Ground Floor_G02 _ Corr. | NT-NT29-02-G02 | NT29-02-G02-Corr. | North Terrace | NT | NT29 | Mawson | 02 | Ground Floor | G02 | 99939 | Unusable Spaces | 99939 | Unusable Spaces | 151.5 | Corr. | 8 | Non Useable Floor Area Space Group | 805 | Non-usable - Circulation space |  | Unknown | 0.00 | NO
North Terrace_NT29-Mawson_Ground Floor_G03 _ Office | NT-NT29-02-G03 | NT29-02-G03-Office | North Terrace | NT | NT29 | Mawson | 02 | Ground Floor | G03 | 284 | School of Physical Sciences | 284 | School of Physical Sciences | 8.42 | Office | 1 | Office Space Group | 101 | Office - Academic Staff |  | Barely Adequate | 1,370.77 | NO
North Terrace_NT29-Mawson_Ground Floor_G03A _ Office | NT-NT29-02-G03A | NT29-02-G03A-Office | North Terrace | NT | NT29 | Mawson | 02 | Ground Floor | G03A | 284 | School of Physical Sciences | 284 | School of Physical Sciences | 11.27 | Office | 1 | Office Space Group | 101 | Office - Academic Staff |  | Barely Adequate | 1,834.74 | NO
North Terrace_NT29-Mawson_Ground Floor_G04 _ Office - Staff | NT-NT29-02-G04 | NT29-02-G04-Office - Staff | North Terrace | NT | NT29 | Mawson | 02 | Ground Floor | G04 | 284 | School of Physical Sciences | 284 | School of Physical Sciences | 14.68 | Office - Staff | 1 | Office Space Group | 101 | Office - Academic Staff |  | Barely Adequate | 2,389.89 | NO
North Terrace_NT29-Mawson_Ground Floor_G04A _ Computer Laboratory | NT-NT29-02-G04A | NT29-02-G04A-Computer Laboratory | North Terrace | NT | NT29 | Mawson | 02 | Ground Floor | G04A | 284 | School of Physical Sciences | 284 | School of Physical Sciences | 7.19 | Computer Laboratory | 3 | Specialist Teaching or Research Space Group | 310 | Laboratory - Computing - Open Access |  | Barely Adequate | 1,556.80 | NO
North Terrace_NT29-Mawson_Ground Floor_G06 _ Office - Staff | NT-NT29-02-G06 | NT29-02-G06-Office - Staff | North Terrace | NT | NT29 | Mawson | 02 | Ground Floor | G06 | 284 | School of Physical Sciences | 284 | School of Physical Sciences | 28.19 | Office - Staff | 1 | Office Space Group | 101 | Office - Academic Staff |  | Barely Adequate | 4,589.30 | NO
North Terrace_NT29-Mawson_Ground Floor_G07 _ General Store | NT-NT29-02-G07 | NT29-02-G07-General Store | North Terrace | NT | NT29 | Mawson | 02 | Ground Floor | G07 | 284 | School of Physical Sciences | 284 | School of Physical Sciences | 10.21 | General Store | 4 | Ancillary Area Space Group | 419 | Ancillary Area - Store Room - Generic |  | Barely Adequate | 1,462.72 | NO
North Terrace_NT29-Mawson_Ground Floor_G08 _ Meeting | NT-NT29-02-G08 | NT29-02-G08-Meeting | North Terrace | NT | NT29 | Mawson | 02 | Ground Floor | G08 | 284 | School of Physical Sciences | 284 | School of Physical Sciences | 34.73 | Meeting | 6 | General Facility Space Group | 601 | General Facility - Committee/Conference/Meeting room |  | Barely Adequate | 6,332.48 | NO
North Terrace_NT29-Mawson_Ground Floor_G09 _ Office - Staff | NT-NT29-02-G09 | NT29-02-G09-Office - Staff | North Terrace | NT | NT29 | Mawson | 02 | Ground Floor | G09 | 284 | School of Physical Sciences | 284 | School of Physical Sciences | 21.85 | Office - Staff | 1 | Office Space Group | 101 | Office - Academic Staff |  | Barely Adequate | 3,557.15 | NO
North Terrace_NT29-Mawson_Ground Floor_G09A _ Office | NT-NT29-02-G09A | NT29-02-G09A-Office | North Terrace | NT | NT29 | Mawson | 02 | Ground Floor | G09A | 284 | School of Physical Sciences | 284 | School of Physical Sciences | 18.25 | Office | 1 | Office Space Group | 101 | Office - Academic Staff |  | Barely Adequate | 2,971.08 | NO
North Terrace_NT29-Mawson_Ground Floor_G10 _ Store | NT-NT29-02-G10 | NT29-02-G10-Store | North Terrace | NT | NT29 | Mawson | 02 | Ground Floor | G10 | 284 | School of Physical Sciences | 284 | School of Physical Sciences | 9.87 | Store | 4 | Ancillary Area Space Group | 419 | Ancillary Area - Store Room - Generic |  | Barely Adequate | 1,414.01 | NO
North Terrace_NT29-Mawson_Ground Floor_G11 _ Corr. | NT-NT29-02-G11 | NT29-02-G11-Corr. | North Terrace | NT | NT29 | Mawson | 02 | Ground Floor | G11 | 99939 | Unusable Spaces | 99939 | Unusable Spaces | 14.04 | Corr. | 8 | Non Useable Floor Area Space Group | 805 | Non-usable - Circulation space |  | Unknown | 0.00 | NO
North Terrace_NT29-Mawson_Ground Floor_G11A _ Office - Staff | NT-NT29-02-G11A | NT29-02-G11A-Office - Staff | North Terrace | NT | NT29 | Mawson | 02 | Ground Floor | G11A | 284 | School of Physical Sciences | 284 | School of Physical Sciences | 12.51 | Office - Staff | 1 | Office Space Group | 101 | Office - Academic Staff |  | Barely Adequate | 2,036.61 | NO
North Terrace_NT29-Mawson_Ground Floor_G11B _ Office - Staff | NT-NT29-02-G11B | NT29-02-G11B-Office - Staff | North Terrace | NT | NT29 | Mawson | 02 | Ground Floor | G11B | 284 | School of Physical Sciences | 284 | School of Physical Sciences | 11.5 | Office - Staff | 1 | Office Space Group | 101 | Office - Academic Staff |  | Barely Adequate | 1,872.19 | NO
North Terrace_NT29-Mawson_Ground Floor_G11C _ Office - Staff | NT-NT29-02-G11C | NT29-02-G11C-Office - Staff | North Terrace | NT | NT29 | Mawson | 02 | Ground Floor | G11C | 284 | School of Physical Sciences | 284 | School of Physical Sciences | 17.08 | Office - Staff | 1 | Office Space Group | 101 | Office - Academic Staff |  | Barely Adequate | 2,780.60 | NO
North Terrace_NT29-Mawson_Ground Floor_G12 _ Mawson Computer Suite | NT-NT29-02-G12 | NT29-02-G12-Mawson Computer Suite | North Terrace | NT | NT29 | Mawson | 02 | Ground Floor | G12 | 121 | Sciences Faculty Office | 121 | Sciences Faculty Administration | 97.22 | Mawson Computer Suite | 3 | Specialist Teaching or Research Space Group | 310 | Laboratory - Computing - Open Access |  | Adequate | 21,927.41 | NO
North Terrace_NT29-Mawson_Ground Floor_G13B _ VSR | NT-NT29-02-G13B | NT29-02-G13B-VSR | North Terrace | NT | NT29 | Mawson | 02 | Ground Floor | G13B | 99939 | Unusable Spaces | 99939 | Unusable Spaces | 3.04 | VSR | 8 | Non Useable Floor Area Space Group | 840 | Non-usable - Service riser |  | Unknown | 0.00 | NO
North Terrace_NT29-Mawson_Ground Floor_G14 _ A/L | NT-NT29-02-G14 | NT29-02-G14-A/L | North Terrace | NT | NT29 | Mawson | 02 | Ground Floor | G14 | 99939 | Unusable Spaces | 99939 | Unusable Spaces | 4.06 | A/L | 8 | Non Useable Floor Area Space Group | 822 | Non-usable - Toilets/Amenities - Unisex |  | Unknown | 0.00 | NO
North Terrace_NT29-Mawson_Ground Floor_G14A _ WC - U - Access (RH+S) | NT-NT29-02-G14A | NT29-02-G14A-WC - U - Access (RH+S) | North Terrace | NT | NT29 | Mawson | 02 | Ground Floor | G14A | 99939 | Unusable Spaces | 99939 | Unusable Spaces | 7.99 | WC - U - Access (RH+S) | 8 | Non Useable Floor Area Space Group | 818 | Non-usable - Toilets/Amenities - Unisex Accessible |  | Unknown | 0.00 | NO
North Terrace_NT29-Mawson_Ground Floor_G15 _ Store | NT-NT29-02-G15 | NT29-02-G15-Store | North Terrace | NT | NT29 | Mawson | 02 | Ground Floor | G15 | 284 | School of Physical Sciences | 284 | School of Physical Sciences | 12.27 | Store | 4 | Ancillary Area Space Group | 419 | Ancillary Area - Store Room - Generic |  | Barely Adequate | 1,757.84 | NO
North Terrace_NT29-Mawson_Ground Floor_G16 _ A/L | NT-NT29-02-G16 | NT29-02-G16-A/L | North Terrace | NT | NT29 | Mawson | 02 | Ground Floor | G16 | 99939 | Unusable Spaces | 99939 | Unusable Spaces | 4.53 | A/L | 8 | Non Useable Floor Area Space Group | 822 | Non-usable - Toilets/Amenities - Unisex |  | Unknown | 0.00 | NO
North Terrace_NT29-Mawson_Ground Floor_G16A _ WC - M | NT-NT29-02-G16A | NT29-02-G16A-WC - M | North Terrace | NT | NT29 | Mawson | 02 | Ground Floor | G16A | 99939 | Unusable Spaces | 99939 | Unusable Spaces | 34.39 | WC - M | 8 | Non Useable Floor Area Space Group | 821 | Non-usable - Toilets/Amenities - Male |  | Unknown | 0.00 | NO
North Terrace_NT29-Mawson_Ground Floor_G17 _ Stair | NT-NT29-02-G17 | NT29-02-G17-Stair | North Terrace | NT | NT29 | Mawson | 02 | Ground Floor | G17 | 99939 | Unusable Spaces | 99939 | Unusable Spaces | 20.43 | Stair | 8 | Non Useable Floor Area Space Group | 805 | Non-usable - Circulation space |  | Unknown | 0.00 | NO
North Terrace_NT29-Mawson_Ground Floor_G17A _ Entrance | NT-NT29-02-G17A | NT29-02-G17A-Entrance | North Terrace | NT | NT29 | Mawson | 02 | Ground Floor | G17A | 99939 | Unusable Spaces | 99939 | Unusable Spaces | 2.59 | Entrance | 8 | Non Useable Floor Area Space Group | 805 | Non-usable - Circulation space |  | Unknown | 0.00 | NO
North Terrace_NT29-Mawson_Ground Floor_G18 _ "Tate Museum" | NT-NT29-02-G18 | NT29-02-G18-"Tate Museum" | North Terrace | NT | NT29 | Mawson | 02 | Ground Floor | G18 | 99962 | Library stacks and services | 952 | Corporate Services Division Admin | 259.18 | "Tate Museum" | 4 | Ancillary Area Space Group | 406 | Ancillary Area - Display Area/ Museum/ Research Collection |  | Adequate | 38,678.02 | NO
North Terrace_NT29-Mawson_Ground Floor_G18A _ Office - Staff | NT-NT29-02-G18A | NT29-02-G18A-Office - Staff | North Terrace | NT | NT29 | Mawson | 02 | Ground Floor | G18A | 284 | School of Physical Sciences | 284 | School of Physical Sciences | 26.01 | Office - Staff | 1 | Office Space Group | 101 | Office - Academic Staff |  | Barely Adequate | 4,234.40 | NO
North Terrace_NT29-Mawson_Ground Floor_G18B _ Field Geology Room | NT-NT29-02-G18B | NT29-02-G18B-Field Geology Room | North Terrace | NT | NT29 | Mawson | 02 | Ground Floor | G18B | 99936 | Central Common Teaching Areas (Not Used) | 952 | Corporate Services Division Admin | 45.08 | Field Geology Room | 4 | Ancillary Area Space Group | 419 | Ancillary Area - Store Room - Generic |  | Adequate | 6,727.39 | NO
North Terrace_NT29-Mawson_Ground Floor_G18C _ Kitchen | NT-NT29-02-G18C | NT29-02-G18C-Kitchen | North Terrace | NT | NT29 | Mawson | 02 | Ground Floor | G18C | 99998 | Central Common Teaching Areas (In Use) | 952 | Corporate Services Division Admin | 7.71 | Kitchen | 6 | General Facility Space Group | 608 | General Facility - Kitchen/Servery/Food Storage |  | Adequate | 1,464.38 | NO
North Terrace_NT29-Mawson_Ground Floor_G18E _ Store | NT-NT29-02-G18E | NT29-02-G18E-Store | North Terrace | NT | NT29 | Mawson | 02 | Ground Floor | G18E | 284 | School of Physical Sciences | 284 | School of Physical Sciences | 7.54 | Store | 4 | Ancillary Area Space Group | 419 | Ancillary Area - Store Room - Generic |  | Barely Adequate | 1,080.20 | NO
North Terrace_NT29-Mawson_Ground Floor_G19 _ "Mawson Lecture Theatre" | NT-NT29-02-G19 | NT29-02-G19-"Mawson Lecture Theatre" | North Terrace | NT | NT29 | Mawson | 02 | Ground Floor | G19 | 99998 | Central Common Teaching Areas (In Use) | 952 | Corporate Services Division Admin | 207.34 | "Mawson Lecture Theatre" | 2 | Teaching Space Group | 202 | Lecture Theatre (> 100 seats) |  | Adequate | 42,896.62 | NO
North Terrace_NT29-Mawson_Ground Floor_G19A _ Landing | NT-NT29-02-G19A | NT29-02-G19A-Landing | North Terrace | NT | NT29 | Mawson | 02 | Ground Floor | G19A | 99939 | Unusable Spaces | 99939 | Unusable Spaces | 5.09 | Landing | 8 | Non Useable Floor Area Space Group | 805 | Non-usable - Circulation space |  | Unknown | 0.00 | NO
North Terrace_NT29-Mawson_Ground Floor_G19E _ Landing | NT-NT29-02-G19E | NT29-02-G19E-Landing | North Terrace | NT | NT29 | Mawson | 02 | Ground Floor | G19E | 99939 | Unusable Spaces | 99939 | Unusable Spaces | 4.26 | Landing | 8 | Non Useable Floor Area Space Group | 805 | Non-usable - Circulation space |  | Unknown | 0.00 | NO
North Terrace_NT29-Mawson_Ground Floor_G19F _ VSR | NT-NT29-02-G19F | NT29-02-G19F-VSR | North Terrace | NT | NT29 | Mawson | 02 | Ground Floor | G19F | 99939 | Unusable Spaces | 99939 | Unusable Spaces | 0.67 | VSR | 8 | Non Useable Floor Area Space Group | 840 | Non-usable - Service riser |  | Unknown | 0.00 | NO
North Terrace_NT29-Mawson_Ground Floor_G19G _ VSR | NT-NT29-02-G19G | NT29-02-G19G-VSR | North Terrace | NT | NT29 | Mawson | 02 | Ground Floor | G19G | 99939 | Unusable Spaces | 99939 | Unusable Spaces | 0.67 | VSR | 8 | Non Useable Floor Area Space Group | 840 | Non-usable - Service riser |  | Unknown | 0.00 | NO
North Terrace_NT29-Mawson_Ground Floor_G20 _ "Glaessner Room" | NT-NT29-02-G20 | NT29-02-G20-"Glaessner Room" | North Terrace | NT | NT29 | Mawson | 02 | Ground Floor | G20 | 284 | School of Physical Sciences | 284 | School of Physical Sciences | 72.71 | "Glaessner Room" | 6 | General Facility Space Group | 601 | General Facility - Committee/Conference/Meeting room |  | Barely Adequate | 13,257.56 | NO
North Terrace_NT29-Mawson_Ground Floor_G21 _ Stair | NT-NT29-02-G21 | NT29-02-G21-Stair | North Terrace | NT | NT29 | Mawson | 02 | Ground Floor | G21 | 99939 | Unusable Spaces | 99939 | Unusable Spaces | 20.04 | Stair | 8 | Non Useable Floor Area Space Group | 805 | Non-usable - Circulation space |  | Unknown | 0.00 | NO
North Terrace_NT29-Mawson_Ground Floor_G21A _ VSR | NT-NT29-02-G21A | NT29-02-G21A-VSR | North Terrace | NT | NT29 | Mawson | 02 | Ground Floor | G21A | 99939 | Unusable Spaces | 99939 | Unusable Spaces | 2.71 | VSR | 8 | Non Useable Floor Area Space Group | 840 | Non-usable - Service riser |  | Unknown | 0.00 | NO
North Terrace_NT29-Mawson_Ground Floor_G22 _ Circ. | NT-NT29-02-G22 | NT29-02-G22-Circ. | North Terrace | NT | NT29 | Mawson | 02 | Ground Floor | G22 | 99939 | Unusable Spaces | 99939 | Unusable Spaces | 18.65 | Circ. | 8 | Non Useable Floor Area Space Group | 805 | Non-usable - Circulation space |  | Unknown | 0.00 | NO
North Terrace_NT29-Mawson_Ground Floor_G23 _ Lobby | NT-NT29-02-G23 | NT29-02-G23-Lobby | North Terrace | NT | NT29 | Mawson | 02 | Ground Floor | G23 | 99939 | Unusable Spaces | 99939 | Unusable Spaces | 11.72 | Lobby | 8 | Non Useable Floor Area Space Group | 805 | Non-usable - Circulation space |  | Unknown | 0.00 | NO
North Terrace_NT29-Mawson_Ground Floor_G23A _ Entrance | NT-NT29-02-G23A | NT29-02-G23A-Entrance | North Terrace | NT | NT29 | Mawson | 02 | Ground Floor | G23A | 99939 | Unusable Spaces | 99939 | Unusable Spaces | 17.94 | Entrance | 8 | Non Useable Floor Area Space Group | 805 | Non-usable - Circulation space |  | Unknown | 0.00 | NO
North Terrace_NT29-Mawson_Ground Floor_G23B _ Corr. | NT-NT29-02-G23B | NT29-02-G23B-Corr. | North Terrace | NT | NT29 | Mawson | 02 | Ground Floor | G23B | 99939 | Unusable Spaces | 99939 | Unusable Spaces | 27.23 | Corr. | 8 | Non Useable Floor Area Space Group | 805 | Non-usable - Circulation space |  | Unknown | 0.00 | NO
North Terrace_NT29-Mawson_Ground Floor_G23C _ VSR | NT-NT29-02-G23C | NT29-02-G23C-VSR | North Terrace | NT | NT29 | Mawson | 02 | Ground Floor | G23C | 99939 | Unusable Spaces | 99939 | Unusable Spaces | 0.53 | VSR | 8 | Non Useable Floor Area Space Group | 840 | Non-usable - Service riser |  | Unknown | 0.00 | NO
North Terrace_NT29-Mawson_Ground Floor_G23D _ VSR | NT-NT29-02-G23D | NT29-02-G23D-VSR | North Terrace | NT | NT29 | Mawson | 02 | Ground Floor | G23D | 99939 | Unusable Spaces | 99939 | Unusable Spaces | 1.15 | VSR | 8 | Non Useable Floor Area Space Group | 840 | Non-usable - Service riser |  | Unknown | 0.00 | NO
North Terrace_NT29-Mawson_Ground Floor_G23G _ Vending Machine - Cold Drink | NT-NT29-02-G23G | NT29-02-G23G-Vending Machine - Cold Drink | North Terrace | NT | NT29 | Mawson | 02 | Ground Floor | G23G | 99994 | Uni of Adelaide Student Union Association | 859 | Infrastructure | 1.5 | Vending Machine - Cold Drink | 6 | General Facility Space Group | 611 | General Facility - Commercial/Business/Retail Facilities |  | Adequate | 284.90 | NO
North Terrace_NT29-Mawson_Ground Floor_G23H _ Vending Machine - Snack | NT-NT29-02-G23H | NT29-02-G23H-Vending Machine - Snack | North Terrace | NT | NT29 | Mawson | 02 | Ground Floor | G23H | 99994 | Uni of Adelaide Student Union Association | 859 | Infrastructure | 1.5 | Vending Machine - Snack | 6 | General Facility Space Group | 611 | General Facility - Commercial/Business/Retail Facilities |  | Adequate | 284.90 | NO
North Terrace_NT29-Mawson_Ground Floor_G24 _ Stair | NT-NT29-02-G24 | NT29-02-G24-Stair | North Terrace | NT | NT29 | Mawson | 02 | Ground Floor | G24 | 99939 | Unusable Spaces | 99939 | Unusable Spaces | 15.43 | Stair | 8 | Non Useable Floor Area Space Group | 805 | Non-usable - Circulation space |  | Unknown | 0.00 | NO
North Terrace_NT29-Mawson_Ground Floor_G25 _ Porch | NT-NT29-02-G25 | NT29-02-G25-Porch | North Terrace | NT | NT29 | Mawson | 02 | Ground Floor | G25 | 99939 | Unusable Spaces | 99939 | Unusable Spaces | 8.14 | Porch | 8 | Non Useable Floor Area Space Group | 805 | Non-usable - Circulation space |  | Unknown | 0.00 | NO
North Terrace_NT29-Mawson_Ground Floor_G26 _ Cleaner | NT-NT29-02-G26 | NT29-02-G26-Cleaner | North Terrace | NT | NT29 | Mawson | 02 | Ground Floor | G26 | 99939 | Unusable Spaces | 99939 | Unusable Spaces | 4.5 | Cleaner | 8 | Non Useable Floor Area Space Group | 806 | Non-usable - Cleaners room |  | Unknown | 0.00 | NO
North Terrace_NT29-Mawson_Ground Floor_G27 _ Vehicle Equipment Store | NT-NT29-02-G27 | NT29-02-G27-Vehicle Equipment Store | North Terrace | NT | NT29 | Mawson | 02 | Ground Floor | G27 | 284 | School of Physical Sciences | 284 | School of Physical Sciences | 4.37 | Vehicle Equipment Store | 4 | Ancillary Area Space Group | 419 | Ancillary Area - Store Room - Generic |  | Barely Adequate | 626.06 | NO
North Terrace_NT29-Mawson_Ground Floor_G28 _ Geophysics Laboratory | NT-NT29-02-G28 | NT29-02-G28-Geophysics Laboratory | North Terrace | NT | NT29 | Mawson | 02 | Ground Floor | G28 | 284 | School of Physical Sciences | 284 | School of Physical Sciences | 33.46 | Geophysics Laboratory | 3 | Specialist Teaching or Research Space Group | 312 | Laboratory - Research Only |  | Barely Adequate | 7,244.84 | NO
North Terrace_NT29-Mawson_Ground Floor_G29 _ Research Laboratory | NT-NT29-02-G29 | NT29-02-G29-Research Laboratory | North Terrace | NT | NT29 | Mawson | 02 | Ground Floor | G29 | 284 | School of Physical Sciences | 284 | School of Physical Sciences | 51.04 | Research Laboratory | 3 | Specialist Teaching or Research Space Group | 312 | Laboratory - Research Only |  | Barely Adequate | 11,051.31 | NO
North Terrace_NT29-Mawson_Ground Floor_G30 _ Geobiology Laboratory | NT-NT29-02-G30 | NT29-02-G30-Geobiology Laboratory | North Terrace | NT | NT29 | Mawson | 02 | Ground Floor | G30 | 284 | School of Physical Sciences | 284 | School of Physical Sciences | 49.7 | Geobiology Laboratory | 3 | Specialist Teaching or Research Space Group | 312 | Laboratory - Research Only |  | Barely Adequate | 10,761.17 | NO
North Terrace_NT29-Mawson_Ground Floor_G31 _ Corr. | NT-NT29-02-G31 | NT29-02-G31-Corr. | North Terrace | NT | NT29 | Mawson | 02 | Ground Floor | G31 | 99939 | Unusable Spaces | 99939 | Unusable Spaces | 6.55 | Corr. | 8 | Non Useable Floor Area Space Group | 805 | Non-usable - Circulation space |  | Unknown | 0.00 | NO
North Terrace_NT29-Mawson_Ground Floor_G31A _ Plumbing | NT-NT29-02-G31A | NT29-02-G31A-Plumbing | North Terrace | NT | NT29 | Mawson | 02 | Ground Floor | G31A | 99939 | Unusable Spaces | 99939 | Unusable Spaces | 2.8 | Plumbing | 8 | Non Useable Floor Area Space Group | 840 | Non-usable - Service riser |  | Unknown | 0.00 | NO
North Terrace_NT29-Mawson_Ground Floor_G31B _ Stair | NT-NT29-02-G31B | NT29-02-G31B-Stair | North Terrace | NT | NT29 | Mawson | 02 | Ground Floor | G31B | 99939 | Unusable Spaces | 99939 | Unusable Spaces | 2.8 | Stair | 8 | Non Useable Floor Area Space Group | 805 | Non-usable - Circulation space |  | Unknown | 0.00 | NO
North Terrace_NT29-Mawson_Ground Floor_G32 _ Store - Gas Cylinder | NT-NT29-02-G32 | NT29-02-G32-Store - Gas Cylinder | North Terrace | NT | NT29 | Mawson | 02 | Ground Floor | G32 | 284 | School of Physical Sciences | 284 | School of Physical Sciences | 3.08 | Store - Gas Cylinder | 4 | Ancillary Area Space Group | 418 | Ancillary Area - Dangerous goods storage |  | Barely Adequate | 441.25 | NO
North Terrace_NT29-Mawson_Ground Floor_G33 _ Research Laboratory | NT-NT29-02-G33 | NT29-02-G33-Research Laboratory | North Terrace | NT | NT29 | Mawson | 02 | Ground Floor | G33 | 284 | School of Physical Sciences | 284 | School of Physical Sciences | 33.78 | Research Laboratory | 3 | Specialist Teaching or Research Space Group | 312 | Laboratory - Research Only |  | Barely Adequate | 7,314.13 | NO
North Terrace_NT29-Mawson_Ground Floor_G34 _ Corr. | NT-NT29-02-G34 | NT29-02-G34-Corr. | North Terrace | NT | NT29 | Mawson | 02 | Ground Floor | G34 | 99939 | Unusable Spaces | 99939 | Unusable Spaces | 2 | Corr. | 8 | Non Useable Floor Area Space Group | 805 | Non-usable - Circulation space |  | Unknown | 0.00 | NO
North Terrace_NT29-Mawson_Ground Floor_G34A _ Geobiology Laboratory | NT-NT29-02-G34A | NT29-02-G34A-Geobiology Laboratory | North Terrace | NT | NT29 | Mawson | 02 | Ground Floor | G34A | 284 | School of Physical Sciences | 284 | School of Physical Sciences | 18.43 | Geobiology Laboratory | 3 | Specialist Teaching or Research Space Group | 312 | Laboratory - Research Only |  | Barely Adequate | 3,990.51 | NO
North Terrace_NT29-Mawson_Ground Floor_G34B _ Research Laboratory | NT-NT29-02-G34B | NT29-02-G34B-Research Laboratory | North Terrace | NT | NT29 | Mawson | 02 | Ground Floor | G34B | 284 | School of Physical Sciences | 284 | School of Physical Sciences | 11.65 | Research Laboratory | 3 | Specialist Teaching or Research Space Group | 312 | Laboratory - Research Only |  | Barely Adequate | 2,522.49 | NO
North Terrace_NT29-Mawson_Ground Floor_G35 _ Field Store | NT-NT29-02-G35 | NT29-02-G35-Field Store | North Terrace | NT | NT29 | Mawson | 02 | Ground Floor | G35 | 284 | School of Physical Sciences | 284 | School of Physical Sciences | 18.93 | Field Store | 4 | Ancillary Area Space Group | 419 | Ancillary Area - Store Room - Generic |  | Barely Adequate | 2,711.97 | NO
North Terrace_NT29-Mawson_Ground Floor_G36 _ Microscopy Laboratory | NT-NT29-02-G36 | NT29-02-G36-Microscopy Laboratory | North Terrace | NT | NT29 | Mawson | 02 | Ground Floor | G36 | 284 | School of Physical Sciences | 284 | School of Physical Sciences | 17.81 | Microscopy Laboratory | 3 | Specialist Teaching or Research Space Group | 307 | Laboratory - Scientific/Medical/Engineering - DRY - Postgraduate/Research |  | Barely Adequate | 3,856.27 | NO
North Terrace_NT29-Mawson_Ground Floor_G37 _ A/L | NT-NT29-02-G37 | NT29-02-G37-A/L | North Terrace | NT | NT29 | Mawson | 02 | Ground Floor | G37 | 99939 | Unusable Spaces | 99939 | Unusable Spaces | 6.62 | A/L | 8 | Non Useable Floor Area Space Group | 822 | Non-usable - Toilets/Amenities - Unisex |  | Unknown | 0.00 | NO
North Terrace_NT29-Mawson_Ground Floor_G37A _ WC - F | NT-NT29-02-G37A | NT29-02-G37A-WC - F | North Terrace | NT | NT29 | Mawson | 02 | Ground Floor | G37A | 99939 | Unusable Spaces | 99939 | Unusable Spaces | 23.54 | WC - F | 8 | Non Useable Floor Area Space Group | 820 | Non-usable - Toilets/Amenities - Female |  | Unknown | 0.00 | NO
North Terrace_NT29-Mawson_Ground Floor_G38 _ Office - Staff | NT-NT29-02-G38 | NT29-02-G38-Office - Staff | North Terrace | NT | NT29 | Mawson | 02 | Ground Floor | G38 | 284 | School of Physical Sciences | 284 | School of Physical Sciences | 20.66 | Office - Staff | 1 | Office Space Group | 101 | Office - Academic Staff |  | Barely Adequate | 3,363.42 | NO
North Terrace_NT29-Mawson_Ground Floor_G38A _ Office - Staff | NT-NT29-02-G38A | NT29-02-G38A-Office - Staff | North Terrace | NT | NT29 | Mawson | 02 | Ground Floor | G38A | 284 | School of Physical Sciences | 284 | School of Physical Sciences | 29.42 | Office - Staff | 1 | Office Space Group | 101 | Office - Academic Staff |  | Barely Adequate | 4,789.54 | NO
North Terrace_NT29-Mawson_Ground Floor_G39 _ Student Room | NT-NT29-02-G39 | NT29-02-G39-Student Room | North Terrace | NT | NT29 | Mawson | 02 | Ground Floor | G39 | 284 | School of Physical Sciences | 284 | School of Physical Sciences | 67.17 | Student Room | 3 | Specialist Teaching or Research Space Group | 300 | Laboratory - Specialist teaching and research - type not defined |  | Barely Adequate | 14,543.81 | NO
North Terrace_NT29-Mawson_Ground Floor_G40 _ Kitchen | NT-NT29-02-G40 | NT29-02-G40-Kitchen | North Terrace | NT | NT29 | Mawson | 02 | Ground Floor | G40 | 284 | School of Physical Sciences | 284 | School of Physical Sciences | 11.86 | Kitchen | 6 | General Facility Space Group | 608 | General Facility - Kitchen/Servery/Food Storage |  | Barely Adequate | 2,162.49 | NO
North Terrace_NT29-Mawson_Ground Floor_G41 _ Office - Staff | NT-NT29-02-G41 | NT29-02-G41-Office - Staff | North Terrace | NT | NT29 | Mawson | 02 | Ground Floor | G41 | 284 | School of Physical Sciences | 284 | School of Physical Sciences | 47.18 | Office - Staff | 1 | Office Space Group | 101 | Office - Academic Staff |  | Barely Adequate | 7,680.85 | NO
North Terrace_NT29-Mawson_Ground Floor_G41A _ Office - Staff | NT-NT29-02-G41A | NT29-02-G41A-Office - Staff | North Terrace | NT | NT29 | Mawson | 02 | Ground Floor | G41A | 284 | School of Physical Sciences | 284 | School of Physical Sciences | 17 | Office - Staff | 1 | Office Space Group | 101 | Office - Academic Staff |  | Barely Adequate | 2,767.58 | NO
North Terrace_NT29-Mawson_Ground Floor_G42 _ Staff Office | NT-NT29-02-G42 | NT29-02-G42-Staff Office | North Terrace | NT | NT29 | Mawson | 02 | Ground Floor | G42 | 284 | School of Physical Sciences | 284 | School of Physical Sciences | 32.29 | Staff Office | 6 | General Facility Space Group | 605 | General Facility - Common Room Staff access |  | Barely Adequate | 5,887.59 | NO
North Terrace_NT29-Mawson_Ground Floor_G43 _ Store | NT-NT29-02-G43 | NT29-02-G43-Store | North Terrace | NT | NT29 | Mawson | 02 | Ground Floor | G43 | 284 | School of Physical Sciences | 284 | School of Physical Sciences | 14.05 | Store | 4 | Ancillary Area Space Group | 419 | Ancillary Area - Store Room - Generic |  | Barely Adequate | 2,012.85 | NO
North Terrace_NT29-Mawson_Ground Floor_G44 _ Corr. | NT-NT29-02-G44 | NT29-02-G44-Corr. | North Terrace | NT | NT29 | Mawson | 02 | Ground Floor | G44 | 99939 | Unusable Spaces | 99939 | Unusable Spaces | 8.38 | Corr. | 8 | Non Useable Floor Area Space Group | 805 | Non-usable - Circulation space |  | Unknown | 0.00 | NO
North Terrace_NT29-Mawson_Ground Floor_G44A _ Office - Staff | NT-NT29-02-G44A | NT29-02-G44A-Office - Staff | North Terrace | NT | NT29 | Mawson | 02 | Ground Floor | G44A | 284 | School of Physical Sciences | 284 | School of Physical Sciences | 24.32 | Office - Staff | 1 | Office Space Group | 101 | Office - Academic Staff |  | Barely Adequate | 3,959.27 | NO
North Terrace_NT29-Mawson_Ground Floor_G44B _ Corr. | NT-NT29-02-G44B | NT29-02-G44B-Corr. | North Terrace | NT | NT29 | Mawson | 02 | Ground Floor | G44B | 99939 | Unusable Spaces | 99939 | Unusable Spaces | 4.58 | Corr. | 8 | Non Useable Floor Area Space Group | 805 | Non-usable - Circulation space |  | Adequate | 0.00 | NO
North Terrace_NT29-Mawson_Ground Floor_G44C _ Office | NT-NT29-02-G44C | NT29-02-G44C-Office | North Terrace | NT | NT29 | Mawson | 02 | Ground Floor | G44C | 284 | School of Physical Sciences | 284 | School of Physical Sciences | 10.62 | Office | 1 | Office Space Group | 101 | Office - Academic Staff |  | Barely Adequate | 1,728.92 | NO
North Terrace_NT29-Mawson_Ground Floor_G44D _ Meeting - Informal | NT-NT29-02-G44D | NT29-02-G44D-Meeting - Informal | North Terrace | NT | NT29 | Mawson | 02 | Ground Floor | G44D | 284 | School of Physical Sciences | 284 | School of Physical Sciences | 10.41 | Meeting - Informal | 1 | Office Space Group | 119 | Informal Work Space |  | Barely Adequate | 1,694.74 | NO
North Terrace_NT29-Mawson_Ground Floor_G45 _ Office | NT-NT29-02-G45 | NT29-02-G45-Office | North Terrace | NT | NT29 | Mawson | 02 | Ground Floor | G45 | 284 | School of Physical Sciences | 284 | School of Physical Sciences | 10 | Office | 1 | Office Space Group | 101 | Office - Academic Staff |  | Barely Adequate | 1,627.99 | NO
North Terrace_NT29-Mawson_Ground Floor_G46 _ Switch Room | NT-NT29-02-G46 | NT29-02-G46-Switch Room | North Terrace | NT | NT29 | Mawson | 02 | Ground Floor | G46 | 99939 | Unusable Spaces | 99939 | Unusable Spaces | 12.98 | Switch Room | 8 | Non Useable Floor Area Space Group | 815 | Non-usable - Switch room |  | Unknown | 0.00 | NO
North Terrace_NT29-Mawson_Ground Floor_G47 _ Comms | NT-NT29-02-G47 | NT29-02-G47-Comms | North Terrace | NT | NT29 | Mawson | 02 | Ground Floor | G47 | 850 | ITDS Branch Central Costs | 869 | Information Technology and Digital Services | 4.83 | Comms | 8 | Non Useable Floor Area Space Group | 812 | Non-usable - Comms/network system/Telephone/PABX |  | Adequate | 0.00 | NO
North Terrace_NT29-Mawson_First Floor_101 _ Corr. | NT-NT29-03-101 | NT29-03-101-Corr. | North Terrace | NT | NT29 | Mawson | 03 | First Floor | 101 | 99939 | Unusable Spaces | 99939 | Unusable Spaces | 43.58 | Corr. | 8 | Non Useable Floor Area Space Group | 805 | Non-usable - Circulation space | INFORMAL-PRIM-S | Unknown | 0.00 | NO
North Terrace_NT29-Mawson_First Floor_101A _ Corr. / Touchdown Area | NT-NT29-03-101A | NT29-03-101A-Corr. / Touchdown Area | North Terrace | NT | NT29 | Mawson | 03 | First Floor | 101A | 99939 | Unusable Spaces | 99939 | Unusable Spaces | 38.18 | Corr. / Touchdown Area | 8 | Non Useable Floor Area Space Group | 805 | Non-usable - Circulation space | INFORMAL-PRIM-S | Unknown | 0.00 | NO
North Terrace_NT29-Mawson_First Floor_101B _ Corr. | NT-NT29-03-101B | NT29-03-101B-Corr. | North Terrace | NT | NT29 | Mawson | 03 | First Floor | 101B | 99939 | Unusable Spaces | 99939 | Unusable Spaces | 11.1 | Corr. | 8 | Non Useable Floor Area Space Group | 805 | Non-usable - Circulation space |  | Unknown | 0.00 | NO
North Terrace_NT29-Mawson_First Floor_101C _ Corr. | NT-NT29-03-101C | NT29-03-101C-Corr. | North Terrace | NT | NT29 | Mawson | 03 | First Floor | 101C | 99939 | Unusable Spaces | 99939 | Unusable Spaces | 12.37 | Corr. | 8 | Non Useable Floor Area Space Group | 805 | Non-usable - Circulation space |  | Unknown | 0.00 | NO
North Terrace_NT29-Mawson_First Floor_102 _ Stair | NT-NT29-03-102 | NT29-03-102-Stair | North Terrace | NT | NT29 | Mawson | 03 | First Floor | 102 | 99939 | Unusable Spaces | 99939 | Unusable Spaces | 13.8 | Stair | 8 | Non Useable Floor Area Space Group | 805 | Non-usable - Circulation space |  | Unknown | 0.00 | NO
North Terrace_NT29-Mawson_First Floor_103 _ Cleaner | NT-NT29-03-103 | NT29-03-103-Cleaner | North Terrace | NT | NT29 | Mawson | 03 | First Floor | 103 | 99939 | Unusable Spaces | 99939 | Unusable Spaces | 2.66 | Cleaner | 8 | Non Useable Floor Area Space Group | 806 | Non-usable - Cleaners room |  | Unknown | 0.00 | NO
North Terrace_NT29-Mawson_First Floor_103A _ Cleaners | NT-NT29-03-103A | NT29-03-103A-Cleaners | North Terrace | NT | NT29 | Mawson | 03 | First Floor | 103A | 99939 | Unusable Spaces | 99939 | Unusable Spaces | 0.69 | Cleaners | 8 | Non Useable Floor Area Space Group | 806 | Non-usable - Cleaners room |  | Unknown | 0.00 | NO
North Terrace_NT29-Mawson_First Floor_104 _ Circ. | NT-NT29-03-104 | NT29-03-104-Circ. | North Terrace | NT | NT29 | Mawson | 03 | First Floor | 104 | 99939 | Unusable Spaces | 99939 | Unusable Spaces | 16.99 | Circ. | 8 | Non Useable Floor Area Space Group | 805 | Non-usable - Circulation space |  | Unknown | 0.00 | NO
North Terrace_NT29-Mawson_First Floor_104A _ Circ. | NT-NT29-03-104A | NT29-03-104A-Circ. | North Terrace | NT | NT29 | Mawson | 03 | First Floor | 104A | 99939 | Unusable Spaces | 99939 | Unusable Spaces | 0.21 | Circ. | 8 | Non Useable Floor Area Space Group | 805 | Non-usable - Circulation space |  | Unknown | 0.00 | NO
North Terrace_NT29-Mawson_First Floor_105 _ Lobby | NT-NT29-03-105 | NT29-03-105-Lobby | North Terrace | NT | NT29 | Mawson | 03 | First Floor | 105 | 99939 | Unusable Spaces | 99939 | Unusable Spaces | 23.4 | Lobby | 8 | Non Useable Floor Area Space Group | 805 | Non-usable - Circulation space |  | Unknown | 0.00 | NO
North Terrace_NT29-Mawson_First Floor_105A _ VSR | NT-NT29-03-105A | NT29-03-105A-VSR | North Terrace | NT | NT29 | Mawson | 03 | First Floor | 105A | 99939 | Unusable Spaces | 99939 | Unusable Spaces | 0.77 | VSR | 8 | Non Useable Floor Area Space Group | 840 | Non-usable - Service riser |  | Unknown | 0.00 | NO
North Terrace_NT29-Mawson_First Floor_105B _ VSR | NT-NT29-03-105B | NT29-03-105B-VSR | North Terrace | NT | NT29 | Mawson | 03 | First Floor | 105B | 99939 | Unusable Spaces | 99939 | Unusable Spaces | 0.2 | VSR | 8 | Non Useable Floor Area Space Group | 840 | Non-usable - Service riser |  | Unknown | 0.00 | NO
North Terrace_NT29-Mawson_First Floor_106 _ Stair | NT-NT29-03-106 | NT29-03-106-Stair | North Terrace | NT | NT29 | Mawson | 03 | First Floor | 106 | 99939 | Unusable Spaces | 99939 | Unusable Spaces | 13.49 | Stair | 8 | Non Useable Floor Area Space Group | 805 | Non-usable - Circulation space |  | Unknown | 0.00 | NO
North Terrace_NT29-Mawson_First Floor_107 _ Conference Centre | NT-NT29-03-107 | NT29-03-107-Conference Centre | North Terrace | NT | NT29 | Mawson | 03 | First Floor | 107 | 284 | School of Physical Sciences | 284 | School of Physical Sciences | 30.62 | Conference Centre | 6 | General Facility Space Group | 601 | General Facility - Committee/Conference/Meeting room |  | Barely Adequate | 5,583.09 | NO
North Terrace_NT29-Mawson_First Floor_108 _ Office - Research Office | NT-NT29-03-108 | NT29-03-108-Office - Research Office | North Terrace | NT | NT29 | Mawson | 03 | First Floor | 108 | 284 | School of Physical Sciences | 284 | School of Physical Sciences | 11.03 | Office - Research Office | 1 | Office Space Group | 102 | Office - Research Staff |  | Barely Adequate | 1,795.67 | NO
North Terrace_NT29-Mawson_First Floor_108A _ Store | NT-NT29-03-108A | NT29-03-108A-Store | North Terrace | NT | NT29 | Mawson | 03 | First Floor | 108A | 284 | School of Physical Sciences | 284 | School of Physical Sciences | 1.88 | Store | 4 | Ancillary Area Space Group | 419 | Ancillary Area - Store Room - Generic |  | Barely Adequate | 269.33 | NO
North Terrace_NT29-Mawson_First Floor_108B _ Kitchen | NT-NT29-03-108B | NT29-03-108B-Kitchen | North Terrace | NT | NT29 | Mawson | 03 | First Floor | 108B | 284 | School of Physical Sciences | 284 | School of Physical Sciences | 3.26 | Kitchen | 6 | General Facility Space Group | 608 | General Facility - Kitchen/Servery/Food Storage |  | Barely Adequate | 594.41 | NO
North Terrace_NT29-Mawson_First Floor_110 _ Office - Open Plan - Honours | NT-NT29-03-110 | NT29-03-110-Office - Open Plan - Honours | North Terrace | NT | NT29 | Mawson | 03 | First Floor | 110 | 284 | School of Physical Sciences | 284 | School of Physical Sciences | 110.2 | Office - Open Plan - Honours | 1 | Office Space Group | 114 | Open Plan - Research Students |  | Barely Adequate | 17,940.43 | NO
North Terrace_NT29-Mawson_First Floor_111 _ Office - Staff | NT-NT29-03-111 | NT29-03-111-Office - Staff | North Terrace | NT | NT29 | Mawson | 03 | First Floor | 111 | 284 | School of Physical Sciences | 284 | School of Physical Sciences | 25.7 | Office - Staff | 1 | Office Space Group | 101 | Office - Academic Staff |  | Barely Adequate | 4,183.93 | NO
North Terrace_NT29-Mawson_First Floor_113 _ Office - Staff | NT-NT29-03-113 | NT29-03-113-Office - Staff | North Terrace | NT | NT29 | Mawson | 03 | First Floor | 113 | 284 | School of Physical Sciences | 284 | School of Physical Sciences | 12.8 | Office - Staff | 1 | Office Space Group | 101 | Office - Academic Staff |  | Barely Adequate | 2,083.83 | NO
North Terrace_NT29-Mawson_First Floor_114 _ Office - Staff | NT-NT29-03-114 | NT29-03-114-Office - Staff | North Terrace | NT | NT29 | Mawson | 03 | First Floor | 114 | 284 | School of Physical Sciences | 284 | School of Physical Sciences | 11.63 | Office - Staff | 1 | Office Space Group | 101 | Office - Academic Staff |  | Barely Adequate | 1,893.35 | NO
North Terrace_NT29-Mawson_First Floor_115 _ Stair | NT-NT29-03-115 | NT29-03-115-Stair | North Terrace | NT | NT29 | Mawson | 03 | First Floor | 115 | 99939 | Unusable Spaces | 99939 | Unusable Spaces | 15.7 | Stair | 8 | Non Useable Floor Area Space Group | 805 | Non-usable - Circulation space |  | Unknown | 0.00 | NO
North Terrace_NT29-Mawson_First Floor_116 _ Office - Student | NT-NT29-03-116 | NT29-03-116-Office - Student | North Terrace | NT | NT29 | Mawson | 03 | First Floor | 116 | 284 | School of Physical Sciences | 284 | School of Physical Sciences | 11.8 | Office - Student | 1 | Office Space Group | 103 | Office - Research Students |  | Barely Adequate | 1,921.03 | NO
North Terrace_NT29-Mawson_First Floor_116A _ VSR | NT-NT29-03-116A | NT29-03-116A-VSR | North Terrace | NT | NT29 | Mawson | 03 | First Floor | 116A | 99939 | Unusable Spaces | 99939 | Unusable Spaces | 1.3 | VSR | 8 | Non Useable Floor Area Space Group | 840 | Non-usable - Service riser |  | Unknown | 0.00 | NO
North Terrace_NT29-Mawson_First Floor_117 _ Office | NT-NT29-03-117 | NT29-03-117-Office | North Terrace | NT | NT29 | Mawson | 03 | First Floor | 117 | 284 | School of Physical Sciences | 284 | School of Physical Sciences | 11.6 | Office | 1 | Office Space Group | 101 | Office - Academic Staff |  | Barely Adequate | 1,888.47 | NO
North Terrace_NT29-Mawson_First Floor_118 _ Office - Staff | NT-NT29-03-118 | NT29-03-118-Office - Staff | North Terrace | NT | NT29 | Mawson | 03 | First Floor | 118 | 284 | School of Physical Sciences | 284 | School of Physical Sciences | 12.2 | Office - Staff | 1 | Office Space Group | 101 | Office - Academic Staff |  | Barely Adequate | 1,986.15 | NO
North Terrace_NT29-Mawson_First Floor_118A _ Office - Staff | NT-NT29-03-118A | NT29-03-118A-Office - Staff | North Terrace | NT | NT29 | Mawson | 03 | First Floor | 118A | 284 | School of Physical Sciences | 284 | School of Physical Sciences | 10.2 | Office - Staff | 1 | Office Space Group | 101 | Office - Academic Staff |  | Barely Adequate | 1,660.55 | NO
North Terrace_NT29-Mawson_First Floor_119 _ Office - Staff | NT-NT29-03-119 | NT29-03-119-Office - Staff | North Terrace | NT | NT29 | Mawson | 03 | First Floor | 119 | 284 | School of Physical Sciences | 284 | School of Physical Sciences | 17.34 | Office - Staff | 1 | Office Space Group | 101 | Office - Academic Staff |  | Barely Adequate | 2,822.93 | NO
North Terrace_NT29-Mawson_First Floor_120 _ Office - Student | NT-NT29-03-120 | NT29-03-120-Office - Student | North Terrace | NT | NT29 | Mawson | 03 | First Floor | 120 | 284 | School of Physical Sciences | 284 | School of Physical Sciences | 27.55 | Office - Student | 1 | Office Space Group | 103 | Office - Research Students |  | Barely Adequate | 4,485.11 | NO
North Terrace_NT29-Mawson_First Floor_121 _ Office | NT-NT29-03-121 | NT29-03-121-Office | North Terrace | NT | NT29 | Mawson | 03 | First Floor | 121 | 284 | School of Physical Sciences | 284 | School of Physical Sciences | 22.92 | Office | 1 | Office Space Group | 101 | Office - Academic Staff |  | Barely Adequate | 3,731.35 | NO
North Terrace_NT29-Mawson_First Floor_122 _ "Madigan Room" | NT-NT29-03-122 | NT29-03-122-"Madigan Room" | North Terrace | NT | NT29 | Mawson | 03 | First Floor | 122 | 99998 | Central Common Teaching Areas (In Use) | 952 | Corporate Services Division Admin | 185.95 | "Madigan Room" | 2 | Teaching Space Group | 204 | Lecture/Seminar/Tutorial (>70 seats) Flat Floor |  | Adequate | 38,471.23 | NO
North Terrace_NT29-Mawson_First Floor_123 _ Office - Student | NT-NT29-03-123 | NT29-03-123-Office - Student | North Terrace | NT | NT29 | Mawson | 03 | First Floor | 123 | 284 | School of Physical Sciences | 284 | School of Physical Sciences | 23.33 | Office - Student | 1 | Office Space Group | 103 | Office - Research Students |  | Barely Adequate | 3,798.10 | NO
North Terrace_NT29-Mawson_First Floor_123A _ Office - Student | NT-NT29-03-123A | NT29-03-123A-Office - Student | North Terrace | NT | NT29 | Mawson | 03 | First Floor | 123A | 284 | School of Physical Sciences | 284 | School of Physical Sciences | 24.12 | Office - Student | 1 | Office Space Group | 103 | Office - Research Students |  | Barely Adequate | 3,926.71 | NO
North Terrace_NT29-Mawson_First Floor_124 _ Office - Research Office | NT-NT29-03-124 | NT29-03-124-Office - Research Office | North Terrace | NT | NT29 | Mawson | 03 | First Floor | 124 | 284 | School of Physical Sciences | 284 | School of Physical Sciences | 28.78 | Office - Research Office | 1 | Office Space Group | 102 | Office - Research Staff |  | Barely Adequate | 4,685.35 | NO
North Terrace_NT29-Mawson_First Floor_125 _ Office - Student | NT-NT29-03-125 | NT29-03-125-Office - Student | North Terrace | NT | NT29 | Mawson | 03 | First Floor | 125 | 284 | School of Physical Sciences | 284 | School of Physical Sciences | 23.63 | Office - Student | 1 | Office Space Group | 103 | Office - Research Students |  | Barely Adequate | 3,846.94 | NO
North Terrace_NT29-Mawson_First Floor_125A _ Office - Student | NT-NT29-03-125A | NT29-03-125A-Office - Student | North Terrace | NT | NT29 | Mawson | 03 | First Floor | 125A | 284 | School of Physical Sciences | 284 | School of Physical Sciences | 19.87 | Office - Student | 1 | Office Space Group | 103 | Office - Research Students |  | Barely Adequate | 3,234.81 | NO
North Terrace_NT29-Mawson_First Floor_126 _ "Howchin Room" | NT-NT29-03-126 | NT29-03-126-"Howchin Room" | North Terrace | NT | NT29 | Mawson | 03 | First Floor | 126 | 284 | School of Physical Sciences | 284 | School of Physical Sciences | 35.81 | "Howchin Room" | 1 | Office Space Group | 103 | Office - Research Students |  | Barely Adequate | 5,829.83 | NO
North Terrace_NT29-Mawson_First Floor_127 _ Cabling | NT-NT29-03-127 | NT29-03-127-Cabling | North Terrace | NT | NT29 | Mawson | 03 | First Floor | 127 | 99939 | Unusable Spaces | 99939 | Unusable Spaces | 2.9 | Cabling | 8 | Non Useable Floor Area Space Group | 805 | Non-usable - Circulation space |  | Unknown | 0.00 | NO
North Terrace_NT29-Mawson_First Floor_128 _ Comm. Service | NT-NT29-03-128 | NT29-03-128-Comm. Service | North Terrace | NT | NT29 | Mawson | 03 | First Floor | 128 | 850 | ITDS Branch Central Costs | 869 | Information Technology and Digital Services | 5.24 | Comm. Service | 8 | Non Useable Floor Area Space Group | 812 | Non-usable - Comms/network system/Telephone/PABX |  | Adequate | 0.00 | NO
North Terrace_NT29-Mawson_First Floor_128A _ Lift | NT-NT29-03-128A | NT29-03-128A-Lift | North Terrace | NT | NT29 | Mawson | 03 | First Floor | 128A | 99939 | Unusable Spaces | 99939 | Unusable Spaces | 1.14 | Lift | 8 | Non Useable Floor Area Space Group | 838 | Non-usable - Lift |  | Unknown | 0.00 | NO
North Terrace_NT29-Mawson_First Floor_129 _ "McBriar Room" | NT-NT29-03-129 | NT29-03-129-"McBriar Room" | North Terrace | NT | NT29 | Mawson | 03 | First Floor | 129 | 284 | School of Physical Sciences | 284 | School of Physical Sciences | 21.47 | "McBriar Room" | 6 | General Facility Space Group | 601 | General Facility - Committee/Conference/Meeting room |  | Adequate | 4,077.84 | NO
North Terrace_NT29-Mawson_First Floor_130 _ Office - Undergrad Study | NT-NT29-03-130 | NT29-03-130-Office - Undergrad Study | North Terrace | NT | NT29 | Mawson | 03 | First Floor | 130 | 99950 | Hub and study spaces (ex-DVCA) | 952 | Corporate Services Division Admin | 10.47 | Office - Undergrad Study | 1 | Office Space Group | 103 | Office - Research Students | INFORMAL-PRIM-G | Adequate | 1,775.53 | NO
North Terrace_NT29-Mawson_First Floor_131 _ Tea Point | NT-NT29-03-131 | NT29-03-131-Tea Point | North Terrace | NT | NT29 | Mawson | 03 | First Floor | 131 | 99950 | Hub and study spaces (ex-DVCA) | 952 | Corporate Services Division Admin | 30.23 | Tea Point | 6 | General Facility Space Group | 608 | General Facility - Kitchen/Servery/Food Storage | INFORMAL-PRIM-S | Adequate | 5,741.64 | NO
North Terrace_NT29-Mawson_First Floor_131A _ Tea Point | NT-NT29-03-131A | NT29-03-131A-Tea Point | North Terrace | NT | NT29 | Mawson | 03 | First Floor | 131A | 99950 | Hub and study spaces (ex-DVCA) | 952 | Corporate Services Division Admin | 3.27 | Tea Point | 6 | General Facility Space Group | 608 | General Facility - Kitchen/Servery/Food Storage |  | Adequate | 621.08 | NO
North Terrace_NT29-Mawson_First Floor_132 _ Informal Learning | NT-NT29-03-132 | NT29-03-132-Informal Learning | North Terrace | NT | NT29 | Mawson | 03 | First Floor | 132 | 99950 | Hub and study spaces (ex-DVCA) | 952 | Corporate Services Division Admin | 40.62 | Informal Learning | 5 | Library, IT and Learning Space Group | 517 | Informal Learning | INFORMAL-PRIM-S | Adequate | 7,715.04 | NO
North Terrace_NT29-Mawson_First Floor_133 _ Booths | NT-NT29-03-133 | NT29-03-133-Booths | North Terrace | NT | NT29 | Mawson | 03 | First Floor | 133 | 99950 | Hub and study spaces (ex-DVCA) | 952 | Corporate Services Division Admin | 36.38 | Booths | 2 | Teaching Space Group | 217 | Collaborative Teaching Space | INFORMAL-PRIM-S | Adequate | 7,526.67 | NO
North Terrace_NT29-Mawson_First Floor_134 _ "Sprigg Room" | NT-NT29-03-134 | NT29-03-134-"Sprigg Room" | North Terrace | NT | NT29 | Mawson | 03 | First Floor | 134 | 99998 | Central Common Teaching Areas (In Use) | 952 | Corporate Services Division Admin | 317.28 | "Sprigg Room" | 2 | Teaching Space Group | 204 | Lecture/Seminar/Tutorial (>70 seats) Flat Floor |  | Adequate | 65,642.13 | NO
North Terrace_NT29-Mawson_First Floor_138 _ Foyer | NT-NT29-03-138 | NT29-03-138-Foyer | North Terrace | NT | NT29 | Mawson | 03 | First Floor | 138 | 99939 | Unusable Spaces | 99939 | Unusable Spaces | 6.9 | Foyer | 8 | Non Useable Floor Area Space Group | 805 | Non-usable - Circulation space |  | Unknown | 0.00 | NO
North Terrace_NT29-Mawson_First Floor_138A _ Stair | NT-NT29-03-138A | NT29-03-138A-Stair | North Terrace | NT | NT29 | Mawson | 03 | First Floor | 138A | 99939 | Unusable Spaces | 99939 | Unusable Spaces | 2.56 | Stair | 8 | Non Useable Floor Area Space Group | 805 | Non-usable - Circulation space |  | Unknown | 0.00 | NO
North Terrace_NT29-Mawson_First Floor_138B _ VSR | NT-NT29-03-138B | NT29-03-138B-VSR | North Terrace | NT | NT29 | Mawson | 03 | First Floor | 138B | 99939 | Unusable Spaces | 99939 | Unusable Spaces | 1.65 | VSR | 8 | Non Useable Floor Area Space Group | 840 | Non-usable - Service riser |  | Unknown | 0.00 | NO
North Terrace_NT29-Mawson_First Floor_138C _ Store | NT-NT29-03-138C | NT29-03-138C-Store | North Terrace | NT | NT29 | Mawson | 03 | First Floor | 138C | 99939 | Unusable Spaces | 99939 | Unusable Spaces | 8.29 | Store | 4 | Ancillary Area Space Group | 419 | Ancillary Area - Store Room - Generic |  | Unknown | 0.00 | NO
North Terrace_NT29-Mawson_First Floor_139 _ Quiet Room | NT-NT29-03-139 | NT29-03-139-Quiet Room | North Terrace | NT | NT29 | Mawson | 03 | First Floor | 139 | 99950 | Hub and study spaces (ex-DVCA) | 952 | Corporate Services Division Admin | 6.16 | Quiet Room | 5 | Library, IT and Learning Space Group | 515 | Incidental Learning | INFORMAL-PRIM-I | Adequate | 1,169.98 | NO
North Terrace_NT29-Mawson_Second Floor_201 _ Stair | NT-NT29-04-201 | NT29-04-201-Stair | North Terrace | NT | NT29 | Mawson | 04 | Second Floor | 201 | 99939 | Unusable Spaces | 99939 | Unusable Spaces | 15.44 | Stair | 8 | Non Useable Floor Area Space Group | 805 | Non-usable - Circulation space |  | Unknown | 0.00 | NO
North Terrace_NT29-Mawson_Second Floor_201A _ Circ. | NT-NT29-04-201A | NT29-04-201A-Circ. | North Terrace | NT | NT29 | Mawson | 04 | Second Floor | 201A | 99939 | Unusable Spaces | 99939 | Unusable Spaces | 23.56 | Circ. | 8 | Non Useable Floor Area Space Group | 805 | Non-usable - Circulation space |  | Unknown | 0.00 | NO
North Terrace_NT29-Mawson_Second Floor_202 _ Cleaner | NT-NT29-04-202 | NT29-04-202-Cleaner | North Terrace | NT | NT29 | Mawson | 04 | Second Floor | 202 | 99939 | Unusable Spaces | 99939 | Unusable Spaces | 2.22 | Cleaner | 8 | Non Useable Floor Area Space Group | 806 | Non-usable - Cleaners room |  | Unknown | 0.00 | NO
North Terrace_NT29-Mawson_Second Floor_203 _ Lobby | NT-NT29-04-203 | NT29-04-203-Lobby | North Terrace | NT | NT29 | Mawson | 04 | Second Floor | 203 | 99939 | Unusable Spaces | 99939 | Unusable Spaces | 34.1 | Lobby | 8 | Non Useable Floor Area Space Group | 805 | Non-usable - Circulation space |  | Unknown | 0.00 | NO
North Terrace_NT29-Mawson_Second Floor_204 _ Stair | NT-NT29-04-204 | NT29-04-204-Stair | North Terrace | NT | NT29 | Mawson | 04 | Second Floor | 204 | 99939 | Unusable Spaces | 99939 | Unusable Spaces | 15.48 | Stair | 8 | Non Useable Floor Area Space Group | 805 | Non-usable - Circulation space |  | Unknown | 0.00 | NO
North Terrace_NT29-Mawson_Second Floor_205 _ A/L | NT-NT29-04-205 | NT29-04-205-A/L | North Terrace | NT | NT29 | Mawson | 04 | Second Floor | 205 | 99939 | Unusable Spaces | 99939 | Unusable Spaces | 2.59 | A/L | 8 | Non Useable Floor Area Space Group | 822 | Non-usable - Toilets/Amenities - Unisex |  | Unknown | 0.00 | NO
North Terrace_NT29-Mawson_Second Floor_205A _ WC - M | NT-NT29-04-205A | NT29-04-205A-WC - M | North Terrace | NT | NT29 | Mawson | 04 | Second Floor | 205A | 99939 | Unusable Spaces | 99939 | Unusable Spaces | 9.75 | WC - M | 8 | Non Useable Floor Area Space Group | 821 | Non-usable - Toilets/Amenities - Male |  | Unknown | 0.00 | NO
North Terrace_NT29-Mawson_Second Floor_205B _ Plantroom | NT-NT29-04-205B | NT29-04-205B-Plantroom | North Terrace | NT | NT29 | Mawson | 04 | Second Floor | 205B | 99939 | Unusable Spaces | 99939 | Unusable Spaces | 17.12 | Plantroom | 8 | Non Useable Floor Area Space Group | 811 | Non-usable - Plant room other |  | Unknown | 0.00 | NO
North Terrace_NT29-Mawson_Second Floor_206 _ Store | NT-NT29-04-206 | NT29-04-206-Store | North Terrace | NT | NT29 | Mawson | 04 | Second Floor | 206 | 99966 | Unknown | 99939 | Unusable Spaces | 2 | Store | 4 | Ancillary Area Space Group | 419 | Ancillary Area - Store Room - Generic |  | Unknown | 0.00 | NO
North Terrace_NT29-Mawson_Second Floor_207 _ Cleaner | NT-NT29-04-207 | NT29-04-207-Cleaner | North Terrace | NT | NT29 | Mawson | 04 | Second Floor | 207 | 99939 | Unusable Spaces | 99939 | Unusable Spaces | 1.9 | Cleaner | 8 | Non Useable Floor Area Space Group | 806 | Non-usable - Cleaners room |  | Unknown | 0.00 | NO
North Terrace_NT29-Mawson_Second Floor_208 _ Office - Open Plan | NT-NT29-04-208 | NT29-04-208-Office - Open Plan | North Terrace | NT | NT29 | Mawson | 04 | Second Floor | 208 | 284 | School of Physical Sciences | 284 | School of Physical Sciences | 51.29 | Office - Open Plan | 1 | Office Space Group | 111 | Open Plan - Specific type not defined |  | Barely Adequate | 8,349.95 | NO
North Terrace_NT29-Mawson_Second Floor_208A _ Office | NT-NT29-04-208A | NT29-04-208A-Office | North Terrace | NT | NT29 | Mawson | 04 | Second Floor | 208A | 284 | School of Physical Sciences | 284 | School of Physical Sciences | 11.93 | Office | 1 | Office Space Group | 101 | Office - Academic Staff |  | Barely Adequate | 1,942.19 | NO
North Terrace_NT29-Mawson_Second Floor_208B _ Office | NT-NT29-04-208B | NT29-04-208B-Office | North Terrace | NT | NT29 | Mawson | 04 | Second Floor | 208B | 284 | School of Physical Sciences | 284 | School of Physical Sciences | 11.79 | Office | 1 | Office Space Group | 101 | Office - Academic Staff |  | Barely Adequate | 1,919.40 | NO
North Terrace_NT29-Mawson_Second Floor_208C _ Office | NT-NT29-04-208C | NT29-04-208C-Office | North Terrace | NT | NT29 | Mawson | 04 | Second Floor | 208C | 284 | School of Physical Sciences | 284 | School of Physical Sciences | 11.78 | Office | 1 | Office Space Group | 101 | Office - Academic Staff |  | Barely Adequate | 1,917.77 | NO
North Terrace_NT29-Mawson_Second Floor_209 _ Store | NT-NT29-04-209 | NT29-04-209-Store | North Terrace | NT | NT29 | Mawson | 04 | Second Floor | 209 | 99966 | Unknown | 99939 | Unusable Spaces | 2.05 | Store | 4 | Ancillary Area Space Group | 419 | Ancillary Area - Store Room - Generic |  | Unknown | 0.00 | NO
North Terrace_NT29-Mawson_Second Floor_210 _ Store | NT-NT29-04-210 | NT29-04-210-Store | North Terrace | NT | NT29 | Mawson | 04 | Second Floor | 210 | 99966 | Unknown | 99939 | Unusable Spaces | 0.72 | Store | 4 | Ancillary Area Space Group | 419 | Ancillary Area - Store Room - Generic |  | Unknown | 0.00 | NO
North Terrace_NT29-Mawson_Second Floor_211 _ Office - Open Plan - Student | NT-NT29-04-211 | NT29-04-211-Office - Open Plan - Student | North Terrace | NT | NT29 | Mawson | 04 | Second Floor | 211 | 284 | School of Physical Sciences | 284 | School of Physical Sciences | 75.53 | Office - Open Plan - Student | 1 | Office Space Group | 114 | Open Plan - Research Students |  | Barely Adequate | 12,296.20 | NO
North Terrace_NT29-Mawson_Second Floor_211A _ Office - Open Plan - Student | NT-NT29-04-211A | NT29-04-211A-Office - Open Plan - Student | North Terrace | NT | NT29 | Mawson | 04 | Second Floor | 211A | 284 | School of Physical Sciences | 284 | School of Physical Sciences | 51.3 | Office - Open Plan - Student | 1 | Office Space Group | 114 | Open Plan - Research Students |  | Barely Adequate | 8,351.58 | NO
North Terrace_NT29-Mawson_Second Floor_211B _ Office - Staff | NT-NT29-04-211B | NT29-04-211B-Office - Staff | North Terrace | NT | NT29 | Mawson | 04 | Second Floor | 211B | 284 | School of Physical Sciences | 284 | School of Physical Sciences | 9.53 | Office - Staff | 1 | Office Space Group | 101 | Office - Academic Staff |  | Adequate | 1,616.12 | NO
North Terrace_NT29-Mawson_Second Floor_211C _ VSR | NT-NT29-04-211C | NT29-04-211C-VSR | North Terrace | NT | NT29 | Mawson | 04 | Second Floor | 211C | 99939 | Unusable Spaces | 99939 | Unusable Spaces | 1.3 | VSR | 8 | Non Useable Floor Area Space Group | 840 | Non-usable - Service riser |  | Unknown | 0.00 | NO
North Terrace_NT29-Mawson_Second Floor_212 _ Stair | NT-NT29-04-212 | NT29-04-212-Stair | North Terrace | NT | NT29 | Mawson | 04 | Second Floor | 212 | 99939 | Unusable Spaces | 99939 | Unusable Spaces | 15.7 | Stair | 8 | Non Useable Floor Area Space Group | 805 | Non-usable - Circulation space |  | Unknown | 0.00 | NO
North Terrace_NT29-Mawson_Roof Level_301 _ Roof Plantroom | NT-NT29-05-301 | NT29-05-301-Roof Plantroom | North Terrace | NT | NT29 | Mawson | 05 | Roof Level | 301 | 99939 | Unusable Spaces | 99939 | Unusable Spaces | 14.84 | Roof Plantroom | 8 | Non Useable Floor Area Space Group | 811 | Non-usable - Plant room other |  | Unknown | 0.00 | NO
North Terrace_NT29-Mawson_Roof Level_R.01 _ Services Zone 1 (NUFA) | NT-NT29-05-R.01 | NT29-05-R.01-Services Zone 1 (NUFA) | North Terrace | NT | NT29 | Mawson | 05 | Roof Level | R.01 | 99939 | Unusable Spaces | 99939 | Unusable Spaces | 70.27 | Services Zone 1 (NUFA) | 8 | Non Useable Floor Area Space Group | 811 | Non-usable - Plant room other |  | Unknown | 0.00 | NO
North Terrace_NT29-Mawson_Roof Level_R.02 _ Services Zone 2 (NUFA) | NT-NT29-05-R.02 | NT29-05-R.02-Services Zone 2 (NUFA) | North Terrace | NT | NT29 | Mawson | 05 | Roof Level | R.02 | 99939 | Unusable Spaces | 99939 | Unusable Spaces | 160.25 | Services Zone 2 (NUFA) | 8 | Non Useable Floor Area Space Group | 811 | Non-usable - Plant room other |  | Unknown | 0.00 | NO
North Terrace_NT29-Mawson_Roof Level_R.03 _ Services Zone 3 (NUFA) | NT-NT29-05-R.03 | NT29-05-R.03-Services Zone 3 (NUFA) | North Terrace | NT | NT29 | Mawson | 05 | Roof Level | R.03 | 99939 | Unusable Spaces | 99939 | Unusable Spaces | 70.07 | Services Zone 3 (NUFA) | 8 | Non Useable Floor Area Space Group | 811 | Non-usable - Plant room other |  | Unknown | 0.00 | NO
North Terrace_NT30-Helen Mayo North_Basement_NB01 _ A/L | NT-NT30-01-NB01 | NT30-01-NB01-A/L | North Terrace | NT | NT30 | Helen Mayo North | 01 | Basement | NB01 | 99939 | Unusable Spaces | 99939 | Unusable Spaces | 6 | A/L | 8 | Non Useable Floor Area Space Group | 805 | Non-usable - Circulation space |  | Unknown | 0.00 | NO
North Terrace_NT30-Helen Mayo North_Basement_NB01A _ A/L | NT-NT30-01-NB01A | NT30-01-NB01A-A/L | North Terrace | NT | NT30 | Helen Mayo North | 01 | Basement | NB01A | 99939 | Unusable Spaces | 99939 | Unusable Spaces | 6.35 | A/L | 8 | Non Useable Floor Area Space Group | 805 | Non-usable - Circulation space |  | Unknown | 0.00 | NO
North Terrace_NT30-Helen Mayo North_Basement_NB02 _ WC - M | NT-NT30-01-NB02 | NT30-01-NB02-WC - M | North Terrace | NT | NT30 | Helen Mayo North | 01 | Basement | NB02 | 99939 | Unusable Spaces | 99939 | Unusable Spaces | 8.8 | WC - M | 8 | Non Useable Floor Area Space Group | 821 | Non-usable - Toilets/Amenities - Male |  | Unknown | 0.00 | NO
North Terrace_NT30-Helen Mayo North_Basement_NB02A _ WC - M | NT-NT30-01-NB02A | NT30-01-NB02A-WC - M | North Terrace | NT | NT30 | Helen Mayo North | 01 | Basement | NB02A | 99939 | Unusable Spaces | 99939 | Unusable Spaces | 2.16 | WC - M | 8 | Non Useable Floor Area Space Group | 821 | Non-usable - Toilets/Amenities - Male |  | Unknown | 0.00 | NO
North Terrace_NT30-Helen Mayo North_Basement_NB02B _ Changeroom - M | NT-NT30-01-NB02B | NT30-01-NB02B-Changeroom - M | North Terrace | NT | NT30 | Helen Mayo North | 01 | Basement | NB02B | 99939 | Unusable Spaces | 99939 | Unusable Spaces | 7.02 | Changeroom - M | 8 | Non Useable Floor Area Space Group | 821 | Non-usable - Toilets/Amenities - Male |  | Unknown | 0.00 | NO
North Terrace_NT30-Helen Mayo North_Basement_NB02C _ Shower - M | NT-NT30-01-NB02C | NT30-01-NB02C-Shower - M | North Terrace | NT | NT30 | Helen Mayo North | 01 | Basement | NB02C | 99939 | Unusable Spaces | 99939 | Unusable Spaces | 1.99 | Shower - M | 8 | Non Useable Floor Area Space Group | 835 | Non-usable - Toilets/Amenities - Other |  | Unknown | 0.00 | NO
North Terrace_NT30-Helen Mayo North_Basement_NB03 _ WC - F | NT-NT30-01-NB03 | NT30-01-NB03-WC - F | North Terrace | NT | NT30 | Helen Mayo North | 01 | Basement | NB03 | 99939 | Unusable Spaces | 99939 | Unusable Spaces | 8.8 | WC - F | 8 | Non Useable Floor Area Space Group | 820 | Non-usable - Toilets/Amenities - Female |  | Unknown | 0.00 | NO
North Terrace_NT30-Helen Mayo North_Basement_NB03A _ Change Room - F | NT-NT30-01-NB03A | NT30-01-NB03A-Change Room - F | North Terrace | NT | NT30 | Helen Mayo North | 01 | Basement | NB03A | 99939 | Unusable Spaces | 99939 | Unusable Spaces | 7.09 | Change Room - F | 8 | Non Useable Floor Area Space Group | 820 | Non-usable - Toilets/Amenities - Female |  | Unknown | 0.00 | NO
North Terrace_NT30-Helen Mayo North_Basement_NB03B _ Shower - F | NT-NT30-01-NB03B | NT30-01-NB03B-Shower - F | North Terrace | NT | NT30 | Helen Mayo North | 01 | Basement | NB03B | 99939 | Unusable Spaces | 99939 | Unusable Spaces | 1.99 | Shower - F | 8 | Non Useable Floor Area Space Group | 835 | Non-usable - Toilets/Amenities - Other |  | Unknown | 0.00 | NO
North Terrace_NT30-Helen Mayo North_Basement_NB05 _ Comms | NT-NT30-01-NB05 | NT30-01-NB05-Comms | North Terrace | NT | NT30 | Helen Mayo North | 01 | Basement | NB05 | 850 | ITDS Branch Central Costs | 869 | Information Technology and Digital Services | 10.39 | Comms | 8 | Non Useable Floor Area Space Group | 812 | Non-usable - Comms/network system/Telephone/PABX |  | Adequate | 0.00 | NO
North Terrace_NT30-Helen Mayo North_Basement_NB06 _ Stair | NT-NT30-01-NB06 | NT30-01-NB06-Stair | North Terrace | NT | NT30 | Helen Mayo North | 01 | Basement | NB06 | 99939 | Unusable Spaces | 99939 | Unusable Spaces | 10.63 | Stair | 8 | Non Useable Floor Area Space Group | 805 | Non-usable - Circulation space |  | Unknown | 0.00 | NO
North Terrace_NT30-Helen Mayo North_Basement_NB07 _ Corr. | NT-NT30-01-NB07 | NT30-01-NB07-Corr. | North Terrace | NT | NT30 | Helen Mayo North | 01 | Basement | NB07 | 99939 | Unusable Spaces | 99939 | Unusable Spaces | 6.14 | Corr. | 8 | Non Useable Floor Area Space Group | 805 | Non-usable - Circulation space |  | Unknown | 0.00 | NO
North Terrace_NT30-Helen Mayo North_Basement_NB08 _ Corr. | NT-NT30-01-NB08 | NT30-01-NB08-Corr. | North Terrace | NT | NT30 | Helen Mayo North | 01 | Basement | NB08 | 99939 | Unusable Spaces | 99939 | Unusable Spaces | 27.07 | Corr. | 8 | Non Useable Floor Area Space Group | 805 | Non-usable - Circulation space |  | Unknown | 0.00 | NO
North Terrace_NT30-Helen Mayo North_Basement_NB08A _ VSR | NT-NT30-01-NB08A | NT30-01-NB08A-VSR | North Terrace | NT | NT30 | Helen Mayo North | 01 | Basement | NB08A | 99939 | Unusable Spaces | 99939 | Unusable Spaces | 0.53 | VSR | 8 | Non Useable Floor Area Space Group | 840 | Non-usable - Service riser |  | Unknown | 0.00 | NO
North Terrace_NT30-Helen Mayo North_Basement_NB08B _ VSR | NT-NT30-01-NB08B | NT30-01-NB08B-VSR | North Terrace | NT | NT30 | Helen Mayo North | 01 | Basement | NB08B | 99939 | Unusable Spaces | 99939 | Unusable Spaces | 0.29 | VSR | 8 | Non Useable Floor Area Space Group | 840 | Non-usable - Service riser |  | Unknown | 0.00 | NO
North Terrace_NT30-Helen Mayo North_Basement_NB08C _ DB | NT-NT30-01-NB08C | NT30-01-NB08C-DB | North Terrace | NT | NT30 | Helen Mayo North | 01 | Basement | NB08C | 99939 | Unusable Spaces | 99939 | Unusable Spaces | 0.35 | DB | 8 | Non Useable Floor Area Space Group | 815 | Non-usable - Switch room |  | Unknown | 0.00 | NO
North Terrace_NT30-Helen Mayo North_Basement_NB08D _ Telecom | NT-NT30-01-NB08D | NT30-01-NB08D-Telecom | North Terrace | NT | NT30 | Helen Mayo North | 01 | Basement | NB08D | 99939 | Unusable Spaces | 99939 | Unusable Spaces | 0.26 | Telecom | 8 | Non Useable Floor Area Space Group | 840 | Non-usable - Service riser |  | Unknown | 0.00 | NO
North Terrace_NT30-Helen Mayo North_Basement_NB08E _ Corr. | NT-NT30-01-NB08E | NT30-01-NB08E-Corr. | North Terrace | NT | NT30 | Helen Mayo North | 01 | Basement | NB08E | 99939 | Unusable Spaces | 99939 | Unusable Spaces | 14.94 | Corr. | 8 | Non Useable Floor Area Space Group | 805 | Non-usable - Circulation space |  | Unknown | 0.00 | NO
North Terrace_NT30-Helen Mayo North_Basement_NB09 _ Stair | NT-NT30-01-NB09 | NT30-01-NB09-Stair | North Terrace | NT | NT30 | Helen Mayo North | 01 | Basement | NB09 | 99939 | Unusable Spaces | 99939 | Unusable Spaces | 12.76 | Stair | 8 | Non Useable Floor Area Space Group | 805 | Non-usable - Circulation space |  | Unknown | 0.00 | NO
North Terrace_NT30-Helen Mayo North_Basement_NB09A _ Store | NT-NT30-01-NB09A | NT30-01-NB09A-Store | North Terrace | NT | NT30 | Helen Mayo North | 01 | Basement | NB09A | 99939 | Unusable Spaces | 99939 | Unusable Spaces | 2.92 | Store | 8 | Non Useable Floor Area Space Group | 806 | Non-usable - Cleaners room |  | Adequate | 0.00 | NO
North Terrace_NT30-Helen Mayo North_Basement_NB10 _ Entry | NT-NT30-01-NB10 | NT30-01-NB10-Entry | North Terrace | NT | NT30 | Helen Mayo North | 01 | Basement | NB10 | 99939 | Unusable Spaces | 99939 | Unusable Spaces | 17.8 | Entry | 8 | Non Useable Floor Area Space Group | 805 | Non-usable - Circulation space |  | Excellent | 0.00 | NO
North Terrace_NT30-Helen Mayo North_Basement_NB10A _ Corr. | NT-NT30-01-NB10A | NT30-01-NB10A-Corr. | North Terrace | NT | NT30 | Helen Mayo North | 01 | Basement | NB10A | 99939 | Unusable Spaces | 99939 | Unusable Spaces | 13.29 | Corr. | 8 | Non Useable Floor Area Space Group | 805 | Non-usable - Circulation space |  | Excellent | 0.00 | NO
North Terrace_NT30-Helen Mayo North_Basement_NB10B _ Corr. | NT-NT30-01-NB10B | NT30-01-NB10B-Corr. | North Terrace | NT | NT30 | Helen Mayo North | 01 | Basement | NB10B | 99939 | Unusable Spaces | 99939 | Unusable Spaces | 32.08 | Corr. | 8 | Non Useable Floor Area Space Group | 805 | Non-usable - Circulation space |  | Excellent | 0.00 | NO
North Terrace_NT30-Helen Mayo North_Basement_NB10C _ Corr. | NT-NT30-01-NB10C | NT30-01-NB10C-Corr. | North Terrace | NT | NT30 | Helen Mayo North | 01 | Basement | NB10C | 99939 | Unusable Spaces | 99939 | Unusable Spaces | 15.73 | Corr. | 8 | Non Useable Floor Area Space Group | 805 | Non-usable - Circulation space |  | Excellent | 0.00 | NO
North Terrace_NT30-Helen Mayo North_Basement_NB10D _ Corr. | NT-NT30-01-NB10D | NT30-01-NB10D-Corr. | North Terrace | NT | NT30 | Helen Mayo North | 01 | Basement | NB10D | 99939 | Unusable Spaces | 99939 | Unusable Spaces | 36.96 | Corr. | 8 | Non Useable Floor Area Space Group | 805 | Non-usable - Circulation space |  | Excellent | 0.00 | NO
North Terrace_NT30-Helen Mayo North_Basement_NB10E _ Lockers | NT-NT30-01-NB10E | NT30-01-NB10E-Lockers | North Terrace | NT | NT30 | Helen Mayo North | 01 | Basement | NB10E | 714 | Adelaide Microscopy | 714 | Adelaide Microscopy | 1.29 | Lockers | 4 | Ancillary Area Space Group | 416 | Ancillary Area - Locker Storage/Room |  | Excellent | 282.99 | NO
North Terrace_NT30-Helen Mayo North_Basement_NB10F _ Computers | NT-NT30-01-NB10F | NT30-01-NB10F-Computers | North Terrace | NT | NT30 | Helen Mayo North | 01 | Basement | NB10F | 714 | Adelaide Microscopy | 714 | Adelaide Microscopy | 1.4 | Computers | 1 | Office Space Group | 119 | Informal Work Space |  | Excellent | 349.00 | NO
North Terrace_NT30-Helen Mayo North_Basement_NB10G _ Store | NT-NT30-01-NB10G | NT30-01-NB10G-Store | North Terrace | NT | NT30 | Helen Mayo North | 01 | Basement | NB10G | 714 | Adelaide Microscopy | 714 | Adelaide Microscopy | 1.4 | Store | 4 | Ancillary Area Space Group | 419 | Ancillary Area - Store Room - Generic |  | Excellent | 307.12 | NO
North Terrace_NT30-Helen Mayo North_Basement_NB11 _ Ultra Microtomes (Mircotomy) | NT-NT30-01-NB11 | NT30-01-NB11-Ultra Microtomes (Mircotomy) | North Terrace | NT | NT30 | Helen Mayo North | 01 | Basement | NB11 | 714 | Adelaide Microscopy | 714 | Adelaide Microscopy | 21.42 | Ultra Microtomes (Mircotomy) | 4 | Ancillary Area Space Group | 402 | Ancillary Area - Instrument Room |  | Excellent | 4,698.94 | NO
North Terrace_NT30-Helen Mayo North_Basement_NB12 _ Materials Prep. | NT-NT30-01-NB12 | NT30-01-NB12-Materials Prep. | North Terrace | NT | NT30 | Helen Mayo North | 01 | Basement | NB12 | 714 | Adelaide Microscopy | 714 | Adelaide Microscopy | 14.63 | Materials Prep. | 3 | Specialist Teaching or Research Space Group | 306 | Laboratory - Scientific/Medical/Engineering - WET - Postgraduate/Research |  | Excellent | 4,850.58 | NO
North Terrace_NT30-Helen Mayo North_Basement_NB13 _ Coating | NT-NT30-01-NB13 | NT30-01-NB13-Coating | North Terrace | NT | NT30 | Helen Mayo North | 01 | Basement | NB13 | 714 | Adelaide Microscopy | 714 | Adelaide Microscopy | 14.34 | Coating | 3 | Specialist Teaching or Research Space Group | 306 | Laboratory - Scientific/Medical/Engineering - WET - Postgraduate/Research |  | Excellent | 4,754.43 | NO
North Terrace_NT30-Helen Mayo North_Basement_NB14 _ Techai Biotwin | NT-NT30-01-NB14 | NT30-01-NB14-Techai Biotwin | North Terrace | NT | NT30 | Helen Mayo North | 01 | Basement | NB14 | 714 | Adelaide Microscopy | 714 | Adelaide Microscopy | 18 | Techai Biotwin | 4 | Ancillary Area Space Group | 402 | Ancillary Area - Instrument Room |  | Excellent | 3,948.69 | NO
North Terrace_NT30-Helen Mayo North_Basement_NB14A _ Helios Techa Plant | NT-NT30-01-NB14A | NT30-01-NB14A-Helios Techa Plant | North Terrace | NT | NT30 | Helen Mayo North | 01 | Basement | NB14A | 714 | Adelaide Microscopy | 714 | Adelaide Microscopy | 11.59 | Helios Techa Plant | 8 | Non Useable Floor Area Space Group | 811 | Non-usable - Plant room other |  | Excellent | 0.00 | NO
North Terrace_NT30-Helen Mayo North_Basement_NB15 _ Helios Nono Laboratory | NT-NT30-01-NB15 | NT30-01-NB15-Helios Nono Laboratory | North Terrace | NT | NT30 | Helen Mayo North | 01 | Basement | NB15 | 714 | Adelaide Microscopy | 714 | Adelaide Microscopy | 26.29 | Helios Nono Laboratory | 4 | Ancillary Area Space Group | 402 | Ancillary Area - Instrument Room |  | Excellent | 5,767.28 | NO
North Terrace_NT30-Helen Mayo North_Basement_NB16 _ Lab - GLACIOS CRYO | NT-NT30-01-NB16 | NT30-01-NB16-Lab - GLACIOS CRYO | North Terrace | NT | NT30 | Helen Mayo North | 01 | Basement | NB16 | 714 | Adelaide Microscopy | 714 | Adelaide Microscopy | 22.62 | Lab - GLACIOS CRYO | 4 | Ancillary Area Space Group | 402 | Ancillary Area - Instrument Room |  | Excellent | 4,962.18 | NO
North Terrace_NT30-Helen Mayo North_Basement_NB16A _ Lab - CRYO TEM | NT-NT30-01-NB16A | NT30-01-NB16A-Lab - CRYO TEM | North Terrace | NT | NT30 | Helen Mayo North | 01 | Basement | NB16A | 714 | Adelaide Microscopy | 714 | Adelaide Microscopy | 11.35 | Lab - CRYO TEM | 4 | Ancillary Area Space Group | 402 | Ancillary Area - Instrument Room |  | Excellent | 2,489.87 | NO
North Terrace_NT30-Helen Mayo North_Basement_NB17 _ Lab - CRYO/TEM Prep | NT-NT30-01-NB17 | NT30-01-NB17-Lab - CRYO/TEM Prep | North Terrace | NT | NT30 | Helen Mayo North | 01 | Basement | NB17 | 714 | Adelaide Microscopy | 714 | Adelaide Microscopy | 20.75 | Lab - CRYO/TEM Prep | 4 | Ancillary Area Space Group | 402 | Ancillary Area - Instrument Room |  | Excellent | 4,551.96 | NO
North Terrace_NT30-Helen Mayo North_Basement_NB18 _ Lab - M4 TORNADO | NT-NT30-01-NB18 | NT30-01-NB18-Lab - M4 TORNADO | North Terrace | NT | NT30 | Helen Mayo North | 01 | Basement | NB18 | 714 | Adelaide Microscopy | 714 | Adelaide Microscopy | 18.53 | Lab - M4 TORNADO | 4 | Ancillary Area Space Group | 402 | Ancillary Area - Instrument Room |  | Excellent | 4,064.95 | NO
North Terrace_NT30-Helen Mayo North_Basement_NB19 _ CM200 - Quanta Plant | NT-NT30-01-NB19 | NT30-01-NB19-CM200 - Quanta Plant | North Terrace | NT | NT30 | Helen Mayo North | 01 | Basement | NB19 | 714 | Adelaide Microscopy | 714 | Adelaide Microscopy | 28.98 | CM200 - Quanta Plant | 8 | Non Useable Floor Area Space Group | 811 | Non-usable - Plant room other |  | Excellent | 0.00 | NO
North Terrace_NT30-Helen Mayo North_Basement_NB20 _ Lab - SU3800 SEM | NT-NT30-01-NB20 | NT30-01-NB20-Lab - SU3800 SEM | North Terrace | NT | NT30 | Helen Mayo North | 01 | Basement | NB20 | 714 | Adelaide Microscopy | 714 | Adelaide Microscopy | 15.72 | Lab - SU3800 SEM | 4 | Ancillary Area Space Group | 402 | Ancillary Area - Instrument Room |  | Excellent | 3,448.52 | NO
North Terrace_NT30-Helen Mayo North_Basement_NB21 _ Lab - QUANTA 450 SEM | NT-NT30-01-NB21 | NT30-01-NB21-Lab - QUANTA 450 SEM | North Terrace | NT | NT30 | Helen Mayo North | 01 | Basement | NB21 | 714 | Adelaide Microscopy | 714 | Adelaide Microscopy | 19.9 | Lab - QUANTA 450 SEM | 4 | Ancillary Area Space Group | 402 | Ancillary Area - Instrument Room |  | Excellent | 4,365.49 | NO
North Terrace_NT30-Helen Mayo North_Basement_NB21A _ STORE | NT-NT30-01-NB21A | NT30-01-NB21A-STORE | North Terrace | NT | NT30 | Helen Mayo North | 01 | Basement | NB21A | 714 | Adelaide Microscopy | 714 | Adelaide Microscopy | 5.69 | STORE | 4 | Ancillary Area Space Group | 419 | Ancillary Area - Store Room - Generic |  | Excellent | 1,248.22 | NO
North Terrace_NT30-Helen Mayo North_Basement_NB22 _ Lab - SEM PREP | NT-NT30-01-NB22 | NT30-01-NB22-Lab - SEM PREP | North Terrace | NT | NT30 | Helen Mayo North | 01 | Basement | NB22 | 714 | Adelaide Microscopy | 714 | Adelaide Microscopy | 14.66 | Lab - SEM PREP | 4 | Ancillary Area Space Group | 402 | Ancillary Area - Instrument Room |  | Excellent | 3,215.99 | NO
North Terrace_NT30-Helen Mayo North_Basement_NB23 _ Lab - SU900 SEM | NT-NT30-01-NB23 | NT30-01-NB23-Lab - SU900 SEM | North Terrace | NT | NT30 | Helen Mayo North | 01 | Basement | NB23 | 714 | Adelaide Microscopy | 714 | Adelaide Microscopy | 16.21 | Lab - SU900 SEM | 4 | Ancillary Area Space Group | 402 | Ancillary Area - Instrument Room |  | Excellent | 3,556.01 | NO
North Terrace_NT30-Helen Mayo North_Basement_NB23A _ SEM PLANT | NT-NT30-01-NB23A | NT30-01-NB23A-SEM PLANT | North Terrace | NT | NT30 | Helen Mayo North | 01 | Basement | NB23A | 714 | Adelaide Microscopy | 714 | Adelaide Microscopy | 4.96 | SEM PLANT | 8 | Non Useable Floor Area Space Group | 811 | Non-usable - Plant room other |  | Excellent | 0.00 | NO
North Terrace_NT30-Helen Mayo North_Basement_NB24 _ Lab - Camera Mircoprobes SU7000 SEM | NT-NT30-01-NB24 | NT30-01-NB24-Lab - Camera Mircoprobes SU7000 SEM | North Terrace | NT | NT30 | Helen Mayo North | 01 | Basement | NB24 | 714 | Adelaide Microscopy | 714 | Adelaide Microscopy | 38.73 | Lab - Camera Mircoprobes SU7000 SEM | 4 | Ancillary Area Space Group | 402 | Ancillary Area - Instrument Room |  | Excellent | 8,496.26 | NO
North Terrace_NT30-Helen Mayo North_Basement_NB25 _ Biologial EM Prep & ICPMS Prep | NT-NT30-01-NB25 | NT30-01-NB25-Biologial EM Prep & ICPMS Prep | North Terrace | NT | NT30 | Helen Mayo North | 01 | Basement | NB25 | 714 | Adelaide Microscopy | 714 | Adelaide Microscopy | 36.29 | Biologial EM Prep & ICPMS Prep | 3 | Specialist Teaching or Research Space Group | 306 | Laboratory - Scientific/Medical/Engineering - WET - Postgraduate/Research |  | Excellent | 12,031.95 | NO
North Terrace_NT30-Helen Mayo North_Basement_NB26 _ TITAN | NT-NT30-01-NB26 | NT30-01-NB26-TITAN | North Terrace | NT | NT30 | Helen Mayo North | 01 | Basement | NB26 | 714 | Adelaide Microscopy | 714 | Adelaide Microscopy | 33.16 | TITAN | 4 | Ancillary Area Space Group | 402 | Ancillary Area - Instrument Room |  | Excellent | 7,274.36 | NO
North Terrace_NT30-Helen Mayo North_Basement_NB26A _ A/L | NT-NT30-01-NB26A | NT30-01-NB26A-A/L | North Terrace | NT | NT30 | Helen Mayo North | 01 | Basement | NB26A | 714 | Adelaide Microscopy | 714 | Adelaide Microscopy | 4.23 | A/L | 8 | Non Useable Floor Area Space Group | 805 | Non-usable - Circulation space |  | Excellent | 0.00 | NO
North Terrace_NT30-Helen Mayo North_Basement_NB28A _ Corr. | NT-NT30-01-NB28A | NT30-01-NB28A-Corr. | North Terrace | NT | NT30 | Helen Mayo North | 01 | Basement | NB28A | 99939 | Unusable Spaces | 99939 | Unusable Spaces | 6.38 | Corr. | 8 | Non Useable Floor Area Space Group | 805 | Non-usable - Circulation space |  | Unknown | 0.00 | NO
North Terrace_NT30-Helen Mayo North_Basement_NB34 _ Plantroom | NT-NT30-01-NB34 | NT30-01-NB34-Plantroom | North Terrace | NT | NT30 | Helen Mayo North | 01 | Basement | NB34 | 99939 | Unusable Spaces | 99939 | Unusable Spaces | 166.23 | Plantroom | 8 | Non Useable Floor Area Space Group | 811 | Non-usable - Plant room other |  | Unknown | 0.00 | NO
North Terrace_NT30-Helen Mayo North_Basement_NB34A _ Store - Plant | NT-NT30-01-NB34A | NT30-01-NB34A-Store - Plant | North Terrace | NT | NT30 | Helen Mayo North | 01 | Basement | NB34A | 99939 | Unusable Spaces | 99939 | Unusable Spaces | 11.19 | Store - Plant | 4 | Ancillary Area Space Group | 419 | Ancillary Area - Store Room - Generic |  | Barely Adequate | 1,603.11 | NO
North Terrace_NT30-Helen Mayo North_Basement_NB34B _ Plumbing Plantroom | NT-NT30-01-NB34B | NT30-01-NB34B-Plumbing Plantroom | North Terrace | NT | NT30 | Helen Mayo North | 01 | Basement | NB34B | 99939 | Unusable Spaces | 99939 | Unusable Spaces | 13.84 | Plumbing Plantroom | 8 | Non Useable Floor Area Space Group | 811 | Non-usable - Plant room other |  | Unknown | 0.00 | NO
North Terrace_NT30-Helen Mayo North_Basement_NB34C _ Plant Room / TITAN enclosure | NT-NT30-01-NB34C | NT30-01-NB34C-Plant Room / TITAN enclosure | North Terrace | NT | NT30 | Helen Mayo North | 01 | Basement | NB34C | 714 | Adelaide Microscopy | 714 | Adelaide Microscopy | 19.27 | Plant Room / TITAN enclosure | 8 | Non Useable Floor Area Space Group | 811 | Non-usable - Plant room other |  | Excellent | 0.00 | NO
North Terrace_NT30-Helen Mayo North_Basement_NB34D _ Besser Block Room | NT-NT30-01-NB34D | NT30-01-NB34D-Besser Block Room | North Terrace | NT | NT30 | Helen Mayo North | 01 | Basement | NB34D | 99939 | Unusable Spaces | 99939 | Unusable Spaces | 4.12 | Besser Block Room | 4 | Ancillary Area Space Group | 400 | Ancillary Area - Specific Type Not Defined |  | Unknown | 0.00 | NO
North Terrace_NT30-Helen Mayo North_Basement_NB35 _ Surgical Skills Area | NT-NT30-01-NB35 | NT30-01-NB35-Surgical Skills Area | North Terrace | NT | NT30 | Helen Mayo North | 01 | Basement | NB35 | 384 | Medicine | 384 | Adelaide Medical School | 118.37 | Surgical Skills Area | 3 | Specialist Teaching or Research Space Group | 300 | Laboratory - Specialist teaching and research - type not defined |  | Good | 33,372.09 | NO
North Terrace_NT30-Helen Mayo North_Basement_NB35A _ Scrub Room | NT-NT30-01-NB35A | NT30-01-NB35A-Scrub Room | North Terrace | NT | NT30 | Helen Mayo North | 01 | Basement | NB35A | 384 | Medicine | 384 | Adelaide Medical School | 7.59 | Scrub Room | 4 | Ancillary Area Space Group | 410 | Ancillary Area - Operating Theatre Support |  | Good | 1,415.84 | NO
North Terrace_NT30-Helen Mayo North_Basement_NB35B _ Lobby | NT-NT30-01-NB35B | NT30-01-NB35B-Lobby | North Terrace | NT | NT30 | Helen Mayo North | 01 | Basement | NB35B | 384 | Medicine | 384 | Adelaide Medical School | 6.49 | Lobby | 8 | Non Useable Floor Area Space Group | 805 | Non-usable - Circulation space |  | Good | 0.00 | NO
North Terrace_NT30-Helen Mayo North_Basement_NB35C _ A/C Service Plenum | NT-NT30-01-NB35C | NT30-01-NB35C-A/C Service Plenum | North Terrace | NT | NT30 | Helen Mayo North | 01 | Basement | NB35C | 99939 | Unusable Spaces | 99939 | Unusable Spaces | 16.85 | A/C Service Plenum | 8 | Non Useable Floor Area Space Group | 811 | Non-usable - Plant room other |  | Unknown | 0.00 | NO
North Terrace_NT30-Helen Mayo North_Basement_NB35D _ Store - Op. Wall | NT-NT30-01-NB35D | NT30-01-NB35D-Store - Op. Wall | North Terrace | NT | NT30 | Helen Mayo North | 01 | Basement | NB35D | 99939 | Unusable Spaces | 99939 | Unusable Spaces | 1.81 | Store - Op. Wall | 8 | Non Useable Floor Area Space Group | 814 | Non-usable - Unusable space |  | Good | 0.00 | NO
North Terrace_NT30-Helen Mayo North_Basement_NB36 _ Surgical Skills | NT-NT30-01-NB36 | NT30-01-NB36-Surgical Skills | North Terrace | NT | NT30 | Helen Mayo North | 01 | Basement | NB36 | 384 | Medicine | 384 | Adelaide Medical School | 101.26 | Surgical Skills | 4 | Ancillary Area Space Group | 405 | Ancillary Area - Constant Temperature/ Freezer/Cold/Warm Rooms |  | Good | 18,889.08 | NO
North Terrace_NT30-Helen Mayo North_Basement_NB37 _ Embalming & Prep. | NT-NT30-01-NB37 | NT30-01-NB37-Embalming & Prep. | North Terrace | NT | NT30 | Helen Mayo North | 01 | Basement | NB37 | 384 | Medicine | 384 | Adelaide Medical School | 31.06 | Embalming & Prep. | 4 | Ancillary Area Space Group | 401 | Ancillary Area - Laboratory Service and Preparation |  | Good | 5,793.94 | NO
North Terrace_NT30-Helen Mayo North_Basement_NB37A _ Prep Area | NT-NT30-01-NB37A | NT30-01-NB37A-Prep Area | North Terrace | NT | NT30 | Helen Mayo North | 01 | Basement | NB37A | 384 | Medicine | 384 | Adelaide Medical School | 27 | Prep Area | 4 | Ancillary Area Space Group | 401 | Ancillary Area - Laboratory Service and Preparation |  | Good | 5,036.59 | NO
North Terrace_NT30-Helen Mayo North_Basement_NB38 _ Bathroom | NT-NT30-01-NB38 | NT30-01-NB38-Bathroom | North Terrace | NT | NT30 | Helen Mayo North | 01 | Basement | NB38 | 384 | Medicine | 384 | Adelaide Medical School | 5.48 | Bathroom | 8 | Non Useable Floor Area Space Group | 835 | Non-usable - Toilets/Amenities - Other |  | Good | 0.00 | NO
North Terrace_NT30-Helen Mayo North_Basement_NB39 _ Office - Technician | NT-NT30-01-NB39 | NT30-01-NB39-Office - Technician | North Terrace | NT | NT30 | Helen Mayo North | 01 | Basement | NB39 | 384 | Medicine | 384 | Adelaide Medical School | 13.22 | Office - Technician | 1 | Office Space Group | 101 | Office - Academic Staff |  | Good | 2,802.34 | NO
North Terrace_NT30-Helen Mayo North_Basement_NB40 _ Foyer/Waiting | NT-NT30-01-NB40 | NT30-01-NB40-Foyer/Waiting | North Terrace | NT | NT30 | Helen Mayo North | 01 | Basement | NB40 | 99939 | Unusable Spaces | 99939 | Unusable Spaces | 25.55 | Foyer/Waiting | 6 | General Facility Space Group | 623 | General Facility - Waiting Area/Foyer/Reception Area |  | Excellent | 7,133.56 | NO
North Terrace_NT30-Helen Mayo North_Basement_NB40A _ Bag Store | NT-NT30-01-NB40A | NT30-01-NB40A-Bag Store | North Terrace | NT | NT30 | Helen Mayo North | 01 | Basement | NB40A | 384 | Medicine | 384 | Adelaide Medical School | 6.62 | Bag Store | 4 | Ancillary Area Space Group | 416 | Ancillary Area - Locker Storage/Room |  | Excellent | 1,452.24 | NO
North Terrace_NT30-Helen Mayo North_Basement_NB40B _ VSR | NT-NT30-01-NB40B | NT30-01-NB40B-VSR | North Terrace | NT | NT30 | Helen Mayo North | 01 | Basement | NB40B | 99939 | Unusable Spaces | 99939 | Unusable Spaces | 0.17 | VSR | 8 | Non Useable Floor Area Space Group | 840 | Non-usable - Service riser |  | Unknown | 0.00 | NO
North Terrace_NT30-Helen Mayo North_Basement_NB41 _ Office | NT-NT30-01-NB41 | NT30-01-NB41-Office | North Terrace | NT | NT30 | Helen Mayo North | 01 | Basement | NB41 | 99956 | Faculty of Health & Medical Sciences - Shared Space | 340 | Health & Medical Sciences Faculty Office | 36.81 | Office | 1 | Office Space Group | 101 | Office - Academic Staff |  | Good | 7,802.90 | NO
North Terrace_NT30-Helen Mayo North_Basement_NB41A _ Reception | NT-NT30-01-NB41A | NT30-01-NB41A-Reception | North Terrace | NT | NT30 | Helen Mayo North | 01 | Basement | NB41A | 99956 | Faculty of Health & Medical Sciences - Shared Space | 340 | Health & Medical Sciences Faculty Office | 8.55 | Reception | 6 | General Facility Space Group | 623 | General Facility - Waiting Area/Foyer/Reception Area |  | Good | 2,029.90 | NO
North Terrace_NT30-Helen Mayo North_Basement_NB42 _ Clinical Skills | NT-NT30-01-NB42 | NT30-01-NB42-Clinical Skills | North Terrace | NT | NT30 | Helen Mayo North | 01 | Basement | NB42 | 384 | Medicine | 384 | Adelaide Medical School | 56.86 | Clinical Skills | 3 | Specialist Teaching or Research Space Group | 300 | Laboratory - Specialist teaching and research - type not defined |  | Good | 16,030.56 | NO
North Terrace_NT30-Helen Mayo North_Basement_NB42A _ Store | NT-NT30-01-NB42A | NT30-01-NB42A-Store | North Terrace | NT | NT30 | Helen Mayo North | 01 | Basement | NB42A | 384 | Medicine | 384 | Adelaide Medical School | 7.04 | Store | 4 | Ancillary Area Space Group | 419 | Ancillary Area - Store Room - Generic |  | Good | 1,313.24 | NO
North Terrace_NT30-Helen Mayo North_Basement_NB42B _ Lobby | NT-NT30-01-NB42B | NT30-01-NB42B-Lobby | North Terrace | NT | NT30 | Helen Mayo North | 01 | Basement | NB42B | 384 | Medicine | 384 | Adelaide Medical School | 7.56 | Lobby | 8 | Non Useable Floor Area Space Group | 805 | Non-usable - Circulation space |  | Excellent | 0.00 | NO
North Terrace_NT30-Helen Mayo North_Basement_NB42C _ VSR | NT-NT30-01-NB42C | NT30-01-NB42C-VSR | North Terrace | NT | NT30 | Helen Mayo North | 01 | Basement | NB42C | 99939 | Unusable Spaces | 99939 | Unusable Spaces | 0.66 | VSR | 8 | Non Useable Floor Area Space Group | 840 | Non-usable - Service riser |  | Unknown | 0.00 | NO
North Terrace_NT30-Helen Mayo North_Basement_NB43 _ Core Isotope Fac Ante. | NT-NT30-01-NB43 | NT30-01-NB43-Core Isotope Fac Ante. | North Terrace | NT | NT30 | Helen Mayo North | 01 | Basement | NB43 | 714 | Adelaide Microscopy | 714 | Adelaide Microscopy | 29.08 | Core Isotope Fac Ante. | 4 | Ancillary Area Space Group | 402 | Ancillary Area - Instrument Room |  | Excellent | 6,379.32 | NO
North Terrace_NT30-Helen Mayo North_Basement_NB44 _ Multi-Collectore ICP-MS | NT-NT30-01-NB44 | NT30-01-NB44-Multi-Collectore ICP-MS | North Terrace | NT | NT30 | Helen Mayo North | 01 | Basement | NB44 | 714 | Adelaide Microscopy | 714 | Adelaide Microscopy | 45.01 | Multi-Collectore ICP-MS | 4 | Ancillary Area Space Group | 402 | Ancillary Area - Instrument Room |  | Excellent | 9,873.91 | NO
North Terrace_NT30-Helen Mayo North_Basement_NB44A _ VSR | NT-NT30-01-NB44A | NT30-01-NB44A-VSR | North Terrace | NT | NT30 | Helen Mayo North | 01 | Basement | NB44A | 99939 | Unusable Spaces | 99939 | Unusable Spaces | 0.26 | VSR | 8 | Non Useable Floor Area Space Group | 840 | Non-usable - Service riser |  | Unknown | 0.00 | NO
North Terrace_NT30-Helen Mayo North_Basement_NB44B _ VSR | NT-NT30-01-NB44B | NT30-01-NB44B-VSR | North Terrace | NT | NT30 | Helen Mayo North | 01 | Basement | NB44B | 99939 | Unusable Spaces | 99939 | Unusable Spaces | 0.3 | VSR | 8 | Non Useable Floor Area Space Group | 840 | Non-usable - Service riser |  | Unknown | 0.00 | NO
North Terrace_NT30-Helen Mayo North_Basement_NB45 _ ICP-MS | NT-NT30-01-NB45 | NT30-01-NB45-ICP-MS | North Terrace | NT | NT30 | Helen Mayo North | 01 | Basement | NB45 | 714 | Adelaide Microscopy | 714 | Adelaide Microscopy | 58.33 | ICP-MS | 4 | Ancillary Area Space Group | 402 | Ancillary Area - Instrument Room |  | Excellent | 12,795.94 | NO
North Terrace_NT30-Helen Mayo North_Basement_NB45A _ VSR | NT-NT30-01-NB45A | NT30-01-NB45A-VSR | North Terrace | NT | NT30 | Helen Mayo North | 01 | Basement | NB45A | 99939 | Unusable Spaces | 99939 | Unusable Spaces | 0.1 | VSR | 8 | Non Useable Floor Area Space Group | 840 | Non-usable - Service riser |  | Unknown | 0.00 | NO
North Terrace_NT30-Helen Mayo North_Basement_NB45B _ VSR | NT-NT30-01-NB45B | NT30-01-NB45B-VSR | North Terrace | NT | NT30 | Helen Mayo North | 01 | Basement | NB45B | 99939 | Unusable Spaces | 99939 | Unusable Spaces | 0.13 | VSR | 8 | Non Useable Floor Area Space Group | 840 | Non-usable - Service riser |  | Unknown | 0.00 | NO
North Terrace_NT30-Helen Mayo North_Basement_NB45C _ VSR | NT-NT30-01-NB45C | NT30-01-NB45C-VSR | North Terrace | NT | NT30 | Helen Mayo North | 01 | Basement | NB45C | 99939 | Unusable Spaces | 99939 | Unusable Spaces | 3.25 | VSR | 8 | Non Useable Floor Area Space Group | 840 | Non-usable - Service riser |  | Unknown | 0.00 | NO
North Terrace_NT30-Helen Mayo North_Basement_NB45D _ VSR | NT-NT30-01-NB45D | NT30-01-NB45D-VSR | North Terrace | NT | NT30 | Helen Mayo North | 01 | Basement | NB45D | 99939 | Unusable Spaces | 99939 | Unusable Spaces | 0.45 | VSR | 8 | Non Useable Floor Area Space Group | 840 | Non-usable - Service riser |  | Unknown | 0.00 | NO
North Terrace_NT30-Helen Mayo North_Basement_NB46 _ Utility | NT-NT30-01-NB46 | NT30-01-NB46-Utility | North Terrace | NT | NT30 | Helen Mayo North | 01 | Basement | NB46 | 384 | Medicine | 384 | Adelaide Medical School | 27.49 | Utility | 6 | General Facility Space Group | 603 | General Facility - Resource room |  | Good | 6,526.54 | NO
North Terrace_NT30-Helen Mayo North_Basement_NB46A _ Link to HMS | NT-NT30-01-NB46A | NT30-01-NB46A-Link to HMS | North Terrace | NT | NT30 | Helen Mayo North | 01 | Basement | NB46A | 99939 | Unusable Spaces | 99939 | Unusable Spaces | 7.61 | Link to HMS | 8 | Non Useable Floor Area Space Group | 805 | Non-usable - Circulation space |  | Unknown | 0.00 | NO
North Terrace_NT30-Helen Mayo North_Basement_NB46B _ VSR | NT-NT30-01-NB46B | NT30-01-NB46B-VSR | North Terrace | NT | NT30 | Helen Mayo North | 01 | Basement | NB46B | 99939 | Unusable Spaces | 99939 | Unusable Spaces | 6.59 | VSR | 8 | Non Useable Floor Area Space Group | 840 | Non-usable - Service riser |  | Unknown | 0.00 | NO
North Terrace_NT30-Helen Mayo North_Basement_NB46D _ VSR | NT-NT30-01-NB46D | NT30-01-NB46D-VSR | North Terrace | NT | NT30 | Helen Mayo North | 01 | Basement | NB46D | 99939 | Unusable Spaces | 99939 | Unusable Spaces | 0.75 | VSR | 8 | Non Useable Floor Area Space Group | 840 | Non-usable - Service riser |  | Unknown | 0.00 | NO
North Terrace_NT30-Helen Mayo North_Basement_NB47 _ Freezer | NT-NT30-01-NB47 | NT30-01-NB47-Freezer | North Terrace | NT | NT30 | Helen Mayo North | 01 | Basement | NB47 | 384 | Medicine | 384 | Adelaide Medical School | 25.53 | Freezer | 4 | Ancillary Area Space Group | 405 | Ancillary Area - Constant Temperature/ Freezer/Cold/Warm Rooms |  | Good | 4,762.38 | NO
North Terrace_NT30-Helen Mayo North_Basement_NB47A _ A/L - Freezer | NT-NT30-01-NB47A | NT30-01-NB47A-A/L - Freezer | North Terrace | NT | NT30 | Helen Mayo North | 01 | Basement | NB47A | 384 | Medicine | 384 | Adelaide Medical School | 5.95 | A/L - Freezer | 8 | Non Useable Floor Area Space Group | 805 | Non-usable - Circulation space |  | Good | 0.00 | NO
North Terrace_NT30-Helen Mayo North_Ground Floor_N103D _ Plantroom | NT-NT30-02-N103D | NT30-02-N103D-Plantroom | North Terrace | NT | NT30 | Helen Mayo North | 02 | Ground Floor | N103D | 99939 | Unusable Spaces | 99939 | Unusable Spaces | 16.75 | Plantroom | 8 | Non Useable Floor Area Space Group | 811 | Non-usable - Plant room other |  | Unknown | 0.00 | NO
North Terrace_NT30-Helen Mayo North_Ground Floor_N103E _ Plantroom | NT-NT30-02-N103E | NT30-02-N103E-Plantroom | North Terrace | NT | NT30 | Helen Mayo North | 02 | Ground Floor | N103E | 99939 | Unusable Spaces | 99939 | Unusable Spaces | 16.75 | Plantroom | 8 | Non Useable Floor Area Space Group | 811 | Non-usable - Plant room other |  | Unknown | 0.00 | NO
North Terrace_NT30-Helen Mayo North_Ground Floor_NG01 _ Main Foyer | NT-NT30-02-NG01 | NT30-02-NG01-Main Foyer | North Terrace | NT | NT30 | Helen Mayo North | 02 | Ground Floor | NG01 | 99939 | Unusable Spaces | 99939 | Unusable Spaces | 69.33 | Main Foyer | 8 | Non Useable Floor Area Space Group | 805 | Non-usable - Circulation space |  | Excellent | 0.00 | NO
North Terrace_NT30-Helen Mayo North_Ground Floor_NG01A _ Corr. | NT-NT30-02-NG01A | NT30-02-NG01A-Corr. | North Terrace | NT | NT30 | Helen Mayo North | 02 | Ground Floor | NG01A | 99939 | Unusable Spaces | 99939 | Unusable Spaces | 51.13 | Corr. | 8 | Non Useable Floor Area Space Group | 805 | Non-usable - Circulation space |  | Excellent | 0.00 | NO
North Terrace_NT30-Helen Mayo North_Ground Floor_NG01B _ Corr. | NT-NT30-02-NG01B | NT30-02-NG01B-Corr. | North Terrace | NT | NT30 | Helen Mayo North | 02 | Ground Floor | NG01B | 99939 | Unusable Spaces | 99939 | Unusable Spaces | 36.73 | Corr. | 8 | Non Useable Floor Area Space Group | 805 | Non-usable - Circulation space |  | Excellent | 0.00 | NO
North Terrace_NT30-Helen Mayo North_Ground Floor_NG01C _ Corr. | NT-NT30-02-NG01C | NT30-02-NG01C-Corr. | North Terrace | NT | NT30 | Helen Mayo North | 02 | Ground Floor | NG01C | 99939 | Unusable Spaces | 99939 | Unusable Spaces | 39.27 | Corr. | 8 | Non Useable Floor Area Space Group | 805 | Non-usable - Circulation space |  | Excellent | 0.00 | NO
North Terrace_NT30-Helen Mayo North_Ground Floor_NG01D _ Corr. | NT-NT30-02-NG01D | NT30-02-NG01D-Corr. | North Terrace | NT | NT30 | Helen Mayo North | 02 | Ground Floor | NG01D | 99939 | Unusable Spaces | 99939 | Unusable Spaces | 11.02 | Corr. | 8 | Non Useable Floor Area Space Group | 805 | Non-usable - Circulation space |  | Excellent | 0.00 | NO
North Terrace_NT30-Helen Mayo North_Ground Floor_NG01E _ Lift | NT-NT30-02-NG01E | NT30-02-NG01E-Lift | North Terrace | NT | NT30 | Helen Mayo North | 02 | Ground Floor | NG01E | 99939 | Unusable Spaces | 99939 | Unusable Spaces | 4.6 | Lift | 8 | Non Useable Floor Area Space Group | 838 | Non-usable - Lift |  | Excellent | 0.00 | NO
North Terrace_NT30-Helen Mayo North_Ground Floor_NG01F _ Lift | NT-NT30-02-NG01F | NT30-02-NG01F-Lift | North Terrace | NT | NT30 | Helen Mayo North | 02 | Ground Floor | NG01F | 99939 | Unusable Spaces | 99939 | Unusable Spaces | 4.6 | Lift | 8 | Non Useable Floor Area Space Group | 838 | Non-usable - Lift |  | Excellent | 0.00 | NO
North Terrace_NT30-Helen Mayo North_Ground Floor_NG02 _ Stair | NT-NT30-02-NG02 | NT30-02-NG02-Stair | North Terrace | NT | NT30 | Helen Mayo North | 02 | Ground Floor | NG02 | 99939 | Unusable Spaces | 99939 | Unusable Spaces | 8.16 | Stair | 8 | Non Useable Floor Area Space Group | 805 | Non-usable - Circulation space |  | Good | 0.00 | NO
North Terrace_NT30-Helen Mayo North_Ground Floor_NG03 _ A/L - F | NT-NT30-02-NG03 | NT30-02-NG03-A/L - F | North Terrace | NT | NT30 | Helen Mayo North | 02 | Ground Floor | NG03 | 99939 | Unusable Spaces | 99939 | Unusable Spaces | 1.9 | A/L - F | 8 | Non Useable Floor Area Space Group | 805 | Non-usable - Circulation space |  | Excellent | 0.00 | NO
North Terrace_NT30-Helen Mayo North_Ground Floor_NG03A _ WC - F | NT-NT30-02-NG03A | NT30-02-NG03A-WC - F | North Terrace | NT | NT30 | Helen Mayo North | 02 | Ground Floor | NG03A | 99939 | Unusable Spaces | 99939 | Unusable Spaces | 15.64 | WC - F | 8 | Non Useable Floor Area Space Group | 820 | Non-usable - Toilets/Amenities - Female |  | Excellent | 0.00 | NO
North Terrace_NT30-Helen Mayo North_Ground Floor_NG04 _ WC - U - Access (LH) | NT-NT30-02-NG04 | NT30-02-NG04-WC - U - Access (LH) | North Terrace | NT | NT30 | Helen Mayo North | 02 | Ground Floor | NG04 | 99939 | Unusable Spaces | 99939 | Unusable Spaces | 6.71 | WC - U - Access (LH) | 8 | Non Useable Floor Area Space Group | 818 | Non-usable - Toilets/Amenities - Unisex Accessible |  | Excellent | 0.00 | NO
North Terrace_NT30-Helen Mayo North_Ground Floor_NG05 _ Corr. | NT-NT30-02-NG05 | NT30-02-NG05-Corr. | North Terrace | NT | NT30 | Helen Mayo North | 02 | Ground Floor | NG05 | 99939 | Unusable Spaces | 99939 | Unusable Spaces | 7.83 | Corr. | 8 | Non Useable Floor Area Space Group | 805 | Non-usable - Circulation space |  | Unknown | 0.00 | NO
North Terrace_NT30-Helen Mayo North_Ground Floor_NG05A _ Store | NT-NT30-02-NG05A | NT30-02-NG05A-Store | North Terrace | NT | NT30 | Helen Mayo North | 02 | Ground Floor | NG05A | 99956 | Faculty of Health & Medical Sciences - Shared Space | 340 | Health & Medical Sciences Faculty Office | 10.73 | Store | 4 | Ancillary Area Space Group | 419 | Ancillary Area - Store Room - Generic |  | Adequate | 1,601.26 | NO
North Terrace_NT30-Helen Mayo North_Ground Floor_NG05B _ Store | NT-NT30-02-NG05B | NT30-02-NG05B-Store | North Terrace | NT | NT30 | Helen Mayo North | 02 | Ground Floor | NG05B | 99956 | Faculty of Health & Medical Sciences - Shared Space | 340 | Health & Medical Sciences Faculty Office | 7.09 | Store | 4 | Ancillary Area Space Group | 419 | Ancillary Area - Store Room - Generic |  | Adequate | 1,058.06 | NO
North Terrace_NT30-Helen Mayo North_Ground Floor_NG05C _ Store | NT-NT30-02-NG05C | NT30-02-NG05C-Store | North Terrace | NT | NT30 | Helen Mayo North | 02 | Ground Floor | NG05C | 384 | Medicine | 384 | Adelaide Medical School | 7.09 | Store | 4 | Ancillary Area Space Group | 419 | Ancillary Area - Store Room - Generic |  | Adequate | 1,058.06 | NO
North Terrace_NT30-Helen Mayo North_Ground Floor_NG05D _ Store | NT-NT30-02-NG05D | NT30-02-NG05D-Store | North Terrace | NT | NT30 | Helen Mayo North | 02 | Ground Floor | NG05D | 340 | Health & Medical Sciences Faculty Office Administration | 340 | Health & Medical Sciences Faculty Office | 7.42 | Store | 4 | Ancillary Area Space Group | 419 | Ancillary Area - Store Room - Generic |  | Adequate | 1,107.30 | NO
North Terrace_NT30-Helen Mayo North_Ground Floor_NG06 _ Cleaners | NT-NT30-02-NG06 | NT30-02-NG06-Cleaners | North Terrace | NT | NT30 | Helen Mayo North | 02 | Ground Floor | NG06 | 99939 | Unusable Spaces | 99939 | Unusable Spaces | 5.05 | Cleaners | 8 | Non Useable Floor Area Space Group | 806 | Non-usable - Cleaners room |  | Unknown | 0.00 | NO
North Terrace_NT30-Helen Mayo North_Ground Floor_NG06A _ Corr. | NT-NT30-02-NG06A | NT30-02-NG06A-Corr. | North Terrace | NT | NT30 | Helen Mayo North | 02 | Ground Floor | NG06A | 99939 | Unusable Spaces | 99939 | Unusable Spaces | 4.15 | Corr. | 8 | Non Useable Floor Area Space Group | 805 | Non-usable - Circulation space |  | Excellent | 0.00 | NO
North Terrace_NT30-Helen Mayo North_Ground Floor_NG07 _ A/L - M | NT-NT30-02-NG07 | NT30-02-NG07-A/L - M | North Terrace | NT | NT30 | Helen Mayo North | 02 | Ground Floor | NG07 | 99939 | Unusable Spaces | 99939 | Unusable Spaces | 2.33 | A/L - M | 8 | Non Useable Floor Area Space Group | 805 | Non-usable - Circulation space |  | Excellent | 0.00 | NO
North Terrace_NT30-Helen Mayo North_Ground Floor_NG07A _ WC - M | NT-NT30-02-NG07A | NT30-02-NG07A-WC - M | North Terrace | NT | NT30 | Helen Mayo North | 02 | Ground Floor | NG07A | 99939 | Unusable Spaces | 99939 | Unusable Spaces | 14.83 | WC - M | 8 | Non Useable Floor Area Space Group | 821 | Non-usable - Toilets/Amenities - Male |  | Excellent | 0.00 | NO
North Terrace_NT30-Helen Mayo North_Ground Floor_NG07B _ VSR - WC Services | NT-NT30-02-NG07B | NT30-02-NG07B-VSR - WC Services | North Terrace | NT | NT30 | Helen Mayo North | 02 | Ground Floor | NG07B | 99939 | Unusable Spaces | 99939 | Unusable Spaces | 0.42 | VSR - WC Services | 8 | Non Useable Floor Area Space Group | 840 | Non-usable - Service riser |  | Unknown | 0.00 | NO
North Terrace_NT30-Helen Mayo North_Ground Floor_NG08B _ Corr. | NT-NT30-02-NG08B | NT30-02-NG08B-Corr. | North Terrace | NT | NT30 | Helen Mayo North | 02 | Ground Floor | NG08B | 99939 | Unusable Spaces | 99939 | Unusable Spaces | 39.22 | Corr. | 8 | Non Useable Floor Area Space Group | 805 | Non-usable - Circulation space |  | Excellent | 0.00 | NO
North Terrace_NT30-Helen Mayo North_Ground Floor_NG08C _ VSR | NT-NT30-02-NG08C | NT30-02-NG08C-VSR | North Terrace | NT | NT30 | Helen Mayo North | 02 | Ground Floor | NG08C | 99939 | Unusable Spaces | 99939 | Unusable Spaces | 1.65 | VSR | 8 | Non Useable Floor Area Space Group | 840 | Non-usable - Service riser |  | Unknown | 0.00 | NO
North Terrace_NT30-Helen Mayo North_Ground Floor_NG08D _ Telecom | NT-NT30-02-NG08D | NT30-02-NG08D-Telecom | North Terrace | NT | NT30 | Helen Mayo North | 02 | Ground Floor | NG08D | 99939 | Unusable Spaces | 99939 | Unusable Spaces | 0.44 | Telecom | 8 | Non Useable Floor Area Space Group | 840 | Non-usable - Service riser |  | Unknown | 0.00 | NO
North Terrace_NT30-Helen Mayo North_Ground Floor_NG08E _ DB | NT-NT30-02-NG08E | NT30-02-NG08E-DB | North Terrace | NT | NT30 | Helen Mayo North | 02 | Ground Floor | NG08E | 99939 | Unusable Spaces | 99939 | Unusable Spaces | 0.84 | DB | 8 | Non Useable Floor Area Space Group | 815 | Non-usable - Switch room |  | Unknown | 0.00 | NO
North Terrace_NT30-Helen Mayo North_Ground Floor_NG08F _ DB | NT-NT30-02-NG08F | NT30-02-NG08F-DB | North Terrace | NT | NT30 | Helen Mayo North | 02 | Ground Floor | NG08F | 99939 | Unusable Spaces | 99939 | Unusable Spaces | 0.84 | DB | 8 | Non Useable Floor Area Space Group | 815 | Non-usable - Switch room |  | Unknown | 0.00 | NO
North Terrace_NT30-Helen Mayo North_Ground Floor_NG08G _ Telecom | NT-NT30-02-NG08G | NT30-02-NG08G-Telecom | North Terrace | NT | NT30 | Helen Mayo North | 02 | Ground Floor | NG08G | 99939 | Unusable Spaces | 99939 | Unusable Spaces | 0.44 | Telecom | 8 | Non Useable Floor Area Space Group | 840 | Non-usable - Service riser |  | Unknown | 0.00 | NO
North Terrace_NT30-Helen Mayo North_Ground Floor_NG08I _ Store | NT-NT30-02-NG08I | NT30-02-NG08I-Store | North Terrace | NT | NT30 | Helen Mayo North | 02 | Ground Floor | NG08I | 99956 | Faculty of Health & Medical Sciences - Shared Space | 340 | Health & Medical Sciences Faculty Office | 4.16 | Store | 4 | Ancillary Area Space Group | 419 | Ancillary Area - Store Room - Generic |  | Adequate | 620.81 | NO
North Terrace_NT30-Helen Mayo North_Ground Floor_NG08J _ Corr. | NT-NT30-02-NG08J | NT30-02-NG08J-Corr. | North Terrace | NT | NT30 | Helen Mayo North | 02 | Ground Floor | NG08J | 99939 | Unusable Spaces | 99939 | Unusable Spaces | 28.84 | Corr. | 8 | Non Useable Floor Area Space Group | 805 | Non-usable - Circulation space |  | Excellent | 0.00 | NO
North Terrace_NT30-Helen Mayo North_Ground Floor_NG08M _ Lockers | NT-NT30-02-NG08M | NT30-02-NG08M-Lockers | North Terrace | NT | NT30 | Helen Mayo North | 02 | Ground Floor | NG08M | 714 | Adelaide Microscopy | 714 | Adelaide Microscopy | 1 | Lockers | 4 | Ancillary Area Space Group | 416 | Ancillary Area - Locker Storage/Room |  | Excellent | 219.37 | NO
North Terrace_NT30-Helen Mayo North_Ground Floor_NG08N _ Store | NT-NT30-02-NG08N | NT30-02-NG08N-Store | North Terrace | NT | NT30 | Helen Mayo North | 02 | Ground Floor | NG08N | 714 | Adelaide Microscopy | 714 | Adelaide Microscopy | 0.94 | Store | 6 | General Facility Space Group | 604 | General Facility - Common Room General Access |  | Adequate | 178.54 | NO
North Terrace_NT30-Helen Mayo North_Ground Floor_NG08O _ VSR | NT-NT30-02-NG08O | NT30-02-NG08O-VSR | North Terrace | NT | NT30 | Helen Mayo North | 02 | Ground Floor | NG08O | 99939 | Unusable Spaces | 99939 | Unusable Spaces | 0.77 | VSR | 8 | Non Useable Floor Area Space Group | 840 | Non-usable - Service riser |  | Unknown | 0.00 | NO
North Terrace_NT30-Helen Mayo North_Ground Floor_NG08P _ VSR | NT-NT30-02-NG08P | NT30-02-NG08P-VSR | North Terrace | NT | NT30 | Helen Mayo North | 02 | Ground Floor | NG08P | 99939 | Unusable Spaces | 99939 | Unusable Spaces | 0.64 | VSR | 8 | Non Useable Floor Area Space Group | 840 | Non-usable - Service riser |  | Unknown | 0.00 | NO
North Terrace_NT30-Helen Mayo North_Ground Floor_NG08Q _ VSR | NT-NT30-02-NG08Q | NT30-02-NG08Q-VSR | North Terrace | NT | NT30 | Helen Mayo North | 02 | Ground Floor | NG08Q | 99939 | Unusable Spaces | 99939 | Unusable Spaces | 0.2 | VSR | 8 | Non Useable Floor Area Space Group | 840 | Non-usable - Service riser |  | Unknown | 0.00 | NO
North Terrace_NT30-Helen Mayo North_Ground Floor_NG08R _ VSR | NT-NT30-02-NG08R | NT30-02-NG08R-VSR | North Terrace | NT | NT30 | Helen Mayo North | 02 | Ground Floor | NG08R | 99939 | Unusable Spaces | 99939 | Unusable Spaces | 0.18 | VSR | 8 | Non Useable Floor Area Space Group | 840 | Non-usable - Service riser |  | Unknown | 0.00 | NO
North Terrace_NT30-Helen Mayo North_Ground Floor_NG08S _ VSR | NT-NT30-02-NG08S | NT30-02-NG08S-VSR | North Terrace | NT | NT30 | Helen Mayo North | 02 | Ground Floor | NG08S | 99939 | Unusable Spaces | 99939 | Unusable Spaces | 1.07 | VSR | 8 | Non Useable Floor Area Space Group | 840 | Non-usable - Service riser |  | Unknown | 0.00 | NO
North Terrace_NT30-Helen Mayo North_Ground Floor_NG08T _ VSR | NT-NT30-02-NG08T | NT30-02-NG08T-VSR | North Terrace | NT | NT30 | Helen Mayo North | 02 | Ground Floor | NG08T | 99939 | Unusable Spaces | 99939 | Unusable Spaces | 0.2 | VSR | 8 | Non Useable Floor Area Space Group | 840 | Non-usable - Service riser |  | Unknown | 0.00 | NO
North Terrace_NT30-Helen Mayo North_Ground Floor_NG08U _ VSR | NT-NT30-02-NG08U | NT30-02-NG08U-VSR | North Terrace | NT | NT30 | Helen Mayo North | 02 | Ground Floor | NG08U | 99939 | Unusable Spaces | 99939 | Unusable Spaces | 0.18 | VSR | 8 | Non Useable Floor Area Space Group | 840 | Non-usable - Service riser |  | Unknown | 0.00 | NO
North Terrace_NT30-Helen Mayo North_Ground Floor_NG08V _ VSR | NT-NT30-02-NG08V | NT30-02-NG08V-VSR | North Terrace | NT | NT30 | Helen Mayo North | 02 | Ground Floor | NG08V | 99939 | Unusable Spaces | 99939 | Unusable Spaces | 0.2 | VSR | 8 | Non Useable Floor Area Space Group | 840 | Non-usable - Service riser |  | Unknown | 0.00 | NO
North Terrace_NT30-Helen Mayo North_Ground Floor_NG08W _ VSR | NT-NT30-02-NG08W | NT30-02-NG08W-VSR | North Terrace | NT | NT30 | Helen Mayo North | 02 | Ground Floor | NG08W | 99939 | Unusable Spaces | 99939 | Unusable Spaces | 0.18 | VSR | 8 | Non Useable Floor Area Space Group | 840 | Non-usable - Service riser |  | Unknown | 0.00 | NO
North Terrace_NT30-Helen Mayo North_Ground Floor_NG08X _ VSR | NT-NT30-02-NG08X | NT30-02-NG08X-VSR | North Terrace | NT | NT30 | Helen Mayo North | 02 | Ground Floor | NG08X | 99939 | Unusable Spaces | 99939 | Unusable Spaces | 0.16 | VSR | 8 | Non Useable Floor Area Space Group | 840 | Non-usable - Service riser |  | Unknown | 0.00 | NO
North Terrace_NT30-Helen Mayo North_Ground Floor_NG08Y _ VSR | NT-NT30-02-NG08Y | NT30-02-NG08Y-VSR | North Terrace | NT | NT30 | Helen Mayo North | 02 | Ground Floor | NG08Y | 99939 | Unusable Spaces | 99939 | Unusable Spaces | 0.2 | VSR | 8 | Non Useable Floor Area Space Group | 840 | Non-usable - Service riser |  | Unknown | 0.00 | NO
North Terrace_NT30-Helen Mayo North_Ground Floor_NG08Z _ VSR | NT-NT30-02-NG08Z | NT30-02-NG08Z-VSR | North Terrace | NT | NT30 | Helen Mayo North | 02 | Ground Floor | NG08Z | 99939 | Unusable Spaces | 99939 | Unusable Spaces | 0.18 | VSR | 8 | Non Useable Floor Area Space Group | 840 | Non-usable - Service riser |  | Unknown | 0.00 | NO
North Terrace_NT30-Helen Mayo North_Ground Floor_NG09 _ Consult / Tutorial | NT-NT30-02-NG09 | NT30-02-NG09-Consult / Tutorial | North Terrace | NT | NT30 | Helen Mayo North | 02 | Ground Floor | NG09 | 99956 | Faculty of Health & Medical Sciences - Shared Space | 340 | Health & Medical Sciences Faculty Office | 7.66 | Consult / Tutorial | 3 | Specialist Teaching or Research Space Group | 334 | Interview/Consultation Room Practice room |  | Excellent | 2,539.67 | NO
North Terrace_NT30-Helen Mayo North_Ground Floor_NG10 _ Entrance | NT-NT30-02-NG10 | NT30-02-NG10-Entrance | North Terrace | NT | NT30 | Helen Mayo North | 02 | Ground Floor | NG10 | 99939 | Unusable Spaces | 99939 | Unusable Spaces | 1.2 | Entrance | 8 | Non Useable Floor Area Space Group | 805 | Non-usable - Circulation space |  | Unknown | 0.00 | NO
North Terrace_NT30-Helen Mayo North_Ground Floor_NG11 _ Stair | NT-NT30-02-NG11 | NT30-02-NG11-Stair | North Terrace | NT | NT30 | Helen Mayo North | 02 | Ground Floor | NG11 | 99939 | Unusable Spaces | 99939 | Unusable Spaces | 13.95 | Stair | 8 | Non Useable Floor Area Space Group | 805 | Non-usable - Circulation space |  | Unknown | 0.00 | NO
North Terrace_NT30-Helen Mayo North_Ground Floor_NG12 _ Stair | NT-NT30-02-NG12 | NT30-02-NG12-Stair | North Terrace | NT | NT30 | Helen Mayo North | 02 | Ground Floor | NG12 | 99939 | Unusable Spaces | 99939 | Unusable Spaces | 15.12 | Stair | 8 | Non Useable Floor Area Space Group | 805 | Non-usable - Circulation space |  | Unknown | 0.00 | NO
North Terrace_NT30-Helen Mayo North_Ground Floor_NG13 _ Office - Reception - Microscopy | NT-NT30-02-NG13 | NT30-02-NG13-Office - Reception - Microscopy | North Terrace | NT | NT30 | Helen Mayo North | 02 | Ground Floor | NG13 | 714 | Adelaide Microscopy | 714 | Adelaide Microscopy | 14.87 | Office - Reception - Microscopy | 1 | Office Space Group | 118 | Open Plan - Reception Area |  | Excellent | 3,706.88 | NO
North Terrace_NT30-Helen Mayo North_Ground Floor_NG13A _ Microscopy Admin. | NT-NT30-02-NG13A | NT30-02-NG13A-Microscopy Admin. | North Terrace | NT | NT30 | Helen Mayo North | 02 | Ground Floor | NG13A | 714 | Adelaide Microscopy | 714 | Adelaide Microscopy | 16.24 | Microscopy Admin. | 1 | Office Space Group | 116 | Open Plan - Professional/General Staff |  | Excellent | 4,048.40 | NO
North Terrace_NT30-Helen Mayo North_Ground Floor_NG14 _ Utility / Print Bay | NT-NT30-02-NG14 | NT30-02-NG14-Utility / Print Bay | North Terrace | NT | NT30 | Helen Mayo North | 02 | Ground Floor | NG14 | 714 | Adelaide Microscopy | 714 | Adelaide Microscopy | 8.41 | Utility / Print Bay | 6 | General Facility Space Group | 603 | General Facility - Resource room |  | Excellent | 2,348.07 | NO
North Terrace_NT30-Helen Mayo North_Ground Floor_NG15 _ A/L - M | NT-NT30-02-NG15 | NT30-02-NG15-A/L - M | North Terrace | NT | NT30 | Helen Mayo North | 02 | Ground Floor | NG15 | 99939 | Unusable Spaces | 99939 | Unusable Spaces | 1.36 | A/L - M | 8 | Non Useable Floor Area Space Group | 821 | Non-usable - Toilets/Amenities - Male |  | Unknown | 0.00 | NO
North Terrace_NT30-Helen Mayo North_Ground Floor_NG15A _ WC - M | NT-NT30-02-NG15A | NT30-02-NG15A-WC - M | North Terrace | NT | NT30 | Helen Mayo North | 02 | Ground Floor | NG15A | 99939 | Unusable Spaces | 99939 | Unusable Spaces | 5.26 | WC - M | 8 | Non Useable Floor Area Space Group | 821 | Non-usable - Toilets/Amenities - Male |  | Unknown | 0.00 | NO
North Terrace_NT30-Helen Mayo North_Ground Floor_NG15B _ VSR - WC Services | NT-NT30-02-NG15B | NT30-02-NG15B-VSR - WC Services | North Terrace | NT | NT30 | Helen Mayo North | 02 | Ground Floor | NG15B | 99939 | Unusable Spaces | 99939 | Unusable Spaces | 0.2 | VSR - WC Services | 8 | Non Useable Floor Area Space Group | 840 | Non-usable - Service riser |  | Unknown | 0.00 | NO
North Terrace_NT30-Helen Mayo North_Ground Floor_NG16 _ VSR | NT-NT30-02-NG16 | NT30-02-NG16-VSR | North Terrace | NT | NT30 | Helen Mayo North | 02 | Ground Floor | NG16 | 99939 | Unusable Spaces | 99939 | Unusable Spaces | 10.7 | VSR | 8 | Non Useable Floor Area Space Group | 840 | Non-usable - Service riser |  | Unknown | 0.00 | NO
North Terrace_NT30-Helen Mayo North_Ground Floor_NG17 _ Office | NT-NT30-02-NG17 | NT30-02-NG17-Office | North Terrace | NT | NT30 | Helen Mayo North | 02 | Ground Floor | NG17 | 714 | Adelaide Microscopy | 714 | Adelaide Microscopy | 11.66 | Office | 1 | Office Space Group | 101 | Office - Academic Staff |  | Excellent | 2,906.67 | NO
North Terrace_NT30-Helen Mayo North_Ground Floor_NG18 _ Workstation | NT-NT30-02-NG18 | NT30-02-NG18-Workstation | North Terrace | NT | NT30 | Helen Mayo North | 02 | Ground Floor | NG18 | 714 | Adelaide Microscopy | 714 | Adelaide Microscopy | 7.93 | Workstation | 1 | Office Space Group | 113 | Open Plan - Research Staff |  | Excellent | 1,976.84 | NO
North Terrace_NT30-Helen Mayo North_Ground Floor_NG18A _ Workstation | NT-NT30-02-NG18A | NT30-02-NG18A-Workstation | North Terrace | NT | NT30 | Helen Mayo North | 02 | Ground Floor | NG18A | 714 | Adelaide Microscopy | 714 | Adelaide Microscopy | 7.93 | Workstation | 1 | Office Space Group | 113 | Open Plan - Research Staff |  | Excellent | 1,976.84 | NO
North Terrace_NT30-Helen Mayo North_Ground Floor_NG18B _ Workstation | NT-NT30-02-NG18B | NT30-02-NG18B-Workstation | North Terrace | NT | NT30 | Helen Mayo North | 02 | Ground Floor | NG18B | 714 | Adelaide Microscopy | 714 | Adelaide Microscopy | 4.84 | Workstation | 1 | Office Space Group | 113 | Open Plan - Research Staff |  | Excellent | 1,206.54 | NO
North Terrace_NT30-Helen Mayo North_Ground Floor_NG18C _ Workstation | NT-NT30-02-NG18C | NT30-02-NG18C-Workstation | North Terrace | NT | NT30 | Helen Mayo North | 02 | Ground Floor | NG18C | 714 | Adelaide Microscopy | 714 | Adelaide Microscopy | 4.42 | Workstation | 1 | Office Space Group | 113 | Open Plan - Research Staff |  | Excellent | 1,101.84 | NO
North Terrace_NT30-Helen Mayo North_Ground Floor_NG18D _ Workstation | NT-NT30-02-NG18D | NT30-02-NG18D-Workstation | North Terrace | NT | NT30 | Helen Mayo North | 02 | Ground Floor | NG18D | 714 | Adelaide Microscopy | 714 | Adelaide Microscopy | 4.42 | Workstation | 1 | Office Space Group | 113 | Open Plan - Research Staff |  | Excellent | 1,101.84 | NO
North Terrace_NT30-Helen Mayo North_Ground Floor_NG18E _ Workstation | NT-NT30-02-NG18E | NT30-02-NG18E-Workstation | North Terrace | NT | NT30 | Helen Mayo North | 02 | Ground Floor | NG18E | 714 | Adelaide Microscopy | 714 | Adelaide Microscopy | 4.84 | Workstation | 1 | Office Space Group | 113 | Open Plan - Research Staff |  | Excellent | 1,206.54 | NO
North Terrace_NT30-Helen Mayo North_Ground Floor_NG19 _ A/L - F | NT-NT30-02-NG19 | NT30-02-NG19-A/L - F | North Terrace | NT | NT30 | Helen Mayo North | 02 | Ground Floor | NG19 | 99939 | Unusable Spaces | 99939 | Unusable Spaces | 0.9 | A/L - F | 8 | Non Useable Floor Area Space Group | 820 | Non-usable - Toilets/Amenities - Female |  | Unknown | 0.00 | NO
North Terrace_NT30-Helen Mayo North_Ground Floor_NG19A _ WC - F | NT-NT30-02-NG19A | NT30-02-NG19A-WC - F | North Terrace | NT | NT30 | Helen Mayo North | 02 | Ground Floor | NG19A | 99939 | Unusable Spaces | 99939 | Unusable Spaces | 5.83 | WC - F | 8 | Non Useable Floor Area Space Group | 820 | Non-usable - Toilets/Amenities - Female |  | Unknown | 0.00 | NO
North Terrace_NT30-Helen Mayo North_Ground Floor_NG20 _ Workstation | NT-NT30-02-NG20 | NT30-02-NG20-Workstation | North Terrace | NT | NT30 | Helen Mayo North | 02 | Ground Floor | NG20 | 714 | Adelaide Microscopy | 714 | Adelaide Microscopy | 8.72 | Workstation | 1 | Office Space Group | 113 | Open Plan - Research Staff |  | Excellent | 2,173.77 | NO
North Terrace_NT30-Helen Mayo North_Ground Floor_NG20A _ Workstation | NT-NT30-02-NG20A | NT30-02-NG20A-Workstation | North Terrace | NT | NT30 | Helen Mayo North | 02 | Ground Floor | NG20A | 714 | Adelaide Microscopy | 714 | Adelaide Microscopy | 7.56 | Workstation | 1 | Office Space Group | 113 | Open Plan - Research Staff |  | Excellent | 1,884.60 | NO
North Terrace_NT30-Helen Mayo North_Ground Floor_NG20B _ Workstation | NT-NT30-02-NG20B | NT30-02-NG20B-Workstation | North Terrace | NT | NT30 | Helen Mayo North | 02 | Ground Floor | NG20B | 714 | Adelaide Microscopy | 714 | Adelaide Microscopy | 7.52 | Workstation | 1 | Office Space Group | 113 | Open Plan - Research Staff |  | Excellent | 1,874.63 | NO
North Terrace_NT30-Helen Mayo North_Ground Floor_NG20D _ VSR | NT-NT30-02-NG20D | NT30-02-NG20D-VSR | North Terrace | NT | NT30 | Helen Mayo North | 02 | Ground Floor | NG20D | 99939 | Unusable Spaces | 99939 | Unusable Spaces | 0.18 | VSR | 8 | Non Useable Floor Area Space Group | 840 | Non-usable - Service riser |  | Unknown | 0.00 | NO
North Terrace_NT30-Helen Mayo North_Ground Floor_NG20E _ VSR | NT-NT30-02-NG20E | NT30-02-NG20E-VSR | North Terrace | NT | NT30 | Helen Mayo North | 02 | Ground Floor | NG20E | 99939 | Unusable Spaces | 99939 | Unusable Spaces | 0.2 | VSR | 8 | Non Useable Floor Area Space Group | 840 | Non-usable - Service riser |  | Unknown | 0.00 | NO
North Terrace_NT30-Helen Mayo North_Ground Floor_NG20F _ VSR | NT-NT30-02-NG20F | NT30-02-NG20F-VSR | North Terrace | NT | NT30 | Helen Mayo North | 02 | Ground Floor | NG20F | 99939 | Unusable Spaces | 99939 | Unusable Spaces | 0.2 | VSR | 8 | Non Useable Floor Area Space Group | 840 | Non-usable - Service riser |  | Unknown | 0.00 | NO
North Terrace_NT30-Helen Mayo North_Ground Floor_NG21 _ Office - Director | NT-NT30-02-NG21 | NT30-02-NG21-Office - Director | North Terrace | NT | NT30 | Helen Mayo North | 02 | Ground Floor | NG21 | 714 | Adelaide Microscopy | 714 | Adelaide Microscopy | 24.56 | Office - Director | 1 | Office Space Group | 101 | Office - Academic Staff |  | Excellent | 6,122.46 | NO
North Terrace_NT30-Helen Mayo North_Ground Floor_NG21D _ VSR | NT-NT30-02-NG21D | NT30-02-NG21D-VSR | North Terrace | NT | NT30 | Helen Mayo North | 02 | Ground Floor | NG21D | 99939 | Unusable Spaces | 99939 | Unusable Spaces | 0.18 | VSR | 8 | Non Useable Floor Area Space Group | 840 | Non-usable - Service riser |  | Unknown | 0.00 | NO
North Terrace_NT30-Helen Mayo North_Ground Floor_NG21E _ VSR | NT-NT30-02-NG21E | NT30-02-NG21E-VSR | North Terrace | NT | NT30 | Helen Mayo North | 02 | Ground Floor | NG21E | 99939 | Unusable Spaces | 99939 | Unusable Spaces | 0.2 | VSR | 8 | Non Useable Floor Area Space Group | 840 | Non-usable - Service riser |  | Unknown | 0.00 | NO
North Terrace_NT30-Helen Mayo North_Ground Floor_NG22 _ Office - Dep.Director | NT-NT30-02-NG22 | NT30-02-NG22-Office - Dep.Director | North Terrace | NT | NT30 | Helen Mayo North | 02 | Ground Floor | NG22 | 714 | Adelaide Microscopy | 714 | Adelaide Microscopy | 18.9 | Office - Dep.Director | 1 | Office Space Group | 101 | Office - Academic Staff |  | Excellent | 4,711.50 | NO
North Terrace_NT30-Helen Mayo North_Ground Floor_NG23 _ Office - Biobank | NT-NT30-02-NG23 | NT30-02-NG23-Office - Biobank | North Terrace | NT | NT30 | Helen Mayo North | 02 | Ground Floor | NG23 | 718 | BioBank | 714 | Adelaide Microscopy | 23.19 | Office - Biobank | 1 | Office Space Group | 101 | Office - Academic Staff |  | Excellent | 5,780.94 | NO
North Terrace_NT30-Helen Mayo North_Ground Floor_NG23A _ VSR | NT-NT30-02-NG23A | NT30-02-NG23A-VSR | North Terrace | NT | NT30 | Helen Mayo North | 02 | Ground Floor | NG23A | 99939 | Unusable Spaces | 99939 | Unusable Spaces | 0.18 | VSR | 8 | Non Useable Floor Area Space Group | 840 | Non-usable - Service riser |  | Unknown | 0.00 | NO
North Terrace_NT30-Helen Mayo North_Ground Floor_NG24 _ Workshop / Store | NT-NT30-02-NG24 | NT30-02-NG24-Workshop / Store | North Terrace | NT | NT30 | Helen Mayo North | 02 | Ground Floor | NG24 | 714 | Adelaide Microscopy | 714 | Adelaide Microscopy | 21.05 | Workshop / Store | 4 | Ancillary Area Space Group | 403 | Ancillary Area - Workshop |  | Excellent | 4,617.77 | NO
North Terrace_NT30-Helen Mayo North_Ground Floor_NG24A _ VSR | NT-NT30-02-NG24A | NT30-02-NG24A-VSR | North Terrace | NT | NT30 | Helen Mayo North | 02 | Ground Floor | NG24A | 99939 | Unusable Spaces | 99939 | Unusable Spaces | 0.2 | VSR | 8 | Non Useable Floor Area Space Group | 840 | Non-usable - Service riser |  | Unknown | 0.00 | NO
North Terrace_NT30-Helen Mayo North_Ground Floor_NG24B _ Records Store | NT-NT30-02-NG24B | NT30-02-NG24B-Records Store | North Terrace | NT | NT30 | Helen Mayo North | 02 | Ground Floor | NG24B | 714 | Adelaide Microscopy | 714 | Adelaide Microscopy | 3.13 | Records Store | 4 | Ancillary Area Space Group | 419 | Ancillary Area - Store Room - Generic |  | Adequate | 467.10 | NO
North Terrace_NT30-Helen Mayo North_Ground Floor_NG25 _ Data Suite | NT-NT30-02-NG25 | NT30-02-NG25-Data Suite | North Terrace | NT | NT30 | Helen Mayo North | 02 | Ground Floor | NG25 | 714 | Adelaide Microscopy | 714 | Adelaide Microscopy | 23.61 | Data Suite | 1 | Office Space Group | 101 | Office - Academic Staff |  | Excellent | 5,885.64 | NO
North Terrace_NT30-Helen Mayo North_Ground Floor_NG25A _ VSR | NT-NT30-02-NG25A | NT30-02-NG25A-VSR | North Terrace | NT | NT30 | Helen Mayo North | 02 | Ground Floor | NG25A | 99939 | Unusable Spaces | 99939 | Unusable Spaces | 0.3 | VSR | 8 | Non Useable Floor Area Space Group | 840 | Non-usable - Service riser |  | Unknown | 0.00 | NO
North Terrace_NT30-Helen Mayo North_Ground Floor_NG25B _ VSR | NT-NT30-02-NG25B | NT30-02-NG25B-VSR | North Terrace | NT | NT30 | Helen Mayo North | 02 | Ground Floor | NG25B | 99939 | Unusable Spaces | 99939 | Unusable Spaces | 0.54 | VSR | 8 | Non Useable Floor Area Space Group | 840 | Non-usable - Service riser |  | Unknown | 0.00 | NO
North Terrace_NT30-Helen Mayo North_Ground Floor_NG26 _ VSR | NT-NT30-02-NG26 | NT30-02-NG26-VSR | North Terrace | NT | NT30 | Helen Mayo North | 02 | Ground Floor | NG26 | 99939 | Unusable Spaces | 99939 | Unusable Spaces | 12.86 | VSR | 8 | Non Useable Floor Area Space Group | 840 | Non-usable - Service riser |  | Unknown | 0.00 | NO
North Terrace_NT30-Helen Mayo North_Ground Floor_NG27 _ Meeting | NT-NT30-02-NG27 | NT30-02-NG27-Meeting | North Terrace | NT | NT30 | Helen Mayo North | 02 | Ground Floor | NG27 | 714 | Adelaide Microscopy | 714 | Adelaide Microscopy | 44.24 | Meeting | 6 | General Facility Space Group | 601 | General Facility - Committee/Conference/Meeting room |  | Excellent | 12,351.81 | NO
North Terrace_NT30-Helen Mayo North_Ground Floor_NG28 _ Tutorial | NT-NT30-02-NG28 | NT30-02-NG28-Tutorial | North Terrace | NT | NT30 | Helen Mayo North | 02 | Ground Floor | NG28 | 99936 | Central Common Teaching Areas (Not Used) | 952 | Corporate Services Division Admin | 18.76 | Tutorial | 2 | Teaching Space Group | 215 | Problem Based Learning Room |  | Adequate | 3,881.26 | NO
North Terrace_NT30-Helen Mayo North_Ground Floor_NG29 _ Stair | NT-NT30-02-NG29 | NT30-02-NG29-Stair | North Terrace | NT | NT30 | Helen Mayo North | 02 | Ground Floor | NG29 | 99939 | Unusable Spaces | 99939 | Unusable Spaces | 13.84 | Stair | 8 | Non Useable Floor Area Space Group | 805 | Non-usable - Circulation space |  | Unknown | 0.00 | NO
North Terrace_NT30-Helen Mayo North_Ground Floor_NG30 _ Sterilizing Disposal | NT-NT30-02-NG30 | NT30-02-NG30-Sterilizing Disposal | North Terrace | NT | NT30 | Helen Mayo North | 02 | Ground Floor | NG30 | 99946 | Vacant not occupiable | 99939 | Unusable Spaces | 3.74 | Sterilizing Disposal | 8 | Non Useable Floor Area Space Group | 841 | Non-usable - Waste management |  | Unknown | 0.00 | NO
North Terrace_NT30-Helen Mayo North_Ground Floor_NG31 _ Cold Room | NT-NT30-02-NG31 | NT30-02-NG31-Cold Room | North Terrace | NT | NT30 | Helen Mayo North | 02 | Ground Floor | NG31 | 99946 | Vacant not occupiable | 99939 | Unusable Spaces | 5.61 | Cold Room | 4 | Ancillary Area Space Group | 405 | Ancillary Area - Constant Temperature/ Freezer/Cold/Warm Rooms |  | Adequate | 837.19 | NO
North Terrace_NT30-Helen Mayo North_Ground Floor_NG32 _ Guard Room | NT-NT30-02-NG32 | NT30-02-NG32-Guard Room | North Terrace | NT | NT30 | Helen Mayo North | 02 | Ground Floor | NG32 | 859 | Infrastructure Office | 859 | Infrastructure | 2.97 | Guard Room | 4 | Ancillary Area Space Group | 401 | Ancillary Area - Laboratory Service and Preparation |  | Adequate | 443.22 | NO
North Terrace_NT30-Helen Mayo North_Ground Floor_NG33 _ Entry | NT-NT30-02-NG33 | NT30-02-NG33-Entry | North Terrace | NT | NT30 | Helen Mayo North | 02 | Ground Floor | NG33 | 99939 | Unusable Spaces | 99939 | Unusable Spaces | 3.81 | Entry | 8 | Non Useable Floor Area Space Group | 805 | Non-usable - Circulation space |  | Excellent | 0.00 | NO
North Terrace_NT30-Helen Mayo North_Ground Floor_NG34 _ Tutorial | NT-NT30-02-NG34 | NT30-02-NG34-Tutorial | North Terrace | NT | NT30 | Helen Mayo North | 02 | Ground Floor | NG34 | 99936 | Central Common Teaching Areas (Not Used) | 952 | Corporate Services Division Admin | 23.88 | Tutorial | 2 | Teaching Space Group | 206 | Lecture/Seminar/Tutorial/Class Room (<30) Flat Floor |  | Adequate | 4,940.54 | NO
North Terrace_NT30-Helen Mayo North_Ground Floor_NG35 _ Tutorial | NT-NT30-02-NG35 | NT30-02-NG35-Tutorial | North Terrace | NT | NT30 | Helen Mayo North | 02 | Ground Floor | NG35 | 99936 | Central Common Teaching Areas (Not Used) | 952 | Corporate Services Division Admin | 19.77 | Tutorial | 2 | Teaching Space Group | 206 | Lecture/Seminar/Tutorial/Class Room (<30) Flat Floor |  | Adequate | 4,090.22 | NO
North Terrace_NT30-Helen Mayo North_Ground Floor_NG36 _ Tutorial | NT-NT30-02-NG36 | NT30-02-NG36-Tutorial | North Terrace | NT | NT30 | Helen Mayo North | 02 | Ground Floor | NG36 | 99936 | Central Common Teaching Areas (Not Used) | 952 | Corporate Services Division Admin | 22.58 | Tutorial | 2 | Teaching Space Group | 206 | Lecture/Seminar/Tutorial/Class Room (<30) Flat Floor |  | Adequate | 4,671.58 | NO
North Terrace_NT30-Helen Mayo North_Ground Floor_NG38 _ A/L [PC2-Cert] | NT-NT30-02-NG38 | NT30-02-NG38-A/L [PC2-Cert] | North Terrace | NT | NT30 | Helen Mayo North | 02 | Ground Floor | NG38 | 714 | Adelaide Microscopy | 714 | Adelaide Microscopy | 3.92 | A/L [PC2-Cert] | 3 | Specialist Teaching or Research Space Group | 303 | Laboratory - Scientific PC2/PC3/PC4 | RATED - PC2 | Excellent | 1,299.68 | NO
North Terrace_NT30-Helen Mayo North_Ground Floor_NG38A _ SKYSCAN [PC2-Cert] | NT-NT30-02-NG38A | NT30-02-NG38A-SKYSCAN [PC2-Cert] | North Terrace | NT | NT30 | Helen Mayo North | 02 | Ground Floor | NG38A | 714 | Adelaide Microscopy | 714 | Adelaide Microscopy | 13.31 | SKYSCAN [PC2-Cert] | 3 | Specialist Teaching or Research Space Group | 303 | Laboratory - Scientific PC2/PC3/PC4 | RATED - PC2 | Excellent | 4,412.93 | NO
North Terrace_NT30-Helen Mayo North_Ground Floor_NG38B _ IVIS100 [PC2-Cert] | NT-NT30-02-NG38B | NT30-02-NG38B-IVIS100 [PC2-Cert] | North Terrace | NT | NT30 | Helen Mayo North | 02 | Ground Floor | NG38B | 714 | Adelaide Microscopy | 714 | Adelaide Microscopy | 13.51 | IVIS100 [PC2-Cert] | 3 | Specialist Teaching or Research Space Group | 303 | Laboratory - Scientific PC2/PC3/PC4 | RATED - PC2 | Excellent | 4,479.24 | NO
North Terrace_NT30-Helen Mayo North_Ground Floor_NG41 _ A/L [PC2-Cert] | NT-NT30-02-NG41 | NT30-02-NG41-A/L [PC2-Cert] | North Terrace | NT | NT30 | Helen Mayo North | 02 | Ground Floor | NG41 | 714 | Adelaide Microscopy | 714 | Adelaide Microscopy | 10.61 | A/L [PC2-Cert] | 3 | Specialist Teaching or Research Space Group | 303 | Laboratory - Scientific PC2/PC3/PC4 | RATED - PC2 | Excellent | 3,517.75 | NO
North Terrace_NT30-Helen Mayo North_Ground Floor_NG41A _ PALM LMD [PC2-Cert] | NT-NT30-02-NG41A | NT30-02-NG41A-PALM LMD [PC2-Cert] | North Terrace | NT | NT30 | Helen Mayo North | 02 | Ground Floor | NG41A | 714 | Adelaide Microscopy | 714 | Adelaide Microscopy | 9.79 | PALM LMD [PC2-Cert] | 3 | Specialist Teaching or Research Space Group | 303 | Laboratory - Scientific PC2/PC3/PC4 | RATED - PC2 | Excellent | 3,245.87 | NO
North Terrace_NT30-Helen Mayo North_Ground Floor_NG41B _ Multiphoton [PC2-Cert] | NT-NT30-02-NG41B | NT30-02-NG41B-Multiphoton [PC2-Cert] | North Terrace | NT | NT30 | Helen Mayo North | 02 | Ground Floor | NG41B | 714 | Adelaide Microscopy | 714 | Adelaide Microscopy | 14.51 | Multiphoton [PC2-Cert] | 3 | Specialist Teaching or Research Space Group | 303 | Laboratory - Scientific PC2/PC3/PC4 | RATED - PC2 | Excellent | 4,810.79 | NO
North Terrace_NT30-Helen Mayo North_Ground Floor_NG41C _ Leica Confocal [PC2-Cert] | NT-NT30-02-NG41C | NT30-02-NG41C-Leica Confocal [PC2-Cert] | North Terrace | NT | NT30 | Helen Mayo North | 02 | Ground Floor | NG41C | 714 | Adelaide Microscopy | 714 | Adelaide Microscopy | 14.52 | Leica Confocal [PC2-Cert] | 3 | Specialist Teaching or Research Space Group | 303 | Laboratory - Scientific PC2/PC3/PC4 | RATED - PC2 | Excellent | 4,814.11 | NO
North Terrace_NT30-Helen Mayo North_Ground Floor_NG41D _ Nikon Live [PC2-Cert] | NT-NT30-02-NG41D | NT30-02-NG41D-Nikon Live [PC2-Cert] | North Terrace | NT | NT30 | Helen Mayo North | 02 | Ground Floor | NG41D | 714 | Adelaide Microscopy | 714 | Adelaide Microscopy | 12.12 | Nikon Live [PC2-Cert] | 3 | Specialist Teaching or Research Space Group | 303 | Laboratory - Scientific PC2/PC3/PC4 | RATED - PC2 | Excellent | 4,018.39 | NO
North Terrace_NT30-Helen Mayo North_Ground Floor_NG42 _ Switch Room | NT-NT30-02-NG42 | NT30-02-NG42-Switch Room | North Terrace | NT | NT30 | Helen Mayo North | 02 | Ground Floor | NG42 | 850 | ITDS Branch Central Costs | 869 | Information Technology and Digital Services | 32.85 | Switch Room | 8 | Non Useable Floor Area Space Group | 815 | Non-usable - Switch room |  | Excellent | 0.00 | NO
North Terrace_NT30-Helen Mayo North_Ground Floor_NG42A _ VSR | NT-NT30-02-NG42A | NT30-02-NG42A-VSR | North Terrace | NT | NT30 | Helen Mayo North | 02 | Ground Floor | NG42A | 99939 | Unusable Spaces | 99939 | Unusable Spaces | 3.81 | VSR | 8 | Non Useable Floor Area Space Group | 840 | Non-usable - Service riser |  | Unknown | 0.00 | NO
North Terrace_NT30-Helen Mayo North_Ground Floor_NG43 _ Staff Kitchen | NT-NT30-02-NG43 | NT30-02-NG43-Staff Kitchen | North Terrace | NT | NT30 | Helen Mayo North | 02 | Ground Floor | NG43 | 99956 | Faculty of Health & Medical Sciences - Shared Space | 340 | Health & Medical Sciences Faculty Office | 20.46 | Staff Kitchen | 6 | General Facility Space Group | 608 | General Facility - Kitchen/Servery/Food Storage |  | Excellent | 5,712.43 | NO
North Terrace_NT30-Helen Mayo North_Ground Floor_NG44 _ Comms | NT-NT30-02-NG44 | NT30-02-NG44-Comms | North Terrace | NT | NT30 | Helen Mayo North | 02 | Ground Floor | NG44 | 850 | ITDS Branch Central Costs | 869 | Information Technology and Digital Services | 13.76 | Comms | 8 | Non Useable Floor Area Space Group | 815 | Non-usable - Switch room |  | Excellent | 0.00 | NO
North Terrace_NT30-Helen Mayo North_Ground Floor_NG45 _ Indigenous Study Lounge | NT-NT30-02-NG45 | NT30-02-NG45-Indigenous Study Lounge | North Terrace | NT | NT30 | Helen Mayo North | 02 | Ground Floor | NG45 | 99956 | Faculty of Health & Medical Sciences - Shared Space | 340 | Health & Medical Sciences Faculty Office | 18.56 | Indigenous Study Lounge | 5 | Library, IT and Learning Space Group | 517 | Informal Learning | INFORMAL-PRIM-C | Excellent | 5,181.95 | NO
North Terrace_NT30-Helen Mayo North_Ground Floor_NG45.01 _ Workstation | NT-NT30-02-NG45.01 | NT30-02-NG45.01-Workstation | North Terrace | NT | NT30 | Helen Mayo North | 02 | Ground Floor | NG45.01 | 99956 | Faculty of Health & Medical Sciences - Shared Space | 340 | Health & Medical Sciences Faculty Office | 3.01 | Workstation | 1 | Office Space Group | 111 | Open Plan - Specific type not defined |  | Excellent | 750.35 | NO
North Terrace_NT30-Helen Mayo North_Ground Floor_NG45.02 _ Workstation | NT-NT30-02-NG45.02 | NT30-02-NG45.02-Workstation | North Terrace | NT | NT30 | Helen Mayo North | 02 | Ground Floor | NG45.02 | 99956 | Faculty of Health & Medical Sciences - Shared Space | 340 | Health & Medical Sciences Faculty Office | 3.01 | Workstation | 1 | Office Space Group | 111 | Open Plan - Specific type not defined |  | Excellent | 750.35 | NO
North Terrace_NT30-Helen Mayo North_Ground Floor_NG45.03 _ Workstation | NT-NT30-02-NG45.03 | NT30-02-NG45.03-Workstation | North Terrace | NT | NT30 | Helen Mayo North | 02 | Ground Floor | NG45.03 | 99956 | Faculty of Health & Medical Sciences - Shared Space | 340 | Health & Medical Sciences Faculty Office | 2.29 | Workstation | 1 | Office Space Group | 111 | Open Plan - Specific type not defined |  | Excellent | 570.86 | NO
North Terrace_NT30-Helen Mayo North_Ground Floor_NG45.04 _ Workstation | NT-NT30-02-NG45.04 | NT30-02-NG45.04-Workstation | North Terrace | NT | NT30 | Helen Mayo North | 02 | Ground Floor | NG45.04 | 99956 | Faculty of Health & Medical Sciences - Shared Space | 340 | Health & Medical Sciences Faculty Office | 2.29 | Workstation | 1 | Office Space Group | 111 | Open Plan - Specific type not defined |  | Excellent | 570.86 | NO
North Terrace_NT30-Helen Mayo North_Ground Floor_NG45.05 _ Workstation | NT-NT30-02-NG45.05 | NT30-02-NG45.05-Workstation | North Terrace | NT | NT30 | Helen Mayo North | 02 | Ground Floor | NG45.05 | 99956 | Faculty of Health & Medical Sciences - Shared Space | 340 | Health & Medical Sciences Faculty Office | 2.44 | Workstation | 1 | Office Space Group | 111 | Open Plan - Specific type not defined |  | Excellent | 608.26 | NO
North Terrace_NT30-Helen Mayo North_Ground Floor_NG45.06 _ Workstation | NT-NT30-02-NG45.06 | NT30-02-NG45.06-Workstation | North Terrace | NT | NT30 | Helen Mayo North | 02 | Ground Floor | NG45.06 | 99956 | Faculty of Health & Medical Sciences - Shared Space | 340 | Health & Medical Sciences Faculty Office | 2.44 | Workstation | 1 | Office Space Group | 111 | Open Plan - Specific type not defined |  | Excellent | 608.26 | NO
North Terrace_NT30-Helen Mayo North_Ground Floor_NG45.07 _ Workstation | NT-NT30-02-NG45.07 | NT30-02-NG45.07-Workstation | North Terrace | NT | NT30 | Helen Mayo North | 02 | Ground Floor | NG45.07 | 99956 | Faculty of Health & Medical Sciences - Shared Space | 340 | Health & Medical Sciences Faculty Office | 3 | Workstation | 1 | Office Space Group | 111 | Open Plan - Specific type not defined |  | Excellent | 747.86 | NO
North Terrace_NT30-Helen Mayo North_Ground Floor_NG45.08 _ Workstation | NT-NT30-02-NG45.08 | NT30-02-NG45.08-Workstation | North Terrace | NT | NT30 | Helen Mayo North | 02 | Ground Floor | NG45.08 | 99956 | Faculty of Health & Medical Sciences - Shared Space | 340 | Health & Medical Sciences Faculty Office | 3 | Workstation | 1 | Office Space Group | 111 | Open Plan - Specific type not defined |  | Excellent | 747.86 | NO
North Terrace_NT30-Helen Mayo North_Ground Floor_NG45A _ Open Plan - circ | NT-NT30-02-NG45A | NT30-02-NG45A-Open Plan - circ | North Terrace | NT | NT30 | Helen Mayo North | 02 | Ground Floor | NG45A | 99956 | Faculty of Health & Medical Sciences - Shared Space | 340 | Health & Medical Sciences Faculty Office | 6.49 | Open Plan - circ | 1 | Office Space Group | 100 | Office - Specific type not defined |  | Excellent | 1,617.86 | NO
North Terrace_NT30-Helen Mayo North_Ground Floor_NG45B _ VSR | NT-NT30-02-NG45B | NT30-02-NG45B-VSR | North Terrace | NT | NT30 | Helen Mayo North | 02 | Ground Floor | NG45B | 99939 | Unusable Spaces | 99939 | Unusable Spaces | 2.89 | VSR | 8 | Non Useable Floor Area Space Group | 840 | Non-usable - Service riser |  | Unknown | 0.00 | NO
North Terrace_NT30-Helen Mayo North_Ground Floor_NG45C _ VSR | NT-NT30-02-NG45C | NT30-02-NG45C-VSR | North Terrace | NT | NT30 | Helen Mayo North | 02 | Ground Floor | NG45C | 99939 | Unusable Spaces | 99939 | Unusable Spaces | 4.47 | VSR | 8 | Non Useable Floor Area Space Group | 840 | Non-usable - Service riser |  | Unknown | 0.00 | NO
North Terrace_NT30-Helen Mayo North_Ground Floor_NG46 _ Open Plan - circ | NT-NT30-02-NG46 | NT30-02-NG46-Open Plan - circ | North Terrace | NT | NT30 | Helen Mayo North | 02 | Ground Floor | NG46 | 99956 | Faculty of Health & Medical Sciences - Shared Space | 340 | Health & Medical Sciences Faculty Office | 22.16 | Open Plan - circ | 1 | Office Space Group | 100 | Office - Specific type not defined |  | Excellent | 5,524.17 | NO
North Terrace_NT30-Helen Mayo North_Ground Floor_NG46.01 _ Workstation | NT-NT30-02-NG46.01 | NT30-02-NG46.01-Workstation | North Terrace | NT | NT30 | Helen Mayo North | 02 | Ground Floor | NG46.01 | 99956 | Faculty of Health & Medical Sciences - Shared Space | 340 | Health & Medical Sciences Faculty Office | 4.21 | Workstation | 1 | Office Space Group | 111 | Open Plan - Specific type not defined |  | Excellent | 1,049.49 | NO
North Terrace_NT30-Helen Mayo North_Ground Floor_NG46.02 _ Workstation | NT-NT30-02-NG46.02 | NT30-02-NG46.02-Workstation | North Terrace | NT | NT30 | Helen Mayo North | 02 | Ground Floor | NG46.02 | 99956 | Faculty of Health & Medical Sciences - Shared Space | 340 | Health & Medical Sciences Faculty Office | 4.21 | Workstation | 1 | Office Space Group | 111 | Open Plan - Specific type not defined |  | Excellent | 1,049.49 | NO
North Terrace_NT30-Helen Mayo North_Ground Floor_NG46.03 _ Workstation | NT-NT30-02-NG46.03 | NT30-02-NG46.03-Workstation | North Terrace | NT | NT30 | Helen Mayo North | 02 | Ground Floor | NG46.03 | 99956 | Faculty of Health & Medical Sciences - Shared Space | 340 | Health & Medical Sciences Faculty Office | 3.24 | Workstation | 1 | Office Space Group | 111 | Open Plan - Specific type not defined |  | Excellent | 807.69 | NO
North Terrace_NT30-Helen Mayo North_Ground Floor_NG46.04 _ Workstation | NT-NT30-02-NG46.04 | NT30-02-NG46.04-Workstation | North Terrace | NT | NT30 | Helen Mayo North | 02 | Ground Floor | NG46.04 | 99956 | Faculty of Health & Medical Sciences - Shared Space | 340 | Health & Medical Sciences Faculty Office | 3.24 | Workstation | 1 | Office Space Group | 111 | Open Plan - Specific type not defined |  | Excellent | 807.69 | NO
North Terrace_NT30-Helen Mayo North_Ground Floor_NG46.05 _ Workstation | NT-NT30-02-NG46.05 | NT30-02-NG46.05-Workstation | North Terrace | NT | NT30 | Helen Mayo North | 02 | Ground Floor | NG46.05 | 99956 | Faculty of Health & Medical Sciences - Shared Space | 340 | Health & Medical Sciences Faculty Office | 3.24 | Workstation | 1 | Office Space Group | 111 | Open Plan - Specific type not defined |  | Excellent | 807.69 | NO
North Terrace_NT30-Helen Mayo North_Ground Floor_NG46.06 _ Workstation | NT-NT30-02-NG46.06 | NT30-02-NG46.06-Workstation | North Terrace | NT | NT30 | Helen Mayo North | 02 | Ground Floor | NG46.06 | 99956 | Faculty of Health & Medical Sciences - Shared Space | 340 | Health & Medical Sciences Faculty Office | 3.24 | Workstation | 1 | Office Space Group | 111 | Open Plan - Specific type not defined |  | Excellent | 807.69 | NO
North Terrace_NT30-Helen Mayo North_Ground Floor_NG46.07 _ Workstation | NT-NT30-02-NG46.07 | NT30-02-NG46.07-Workstation | North Terrace | NT | NT30 | Helen Mayo North | 02 | Ground Floor | NG46.07 | 99956 | Faculty of Health & Medical Sciences - Shared Space | 340 | Health & Medical Sciences Faculty Office | 3.24 | Workstation | 1 | Office Space Group | 111 | Open Plan - Specific type not defined |  | Excellent | 807.69 | NO
North Terrace_NT30-Helen Mayo North_Ground Floor_NG46.08 _ Workstation | NT-NT30-02-NG46.08 | NT30-02-NG46.08-Workstation | North Terrace | NT | NT30 | Helen Mayo North | 02 | Ground Floor | NG46.08 | 99956 | Faculty of Health & Medical Sciences - Shared Space | 340 | Health & Medical Sciences Faculty Office | 3.2 | Workstation | 1 | Office Space Group | 111 | Open Plan - Specific type not defined |  | Excellent | 797.71 | NO
North Terrace_NT30-Helen Mayo North_Ground Floor_NG46.09 _ Workstation | NT-NT30-02-NG46.09 | NT30-02-NG46.09-Workstation | North Terrace | NT | NT30 | Helen Mayo North | 02 | Ground Floor | NG46.09 | 99956 | Faculty of Health & Medical Sciences - Shared Space | 340 | Health & Medical Sciences Faculty Office | 3.2 | Workstation | 1 | Office Space Group | 111 | Open Plan - Specific type not defined |  | Excellent | 797.71 | NO
North Terrace_NT30-Helen Mayo North_Ground Floor_NG46.10 _ Workstation | NT-NT30-02-NG46.10 | NT30-02-NG46.10-Workstation | North Terrace | NT | NT30 | Helen Mayo North | 02 | Ground Floor | NG46.10 | 99956 | Faculty of Health & Medical Sciences - Shared Space | 340 | Health & Medical Sciences Faculty Office | 3.2 | Workstation | 1 | Office Space Group | 111 | Open Plan - Specific type not defined |  | Excellent | 797.71 | NO
North Terrace_NT30-Helen Mayo North_Ground Floor_NG46.11 _ Workstation | NT-NT30-02-NG46.11 | NT30-02-NG46.11-Workstation | North Terrace | NT | NT30 | Helen Mayo North | 02 | Ground Floor | NG46.11 | 99956 | Faculty of Health & Medical Sciences - Shared Space | 340 | Health & Medical Sciences Faculty Office | 3.19 | Workstation | 1 | Office Space Group | 111 | Open Plan - Specific type not defined |  | Excellent | 795.22 | NO
North Terrace_NT30-Helen Mayo North_Ground Floor_NG46.12 _ Workstation | NT-NT30-02-NG46.12 | NT30-02-NG46.12-Workstation | North Terrace | NT | NT30 | Helen Mayo North | 02 | Ground Floor | NG46.12 | 99956 | Faculty of Health & Medical Sciences - Shared Space | 340 | Health & Medical Sciences Faculty Office | 3.19 | Workstation | 1 | Office Space Group | 111 | Open Plan - Specific type not defined |  | Excellent | 795.22 | NO
North Terrace_NT30-Helen Mayo North_Ground Floor_NG46.13 _ Workstation | NT-NT30-02-NG46.13 | NT30-02-NG46.13-Workstation | North Terrace | NT | NT30 | Helen Mayo North | 02 | Ground Floor | NG46.13 | 99956 | Faculty of Health & Medical Sciences - Shared Space | 340 | Health & Medical Sciences Faculty Office | 3.22 | Workstation | 1 | Office Space Group | 111 | Open Plan - Specific type not defined |  | Excellent | 802.70 | NO
North Terrace_NT30-Helen Mayo North_Ground Floor_NG46.14 _ Workstation | NT-NT30-02-NG46.14 | NT30-02-NG46.14-Workstation | North Terrace | NT | NT30 | Helen Mayo North | 02 | Ground Floor | NG46.14 | 99956 | Faculty of Health & Medical Sciences - Shared Space | 340 | Health & Medical Sciences Faculty Office | 3.22 | Workstation | 1 | Office Space Group | 111 | Open Plan - Specific type not defined |  | Excellent | 802.70 | NO
North Terrace_NT30-Helen Mayo North_Ground Floor_NG46.15 _ Workstation | NT-NT30-02-NG46.15 | NT30-02-NG46.15-Workstation | North Terrace | NT | NT30 | Helen Mayo North | 02 | Ground Floor | NG46.15 | 99956 | Faculty of Health & Medical Sciences - Shared Space | 340 | Health & Medical Sciences Faculty Office | 3.22 | Workstation | 1 | Office Space Group | 111 | Open Plan - Specific type not defined |  | Excellent | 802.70 | NO
North Terrace_NT30-Helen Mayo North_Ground Floor_NG46.16 _ Workstation | NT-NT30-02-NG46.16 | NT30-02-NG46.16-Workstation | North Terrace | NT | NT30 | Helen Mayo North | 02 | Ground Floor | NG46.16 | 99956 | Faculty of Health & Medical Sciences - Shared Space | 340 | Health & Medical Sciences Faculty Office | 3.22 | Workstation | 1 | Office Space Group | 111 | Open Plan - Specific type not defined |  | Excellent | 802.70 | NO
North Terrace_NT30-Helen Mayo North_Ground Floor_NG46.17 _ Workstation | NT-NT30-02-NG46.17 | NT30-02-NG46.17-Workstation | North Terrace | NT | NT30 | Helen Mayo North | 02 | Ground Floor | NG46.17 | 99956 | Faculty of Health & Medical Sciences - Shared Space | 340 | Health & Medical Sciences Faculty Office | 3.22 | Workstation | 1 | Office Space Group | 111 | Open Plan - Specific type not defined |  | Excellent | 802.70 | NO
North Terrace_NT30-Helen Mayo North_Ground Floor_NG46A _ Informal Work | NT-NT30-02-NG46A | NT30-02-NG46A-Informal Work | North Terrace | NT | NT30 | Helen Mayo North | 02 | Ground Floor | NG46A | 99956 | Faculty of Health & Medical Sciences - Shared Space | 340 | Health & Medical Sciences Faculty Office | 12.94 | Informal Work | 1 | Office Space Group | 119 | Informal Work Space |  | Excellent | 3,225.76 | NO
North Terrace_NT30-Helen Mayo North_Ground Floor_NG46B _ Utility | NT-NT30-02-NG46B | NT30-02-NG46B-Utility | North Terrace | NT | NT30 | Helen Mayo North | 02 | Ground Floor | NG46B | 99956 | Faculty of Health & Medical Sciences - Shared Space | 340 | Health & Medical Sciences Faculty Office | 2.58 | Utility | 6 | General Facility Space Group | 603 | General Facility - Resource room |  | Excellent | 720.34 | NO
North Terrace_NT30-Helen Mayo North_Ground Floor_NG46C _ Open Plan - circ | NT-NT30-02-NG46C | NT30-02-NG46C-Open Plan - circ | North Terrace | NT | NT30 | Helen Mayo North | 02 | Ground Floor | NG46C | 99956 | Faculty of Health & Medical Sciences - Shared Space | 340 | Health & Medical Sciences Faculty Office | 6.41 | Open Plan - circ | 1 | Office Space Group | 100 | Office - Specific type not defined |  | Excellent | 1,597.92 | NO
North Terrace_NT30-Helen Mayo North_Ground Floor_NG47 _ Consult | NT-NT30-02-NG47 | NT30-02-NG47-Consult | North Terrace | NT | NT30 | Helen Mayo North | 02 | Ground Floor | NG47 | 99956 | Faculty of Health & Medical Sciences - Shared Space | 340 | Health & Medical Sciences Faculty Office | 5.72 | Consult | 3 | Specialist Teaching or Research Space Group | 334 | Interview/Consultation Room Practice room |  | Excellent | 1,896.47 | NO
North Terrace_NT30-Helen Mayo North_Ground Floor_NG48 _ Consult | NT-NT30-02-NG48 | NT30-02-NG48-Consult | North Terrace | NT | NT30 | Helen Mayo North | 02 | Ground Floor | NG48 | 99956 | Faculty of Health & Medical Sciences - Shared Space | 340 | Health & Medical Sciences Faculty Office | 6.21 | Consult | 3 | Specialist Teaching or Research Space Group | 334 | Interview/Consultation Room Practice room |  | Excellent | 2,058.93 | NO
North Terrace_NT30-Helen Mayo North_Ground Floor_NG49 _ Student Learning | NT-NT30-02-NG49 | NT30-02-NG49-Student Learning | North Terrace | NT | NT30 | Helen Mayo North | 02 | Ground Floor | NG49 | 99956 | Faculty of Health & Medical Sciences - Shared Space | 340 | Health & Medical Sciences Faculty Office | 38.55 | Student Learning | 5 | Library, IT and Learning Space Group | 517 | Informal Learning |  | Excellent | 10,763.16 | NO
North Terrace_NT30-Helen Mayo North_Ground Floor_NG50 _ Reception | NT-NT30-02-NG50 | NT30-02-NG50-Reception | North Terrace | NT | NT30 | Helen Mayo North | 02 | Ground Floor | NG50 | 99956 | Faculty of Health & Medical Sciences - Shared Space | 340 | Health & Medical Sciences Faculty Office | 15.76 | Reception | 1 | Office Space Group | 118 | Open Plan - Reception Area |  | Excellent | 3,928.74 | NO
North Terrace_NT30-Helen Mayo North_Ground Floor_NG51 _ Entry (UCA) | NT-NT30-02-NG51 | NT30-02-NG51-Entry (UCA) | North Terrace | NT | NT30 | Helen Mayo North | 02 | Ground Floor | NG51 | 99939 | Unusable Spaces | 99939 | Unusable Spaces | 14.94 | Entry (UCA) | 8 | Non Useable Floor Area Space Group | 839 | Non-usable - Verandah/Balcony |  | Unknown | 0.00 | NO
North Terrace_NT30-Helen Mayo North_Ground Floor_NG51A _ Stair / Landing | NT-NT30-02-NG51A | NT30-02-NG51A-Stair / Landing | North Terrace | NT | NT30 | Helen Mayo North | 02 | Ground Floor | NG51A | 99939 | Unusable Spaces | 99939 | Unusable Spaces | 8.22 | Stair / Landing | 8 | Non Useable Floor Area Space Group | 805 | Non-usable - Circulation space |  | Unknown | 0.00 | NO
North Terrace_NT30-Helen Mayo North_First Floor_104S _ VSR | NT-NT30-03-104S | NT30-03-104S-VSR | North Terrace | NT | NT30 | Helen Mayo North | 03 | First Floor | 104S | 99939 | Unusable Spaces | 99939 | Unusable Spaces | 0.2 | VSR | 8 | Non Useable Floor Area Space Group | 840 | Non-usable - Service riser |  | Unknown | 0.00 | NO
North Terrace_NT30-Helen Mayo North_First Floor_104T _ VSR | NT-NT30-03-104T | NT30-03-104T-VSR | North Terrace | NT | NT30 | Helen Mayo North | 03 | First Floor | 104T | 99939 | Unusable Spaces | 99939 | Unusable Spaces | 0.18 | VSR | 8 | Non Useable Floor Area Space Group | 840 | Non-usable - Service riser |  | Unknown | 0.00 | NO
North Terrace_NT30-Helen Mayo North_First Floor_N101 _ Foyer | NT-NT30-03-N101 | NT30-03-N101-Foyer | North Terrace | NT | NT30 | Helen Mayo North | 03 | First Floor | N101 | 99939 | Unusable Spaces | 99939 | Unusable Spaces | 37.12 | Foyer | 8 | Non Useable Floor Area Space Group | 805 | Non-usable - Circulation space |  | Good | 0.00 | NO
North Terrace_NT30-Helen Mayo North_First Floor_N101A _ Stair | NT-NT30-03-N101A | NT30-03-N101A-Stair | North Terrace | NT | NT30 | Helen Mayo North | 03 | First Floor | N101A | 99939 | Unusable Spaces | 99939 | Unusable Spaces | 5 | Stair | 8 | Non Useable Floor Area Space Group | 805 | Non-usable - Circulation space |  | Good | 0.00 | NO
North Terrace_NT30-Helen Mayo North_First Floor_N101B _ Stair | NT-NT30-03-N101B | NT30-03-N101B-Stair | North Terrace | NT | NT30 | Helen Mayo North | 03 | First Floor | N101B | 99939 | Unusable Spaces | 99939 | Unusable Spaces | 5 | Stair | 8 | Non Useable Floor Area Space Group | 805 | Non-usable - Circulation space |  | Good | 0.00 | NO
North Terrace_NT30-Helen Mayo North_First Floor_N101C _ Informal Learning | NT-NT30-03-N101C | NT30-03-N101C-Informal Learning | North Terrace | NT | NT30 | Helen Mayo North | 03 | First Floor | N101C | 99951 | Hub and study spaces (ex-VPSR) | 952 | Corporate Services Division Admin | 16.14 | Informal Learning | 5 | Library, IT and Learning Space Group | 517 | Informal Learning | INFORMAL-PRIM-S | Excellent | 4,506.29 | NO
North Terrace_NT30-Helen Mayo North_First Floor_N102 _ Lecture Theatre - Foyer | NT-NT30-03-N102 | NT30-03-N102-Lecture Theatre - Foyer | North Terrace | NT | NT30 | Helen Mayo North | 03 | First Floor | N102 | 99998 | Central Common Teaching Areas (In Use) | 952 | Corporate Services Division Admin | 9.48 | Lecture Theatre - Foyer | 2 | Teaching Space Group | 200 | Teaching - Specific Type Not Defined |  | Excellent | 2,883.14 | NO
North Terrace_NT30-Helen Mayo North_First Floor_N103 _ "Florey Lecture Theatre" | NT-NT30-03-N103 | NT30-03-N103-"Florey Lecture Theatre" | North Terrace | NT | NT30 | Helen Mayo North | 03 | First Floor | N103 | 99998 | Central Common Teaching Areas (In Use) | 952 | Corporate Services Division Admin | 216.96 | "Florey Lecture Theatre" | 2 | Teaching Space Group | 202 | Lecture Theatre (> 100 seats) |  | Excellent | 65,983.74 | NO
North Terrace_NT30-Helen Mayo North_First Floor_N103A _ VSR | NT-NT30-03-N103A | NT30-03-N103A-VSR | North Terrace | NT | NT30 | Helen Mayo North | 03 | First Floor | N103A | 99939 | Unusable Spaces | 99939 | Unusable Spaces | 4.02 | VSR | 8 | Non Useable Floor Area Space Group | 840 | Non-usable - Service riser |  | Unknown | 0.00 | NO
North Terrace_NT30-Helen Mayo North_First Floor_N103B _ VSR | NT-NT30-03-N103B | NT30-03-N103B-VSR | North Terrace | NT | NT30 | Helen Mayo North | 03 | First Floor | N103B | 99939 | Unusable Spaces | 99939 | Unusable Spaces | 4.03 | VSR | 8 | Non Useable Floor Area Space Group | 840 | Non-usable - Service riser |  | Unknown | 0.00 | NO
North Terrace_NT30-Helen Mayo North_First Floor_N103C _ VSR | NT-NT30-03-N103C | NT30-03-N103C-VSR | North Terrace | NT | NT30 | Helen Mayo North | 03 | First Floor | N103C | 99939 | Unusable Spaces | 99939 | Unusable Spaces | 4.44 | VSR | 8 | Non Useable Floor Area Space Group | 840 | Non-usable - Service riser |  | Unknown | 0.00 | NO
North Terrace_NT30-Helen Mayo North_First Floor_N104 _ Informal Learning | NT-NT30-03-N104 | NT30-03-N104-Informal Learning | North Terrace | NT | NT30 | Helen Mayo North | 03 | First Floor | N104 | 99951 | Hub and study spaces (ex-VPSR) | 952 | Corporate Services Division Admin | 9.34 | Informal Learning | 6 | General Facility Space Group | 623 | General Facility - Waiting Area/Foyer/Reception Area | INFORMAL-PRIM-S | Excellent | 2,607.73 | NO
North Terrace_NT30-Helen Mayo North_First Floor_N104C _ Corr. | NT-NT30-03-N104C | NT30-03-N104C-Corr. | North Terrace | NT | NT30 | Helen Mayo North | 03 | First Floor | N104C | 99939 | Unusable Spaces | 99939 | Unusable Spaces | 20.82 | Corr. | 8 | Non Useable Floor Area Space Group | 805 | Non-usable - Circulation space |  | Excellent | 0.00 | NO
North Terrace_NT30-Helen Mayo North_First Floor_N104D _ Corr. | NT-NT30-03-N104D | NT30-03-N104D-Corr. | North Terrace | NT | NT30 | Helen Mayo North | 03 | First Floor | N104D | 99939 | Unusable Spaces | 99939 | Unusable Spaces | 22.77 | Corr. | 8 | Non Useable Floor Area Space Group | 805 | Non-usable - Circulation space |  | Excellent | 0.00 | NO
North Terrace_NT30-Helen Mayo North_First Floor_N104E _ Corr. | NT-NT30-03-N104E | NT30-03-N104E-Corr. | North Terrace | NT | NT30 | Helen Mayo North | 03 | First Floor | N104E | 99939 | Unusable Spaces | 99939 | Unusable Spaces | 34.38 | Corr. | 8 | Non Useable Floor Area Space Group | 805 | Non-usable - Circulation space |  | Excellent | 0.00 | NO
North Terrace_NT30-Helen Mayo North_First Floor_N104F _ Corr. | NT-NT30-03-N104F | NT30-03-N104F-Corr. | North Terrace | NT | NT30 | Helen Mayo North | 03 | First Floor | N104F | 99939 | Unusable Spaces | 99939 | Unusable Spaces | 28.87 | Corr. | 8 | Non Useable Floor Area Space Group | 805 | Non-usable - Circulation space |  | Excellent | 0.00 | NO
North Terrace_NT30-Helen Mayo North_First Floor_N104G _ Corr. | NT-NT30-03-N104G | NT30-03-N104G-Corr. | North Terrace | NT | NT30 | Helen Mayo North | 03 | First Floor | N104G | 99939 | Unusable Spaces | 99939 | Unusable Spaces | 58.71 | Corr. | 8 | Non Useable Floor Area Space Group | 805 | Non-usable - Circulation space |  | Excellent | 0.00 | NO
North Terrace_NT30-Helen Mayo North_First Floor_N104H _ Corr. | NT-NT30-03-N104H | NT30-03-N104H-Corr. | North Terrace | NT | NT30 | Helen Mayo North | 03 | First Floor | N104H | 99939 | Unusable Spaces | 99939 | Unusable Spaces | 9.63 | Corr. | 8 | Non Useable Floor Area Space Group | 805 | Non-usable - Circulation space |  | Excellent | 0.00 | NO
North Terrace_NT30-Helen Mayo North_First Floor_N104HA _ VSR | NT-NT30-03-N104HA | NT30-03-N104HA-VSR | North Terrace | NT | NT30 | Helen Mayo North | 03 | First Floor | N104HA | 99939 | Unusable Spaces | 99939 | Unusable Spaces | 0.2 | VSR | 8 | Non Useable Floor Area Space Group | 840 | Non-usable - Service riser |  | Unknown | 0.00 | NO
North Terrace_NT30-Helen Mayo North_First Floor_N104I _ VSR | NT-NT30-03-N104I | NT30-03-N104I-VSR | North Terrace | NT | NT30 | Helen Mayo North | 03 | First Floor | N104I | 99939 | Unusable Spaces | 99939 | Unusable Spaces | 0.18 | VSR | 8 | Non Useable Floor Area Space Group | 840 | Non-usable - Service riser |  | Unknown | 0.00 | NO
North Terrace_NT30-Helen Mayo North_First Floor_N104J _ VSR | NT-NT30-03-N104J | NT30-03-N104J-VSR | North Terrace | NT | NT30 | Helen Mayo North | 03 | First Floor | N104J | 99939 | Unusable Spaces | 99939 | Unusable Spaces | 0.18 | VSR | 8 | Non Useable Floor Area Space Group | 840 | Non-usable - Service riser |  | Unknown | 0.00 | NO
North Terrace_NT30-Helen Mayo North_First Floor_N104K _ VSR | NT-NT30-03-N104K | NT30-03-N104K-VSR | North Terrace | NT | NT30 | Helen Mayo North | 03 | First Floor | N104K | 99939 | Unusable Spaces | 99939 | Unusable Spaces | 0.2 | VSR | 8 | Non Useable Floor Area Space Group | 840 | Non-usable - Service riser |  | Unknown | 0.00 | NO
North Terrace_NT30-Helen Mayo North_First Floor_N104L _ VSR | NT-NT30-03-N104L | NT30-03-N104L-VSR | North Terrace | NT | NT30 | Helen Mayo North | 03 | First Floor | N104L | 99939 | Unusable Spaces | 99939 | Unusable Spaces | 0.18 | VSR | 8 | Non Useable Floor Area Space Group | 840 | Non-usable - Service riser |  | Unknown | 0.00 | NO
North Terrace_NT30-Helen Mayo North_First Floor_N104M _ VSR | NT-NT30-03-N104M | NT30-03-N104M-VSR | North Terrace | NT | NT30 | Helen Mayo North | 03 | First Floor | N104M | 99939 | Unusable Spaces | 99939 | Unusable Spaces | 0.2 | VSR | 8 | Non Useable Floor Area Space Group | 840 | Non-usable - Service riser |  | Unknown | 0.00 | NO
North Terrace_NT30-Helen Mayo North_First Floor_N104N _ VSR | NT-NT30-03-N104N | NT30-03-N104N-VSR | North Terrace | NT | NT30 | Helen Mayo North | 03 | First Floor | N104N | 99939 | Unusable Spaces | 99939 | Unusable Spaces | 0.6 | VSR | 8 | Non Useable Floor Area Space Group | 840 | Non-usable - Service riser |  | Unknown | 0.00 | NO
North Terrace_NT30-Helen Mayo North_First Floor_N104O _ VSR | NT-NT30-03-N104O | NT30-03-N104O-VSR | North Terrace | NT | NT30 | Helen Mayo North | 03 | First Floor | N104O | 99939 | Unusable Spaces | 99939 | Unusable Spaces | 1.07 | VSR | 8 | Non Useable Floor Area Space Group | 840 | Non-usable - Service riser |  | Unknown | 0.00 | NO
North Terrace_NT30-Helen Mayo North_First Floor_N104OA _ VSR | NT-NT30-03-N104OA | NT30-03-N104OA-VSR | North Terrace | NT | NT30 | Helen Mayo North | 03 | First Floor | N104OA | 99939 | Unusable Spaces | 99939 | Unusable Spaces | 0.43 | VSR | 8 | Non Useable Floor Area Space Group | 840 | Non-usable - Service riser |  | Unknown | 0.00 | NO
North Terrace_NT30-Helen Mayo North_First Floor_N104P _ VSR | NT-NT30-03-N104P | NT30-03-N104P-VSR | North Terrace | NT | NT30 | Helen Mayo North | 03 | First Floor | N104P | 99939 | Unusable Spaces | 99939 | Unusable Spaces | 0.4 | VSR | 8 | Non Useable Floor Area Space Group | 840 | Non-usable - Service riser |  | Unknown | 0.00 | NO
North Terrace_NT30-Helen Mayo North_First Floor_N104Q _ VSR | NT-NT30-03-N104Q | NT30-03-N104Q-VSR | North Terrace | NT | NT30 | Helen Mayo North | 03 | First Floor | N104Q | 99939 | Unusable Spaces | 99939 | Unusable Spaces | 0.4 | VSR | 8 | Non Useable Floor Area Space Group | 840 | Non-usable - Service riser |  | Unknown | 0.00 | NO
North Terrace_NT30-Helen Mayo North_First Floor_N104R _ VSR | NT-NT30-03-N104R | NT30-03-N104R-VSR | North Terrace | NT | NT30 | Helen Mayo North | 03 | First Floor | N104R | 99939 | Unusable Spaces | 99939 | Unusable Spaces | 0.15 | VSR | 8 | Non Useable Floor Area Space Group | 840 | Non-usable - Service riser |  | Unknown | 0.00 | NO
North Terrace_NT30-Helen Mayo North_First Floor_N104S _ VSR | NT-NT30-03-N104S | NT30-03-N104S-VSR | North Terrace | NT | NT30 | Helen Mayo North | 03 | First Floor | N104S | 99939 | Unusable Spaces | 99939 | Unusable Spaces | 0.18 | VSR | 8 | Non Useable Floor Area Space Group | 840 | Non-usable - Service riser |  | Unknown | 0.00 | NO
North Terrace_NT30-Helen Mayo North_First Floor_N104T _ VSR | NT-NT30-03-N104T | NT30-03-N104T-VSR | North Terrace | NT | NT30 | Helen Mayo North | 03 | First Floor | N104T | 99939 | Unusable Spaces | 99939 | Unusable Spaces | 0.2 | VSR | 8 | Non Useable Floor Area Space Group | 840 | Non-usable - Service riser |  | Unknown | 0.00 | NO
North Terrace_NT30-Helen Mayo North_First Floor_N104U _ VSR | NT-NT30-03-N104U | NT30-03-N104U-VSR | North Terrace | NT | NT30 | Helen Mayo North | 03 | First Floor | N104U | 99939 | Unusable Spaces | 99939 | Unusable Spaces | 0.3 | VSR | 8 | Non Useable Floor Area Space Group | 840 | Non-usable - Service riser |  | Unknown | 0.00 | NO
North Terrace_NT30-Helen Mayo North_First Floor_N104V _ VSR | NT-NT30-03-N104V | NT30-03-N104V-VSR | North Terrace | NT | NT30 | Helen Mayo North | 03 | First Floor | N104V | 99939 | Unusable Spaces | 99939 | Unusable Spaces | 0.18 | VSR | 8 | Non Useable Floor Area Space Group | 840 | Non-usable - Service riser |  | Unknown | 0.00 | NO
North Terrace_NT30-Helen Mayo North_First Floor_N104W _ VSR | NT-NT30-03-N104W | NT30-03-N104W-VSR | North Terrace | NT | NT30 | Helen Mayo North | 03 | First Floor | N104W | 99939 | Unusable Spaces | 99939 | Unusable Spaces | 0.2 | VSR | 8 | Non Useable Floor Area Space Group | 840 | Non-usable - Service riser |  | Unknown | 0.00 | NO
North Terrace_NT30-Helen Mayo North_First Floor_N104X _ VSR | NT-NT30-03-N104X | NT30-03-N104X-VSR | North Terrace | NT | NT30 | Helen Mayo North | 03 | First Floor | N104X | 99939 | Unusable Spaces | 99939 | Unusable Spaces | 0.2 | VSR | 8 | Non Useable Floor Area Space Group | 840 | Non-usable - Service riser |  | Unknown | 0.00 | NO
North Terrace_NT30-Helen Mayo North_First Floor_N104Y _ VSR | NT-NT30-03-N104Y | NT30-03-N104Y-VSR | North Terrace | NT | NT30 | Helen Mayo North | 03 | First Floor | N104Y | 99939 | Unusable Spaces | 99939 | Unusable Spaces | 0.2 | VSR | 8 | Non Useable Floor Area Space Group | 840 | Non-usable - Service riser |  | Unknown | 0.00 | NO
North Terrace_NT30-Helen Mayo North_First Floor_N104Z _ VSR | NT-NT30-03-N104Z | NT30-03-N104Z-VSR | North Terrace | NT | NT30 | Helen Mayo North | 03 | First Floor | N104Z | 99939 | Unusable Spaces | 99939 | Unusable Spaces | 0.18 | VSR | 8 | Non Useable Floor Area Space Group | 840 | Non-usable - Service riser |  | Unknown | 0.00 | NO
North Terrace_NT30-Helen Mayo North_First Floor_N105 _ Stair | NT-NT30-03-N105 | NT30-03-N105-Stair | North Terrace | NT | NT30 | Helen Mayo North | 03 | First Floor | N105 | 99939 | Unusable Spaces | 99939 | Unusable Spaces | 14.78 | Stair | 8 | Non Useable Floor Area Space Group | 805 | Non-usable - Circulation space |  | Unknown | 0.00 | NO
North Terrace_NT30-Helen Mayo North_First Floor_N106 _ Office - Open Plan | NT-NT30-03-N106 | NT30-03-N106-Office - Open Plan | North Terrace | NT | NT30 | Helen Mayo North | 03 | First Floor | N106 | 384 | Medicine | 384 | Adelaide Medical School | 10.97 | Office - Open Plan | 1 | Office Space Group | 111 | Open Plan - Specific type not defined |  | Excellent | 2,734.66 | NO
North Terrace_NT30-Helen Mayo North_First Floor_N106.01 _ Workstaton | NT-NT30-03-N106.01 | NT30-03-N106.01-Workstaton | North Terrace | NT | NT30 | Helen Mayo North | 03 | First Floor | N106.01 | 384 | Medicine | 384 | Adelaide Medical School | 3.82 | Workstaton | 1 | Office Space Group | 111 | Open Plan - Specific type not defined |  | Excellent | 952.27 | NO
North Terrace_NT30-Helen Mayo North_First Floor_N106.02 _ Workstation | NT-NT30-03-N106.02 | NT30-03-N106.02-Workstation | North Terrace | NT | NT30 | Helen Mayo North | 03 | First Floor | N106.02 | 384 | Medicine | 384 | Adelaide Medical School | 3.82 | Workstation | 1 | Office Space Group | 111 | Open Plan - Specific type not defined |  | Excellent | 952.27 | NO
North Terrace_NT30-Helen Mayo North_First Floor_N106.03 _ Workstation | NT-NT30-03-N106.03 | NT30-03-N106.03-Workstation | North Terrace | NT | NT30 | Helen Mayo North | 03 | First Floor | N106.03 | 384 | Medicine | 384 | Adelaide Medical School | 3.83 | Workstation | 1 | Office Space Group | 111 | Open Plan - Specific type not defined |  | Excellent | 954.76 | NO
North Terrace_NT30-Helen Mayo North_First Floor_N106.04 _ Workstation | NT-NT30-03-N106.04 | NT30-03-N106.04-Workstation | North Terrace | NT | NT30 | Helen Mayo North | 03 | First Floor | N106.04 | 384 | Medicine | 384 | Adelaide Medical School | 3.14 | Workstation | 1 | Office Space Group | 111 | Open Plan - Specific type not defined |  | Excellent | 782.76 | NO
North Terrace_NT30-Helen Mayo North_First Floor_N106.05 _ Workstation | NT-NT30-03-N106.05 | NT30-03-N106.05-Workstation | North Terrace | NT | NT30 | Helen Mayo North | 03 | First Floor | N106.05 | 384 | Medicine | 384 | Adelaide Medical School | 3.14 | Workstation | 1 | Office Space Group | 111 | Open Plan - Specific type not defined |  | Excellent | 782.76 | NO
North Terrace_NT30-Helen Mayo North_First Floor_N106.06 _ Workstation | NT-NT30-03-N106.06 | NT30-03-N106.06-Workstation | North Terrace | NT | NT30 | Helen Mayo North | 03 | First Floor | N106.06 | 384 | Medicine | 384 | Adelaide Medical School | 3.14 | Workstation | 1 | Office Space Group | 111 | Open Plan - Specific type not defined |  | Excellent | 782.76 | NO
North Terrace_NT30-Helen Mayo North_First Floor_N106.07 _ Workstation | NT-NT30-03-N106.07 | NT30-03-N106.07-Workstation | North Terrace | NT | NT30 | Helen Mayo North | 03 | First Floor | N106.07 | 384 | Medicine | 384 | Adelaide Medical School | 3.12 | Workstation | 1 | Office Space Group | 111 | Open Plan - Specific type not defined |  | Excellent | 777.77 | NO
North Terrace_NT30-Helen Mayo North_First Floor_N106.08 _ Workstation | NT-NT30-03-N106.08 | NT30-03-N106.08-Workstation | North Terrace | NT | NT30 | Helen Mayo North | 03 | First Floor | N106.08 | 384 | Medicine | 384 | Adelaide Medical School | 3.12 | Workstation | 1 | Office Space Group | 111 | Open Plan - Specific type not defined |  | Excellent | 777.77 | NO
North Terrace_NT30-Helen Mayo North_First Floor_N106.09 _ Workstation | NT-NT30-03-N106.09 | NT30-03-N106.09-Workstation | North Terrace | NT | NT30 | Helen Mayo North | 03 | First Floor | N106.09 | 384 | Medicine | 384 | Adelaide Medical School | 3.12 | Workstation | 1 | Office Space Group | 111 | Open Plan - Specific type not defined |  | Excellent | 777.77 | NO
North Terrace_NT30-Helen Mayo North_First Floor_N107 _ Office | NT-NT30-03-N107 | NT30-03-N107-Office | North Terrace | NT | NT30 | Helen Mayo North | 03 | First Floor | N107 | 384 | Medicine | 384 | Adelaide Medical School | 10.73 | Office | 1 | Office Space Group | 101 | Office - Academic Staff |  | Excellent | 2,674.84 | NO
North Terrace_NT30-Helen Mayo North_First Floor_N108 _ Office | NT-NT30-03-N108 | NT30-03-N108-Office | North Terrace | NT | NT30 | Helen Mayo North | 03 | First Floor | N108 | 384 | Medicine | 384 | Adelaide Medical School | 10.94 | Office | 1 | Office Space Group | 101 | Office - Academic Staff |  | Excellent | 2,727.19 | NO
North Terrace_NT30-Helen Mayo North_First Floor_N109 _ Meeting | NT-NT30-03-N109 | NT30-03-N109-Meeting | North Terrace | NT | NT30 | Helen Mayo North | 03 | First Floor | N109 | 384 | Medicine | 384 | Adelaide Medical School | 27.73 | Meeting | 1 | Office Space Group | 101 | Office - Academic Staff |  | Excellent | 6,912.69 | NO
North Terrace_NT30-Helen Mayo North_First Floor_N109A _ VSR | NT-NT30-03-N109A | NT30-03-N109A-VSR | North Terrace | NT | NT30 | Helen Mayo North | 03 | First Floor | N109A | 99939 | Unusable Spaces | 99939 | Unusable Spaces | 0.18 | VSR | 8 | Non Useable Floor Area Space Group | 840 | Non-usable - Service riser |  | Unknown | 0.00 | NO
North Terrace_NT30-Helen Mayo North_First Floor_N110 _ Store | NT-NT30-03-N110 | NT30-03-N110-Store | North Terrace | NT | NT30 | Helen Mayo North | 03 | First Floor | N110 | 384 | Medicine | 384 | Adelaide Medical School | 28.42 | Store | 4 | Ancillary Area Space Group | 419 | Ancillary Area - Store Room - Generic |  | Excellent | 6,234.54 | NO
North Terrace_NT30-Helen Mayo North_First Floor_N111 _ Store | NT-NT30-03-N111 | NT30-03-N111-Store | North Terrace | NT | NT30 | Helen Mayo North | 03 | First Floor | N111 | 384 | Medicine | 384 | Adelaide Medical School | 22.95 | Store | 4 | Ancillary Area Space Group | 419 | Ancillary Area - Store Room - Generic |  | Excellent | 5,034.57 | NO
North Terrace_NT30-Helen Mayo North_First Floor_N111E _ VSR | NT-NT30-03-N111E | NT30-03-N111E-VSR | North Terrace | NT | NT30 | Helen Mayo North | 03 | First Floor | N111E | 99939 | Unusable Spaces | 99939 | Unusable Spaces | 0.23 | VSR | 8 | Non Useable Floor Area Space Group | 840 | Non-usable - Service riser |  | Unknown | 0.00 | NO
North Terrace_NT30-Helen Mayo North_First Floor_N112 _ Store | NT-NT30-03-N112 | NT30-03-N112-Store | North Terrace | NT | NT30 | Helen Mayo North | 03 | First Floor | N112 | 384 | Medicine | 384 | Adelaide Medical School | 29.92 | Store | 4 | Ancillary Area Space Group | 419 | Ancillary Area - Store Room - Generic |  | Excellent | 6,563.59 | NO
North Terrace_NT30-Helen Mayo North_First Floor_N113 _ Office - Open Plan | NT-NT30-03-N113 | NT30-03-N113-Office - Open Plan | North Terrace | NT | NT30 | Helen Mayo North | 03 | First Floor | N113 | 384 | Medicine | 384 | Adelaide Medical School | 31.68 | Office - Open Plan | 1 | Office Space Group | 111 | Open Plan - Specific type not defined |  | Excellent | 7,897.37 | NO
North Terrace_NT30-Helen Mayo North_First Floor_N113.01 _ Workstation | NT-NT30-03-N113.01 | NT30-03-N113.01-Workstation | North Terrace | NT | NT30 | Helen Mayo North | 03 | First Floor | N113.01 | 384 | Medicine | 384 | Adelaide Medical School | 3.86 | Workstation | 1 | Office Space Group | 111 | Open Plan - Specific type not defined |  | Excellent | 962.24 | NO
North Terrace_NT30-Helen Mayo North_First Floor_N113.02 _ Workstation | NT-NT30-03-N113.02 | NT30-03-N113.02-Workstation | North Terrace | NT | NT30 | Helen Mayo North | 03 | First Floor | N113.02 | 384 | Medicine | 384 | Adelaide Medical School | 3.86 | Workstation | 1 | Office Space Group | 111 | Open Plan - Specific type not defined |  | Excellent | 962.24 | NO
North Terrace_NT30-Helen Mayo North_First Floor_N113.03 _ Workstation | NT-NT30-03-N113.03 | NT30-03-N113.03-Workstation | North Terrace | NT | NT30 | Helen Mayo North | 03 | First Floor | N113.03 | 384 | Medicine | 384 | Adelaide Medical School | 3.86 | Workstation | 1 | Office Space Group | 111 | Open Plan - Specific type not defined |  | Excellent | 962.24 | NO
North Terrace_NT30-Helen Mayo North_First Floor_N113.04 _ Workstation | NT-NT30-03-N113.04 | NT30-03-N113.04-Workstation | North Terrace | NT | NT30 | Helen Mayo North | 03 | First Floor | N113.04 | 384 | Medicine | 384 | Adelaide Medical School | 3.19 | Workstation | 1 | Office Space Group | 111 | Open Plan - Specific type not defined |  | Excellent | 795.22 | NO
North Terrace_NT30-Helen Mayo North_First Floor_N113.05 _ Workstation | NT-NT30-03-N113.05 | NT30-03-N113.05-Workstation | North Terrace | NT | NT30 | Helen Mayo North | 03 | First Floor | N113.05 | 384 | Medicine | 384 | Adelaide Medical School | 3.2 | Workstation | 1 | Office Space Group | 111 | Open Plan - Specific type not defined |  | Excellent | 797.71 | NO
North Terrace_NT30-Helen Mayo North_First Floor_N113.06 _ Workstation | NT-NT30-03-N113.06 | NT30-03-N113.06-Workstation | North Terrace | NT | NT30 | Helen Mayo North | 03 | First Floor | N113.06 | 384 | Medicine | 384 | Adelaide Medical School | 3.2 | Workstation | 1 | Office Space Group | 111 | Open Plan - Specific type not defined |  | Excellent | 797.71 | NO
North Terrace_NT30-Helen Mayo North_First Floor_N113.07 _ Workstation | NT-NT30-03-N113.07 | NT30-03-N113.07-Workstation | North Terrace | NT | NT30 | Helen Mayo North | 03 | First Floor | N113.07 | 384 | Medicine | 384 | Adelaide Medical School | 3.19 | Workstation | 1 | Office Space Group | 111 | Open Plan - Specific type not defined |  | Excellent | 795.22 | NO
North Terrace_NT30-Helen Mayo North_First Floor_N113.08 _ Workstation | NT-NT30-03-N113.08 | NT30-03-N113.08-Workstation | North Terrace | NT | NT30 | Helen Mayo North | 03 | First Floor | N113.08 | 384 | Medicine | 384 | Adelaide Medical School | 3.2 | Workstation | 1 | Office Space Group | 111 | Open Plan - Specific type not defined |  | Excellent | 797.71 | NO
North Terrace_NT30-Helen Mayo North_First Floor_N113.09 _ Workstation | NT-NT30-03-N113.09 | NT30-03-N113.09-Workstation | North Terrace | NT | NT30 | Helen Mayo North | 03 | First Floor | N113.09 | 384 | Medicine | 384 | Adelaide Medical School | 3.19 | Workstation | 1 | Office Space Group | 111 | Open Plan - Specific type not defined |  | Excellent | 795.22 | NO
North Terrace_NT30-Helen Mayo North_First Floor_N113.10 _ Workstation | NT-NT30-03-N113.10 | NT30-03-N113.10-Workstation | North Terrace | NT | NT30 | Helen Mayo North | 03 | First Floor | N113.10 | 384 | Medicine | 384 | Adelaide Medical School | 3.2 | Workstation | 1 | Office Space Group | 111 | Open Plan - Specific type not defined |  | Excellent | 797.71 | NO
North Terrace_NT30-Helen Mayo North_First Floor_N113.11 _ Workstation | NT-NT30-03-N113.11 | NT30-03-N113.11-Workstation | North Terrace | NT | NT30 | Helen Mayo North | 03 | First Floor | N113.11 | 384 | Medicine | 384 | Adelaide Medical School | 3.2 | Workstation | 1 | Office Space Group | 111 | Open Plan - Specific type not defined |  | Excellent | 797.71 | NO
North Terrace_NT30-Helen Mayo North_First Floor_N113.12 _ Workstation | NT-NT30-03-N113.12 | NT30-03-N113.12-Workstation | North Terrace | NT | NT30 | Helen Mayo North | 03 | First Floor | N113.12 | 384 | Medicine | 384 | Adelaide Medical School | 3.2 | Workstation | 1 | Office Space Group | 111 | Open Plan - Specific type not defined |  | Excellent | 797.71 | NO
North Terrace_NT30-Helen Mayo North_First Floor_N113.13 _ Workstation | NT-NT30-03-N113.13 | NT30-03-N113.13-Workstation | North Terrace | NT | NT30 | Helen Mayo North | 03 | First Floor | N113.13 | 384 | Medicine | 384 | Adelaide Medical School | 3.2 | Workstation | 1 | Office Space Group | 111 | Open Plan - Specific type not defined |  | Excellent | 797.71 | NO
North Terrace_NT30-Helen Mayo North_First Floor_N113.14 _ Workstation | NT-NT30-03-N113.14 | NT30-03-N113.14-Workstation | North Terrace | NT | NT30 | Helen Mayo North | 03 | First Floor | N113.14 | 384 | Medicine | 384 | Adelaide Medical School | 3.33 | Workstation | 1 | Office Space Group | 111 | Open Plan - Specific type not defined |  | Excellent | 830.12 | NO
North Terrace_NT30-Helen Mayo North_First Floor_N113.15 _ Workstation | NT-NT30-03-N113.15 | NT30-03-N113.15-Workstation | North Terrace | NT | NT30 | Helen Mayo North | 03 | First Floor | N113.15 | 384 | Medicine | 384 | Adelaide Medical School | 3.33 | Workstation | 1 | Office Space Group | 111 | Open Plan - Specific type not defined |  | Excellent | 830.12 | NO
North Terrace_NT30-Helen Mayo North_First Floor_N113.16 _ Workstation | NT-NT30-03-N113.16 | NT30-03-N113.16-Workstation | North Terrace | NT | NT30 | Helen Mayo North | 03 | First Floor | N113.16 | 384 | Medicine | 384 | Adelaide Medical School | 3.9 | Workstation | 1 | Office Space Group | 111 | Open Plan - Specific type not defined |  | Excellent | 972.21 | NO
North Terrace_NT30-Helen Mayo North_First Floor_N113A _ Office - Open Plan | NT-NT30-03-N113A | NT30-03-N113A-Office - Open Plan | North Terrace | NT | NT30 | Helen Mayo North | 03 | First Floor | N113A | 384 | Medicine | 384 | Adelaide Medical School | 11.36 | Office - Open Plan | 1 | Office Space Group | 119 | Informal Work Space |  | Excellent | 2,831.89 | NO
North Terrace_NT30-Helen Mayo North_First Floor_N114 _ Office | NT-NT30-03-N114 | NT30-03-N114-Office | North Terrace | NT | NT30 | Helen Mayo North | 03 | First Floor | N114 | 384 | Medicine | 384 | Adelaide Medical School | 14.63 | Office | 1 | Office Space Group | 111 | Open Plan - Specific type not defined |  | Excellent | 3,647.05 | NO
North Terrace_NT30-Helen Mayo North_First Floor_N114M _ VSR | NT-NT30-03-N114M | NT30-03-N114M-VSR | North Terrace | NT | NT30 | Helen Mayo North | 03 | First Floor | N114M | 99939 | Unusable Spaces | 99939 | Unusable Spaces | 0.25 | VSR | 8 | Non Useable Floor Area Space Group | 840 | Non-usable - Service riser |  | Unknown | 0.00 | NO
North Terrace_NT30-Helen Mayo North_First Floor_N114N _ VSR | NT-NT30-03-N114N | NT30-03-N114N-VSR | North Terrace | NT | NT30 | Helen Mayo North | 03 | First Floor | N114N | 99939 | Unusable Spaces | 99939 | Unusable Spaces | 0.21 | VSR | 8 | Non Useable Floor Area Space Group | 840 | Non-usable - Service riser |  | Unknown | 0.00 | NO
North Terrace_NT30-Helen Mayo North_First Floor_N115 _ Office | NT-NT30-03-N115 | NT30-03-N115-Office | North Terrace | NT | NT30 | Helen Mayo North | 03 | First Floor | N115 | 384 | Medicine | 384 | Adelaide Medical School | 13.06 | Office | 1 | Office Space Group | 111 | Open Plan - Specific type not defined |  | Excellent | 3,255.67 | NO
North Terrace_NT30-Helen Mayo North_First Floor_N116 _ Quiet Room | NT-NT30-03-N116 | NT30-03-N116-Quiet Room | North Terrace | NT | NT30 | Helen Mayo North | 03 | First Floor | N116 | 384 | Medicine | 384 | Adelaide Medical School | 7.08 | Quiet Room | 1 | Office Space Group | 119 | Informal Work Space |  | Excellent | 1,764.94 | NO
North Terrace_NT30-Helen Mayo North_First Floor_N117 _ Quiet Room | NT-NT30-03-N117 | NT30-03-N117-Quiet Room | North Terrace | NT | NT30 | Helen Mayo North | 03 | First Floor | N117 | 384 | Medicine | 384 | Adelaide Medical School | 7.08 | Quiet Room | 1 | Office Space Group | 119 | Informal Work Space |  | Excellent | 1,764.94 | NO
North Terrace_NT30-Helen Mayo North_First Floor_N118 _ Meeting | NT-NT30-03-N118 | NT30-03-N118-Meeting | North Terrace | NT | NT30 | Helen Mayo North | 03 | First Floor | N118 | 384 | Medicine | 384 | Adelaide Medical School | 16.61 | Meeting | 6 | General Facility Space Group | 601 | General Facility - Committee/Conference/Meeting room |  | Excellent | 4,637.51 | NO
North Terrace_NT30-Helen Mayo North_First Floor_N119 _ Office - Open Plan | NT-NT30-03-N119 | NT30-03-N119-Office - Open Plan | North Terrace | NT | NT30 | Helen Mayo North | 03 | First Floor | N119 | 384 | Medicine | 384 | Adelaide Medical School | 23.21 | Office - Open Plan | 1 | Office Space Group | 111 | Open Plan - Specific type not defined |  | Excellent | 5,785.92 | NO
North Terrace_NT30-Helen Mayo North_First Floor_N119.01 _ Workstation | NT-NT30-03-N119.01 | NT30-03-N119.01-Workstation | North Terrace | NT | NT30 | Helen Mayo North | 03 | First Floor | N119.01 | 384 | Medicine | 384 | Adelaide Medical School | 4.37 | Workstation | 1 | Office Space Group | 111 | Open Plan - Specific type not defined |  | Excellent | 1,089.38 | NO
North Terrace_NT30-Helen Mayo North_First Floor_N119.02 _ Workstation | NT-NT30-03-N119.02 | NT30-03-N119.02-Workstation | North Terrace | NT | NT30 | Helen Mayo North | 03 | First Floor | N119.02 | 384 | Medicine | 384 | Adelaide Medical School | 4.37 | Workstation | 1 | Office Space Group | 111 | Open Plan - Specific type not defined |  | Excellent | 1,089.38 | NO
North Terrace_NT30-Helen Mayo North_First Floor_N119.03 _ Workstation | NT-NT30-03-N119.03 | NT30-03-N119.03-Workstation | North Terrace | NT | NT30 | Helen Mayo North | 03 | First Floor | N119.03 | 384 | Medicine | 384 | Adelaide Medical School | 4.37 | Workstation | 1 | Office Space Group | 111 | Open Plan - Specific type not defined |  | Excellent | 1,089.38 | NO
North Terrace_NT30-Helen Mayo North_First Floor_N119.04 _ Workstation | NT-NT30-03-N119.04 | NT30-03-N119.04-Workstation | North Terrace | NT | NT30 | Helen Mayo North | 03 | First Floor | N119.04 | 384 | Medicine | 384 | Adelaide Medical School | 3.17 | Workstation | 1 | Office Space Group | 111 | Open Plan - Specific type not defined |  | Excellent | 790.24 | NO
North Terrace_NT30-Helen Mayo North_First Floor_N119.05 _ Workstation | NT-NT30-03-N119.05 | NT30-03-N119.05-Workstation | North Terrace | NT | NT30 | Helen Mayo North | 03 | First Floor | N119.05 | 384 | Medicine | 384 | Adelaide Medical School | 3.17 | Workstation | 1 | Office Space Group | 111 | Open Plan - Specific type not defined |  | Excellent | 790.24 | NO
North Terrace_NT30-Helen Mayo North_First Floor_N119.06 _ Workstation | NT-NT30-03-N119.06 | NT30-03-N119.06-Workstation | North Terrace | NT | NT30 | Helen Mayo North | 03 | First Floor | N119.06 | 384 | Medicine | 384 | Adelaide Medical School | 3.17 | Workstation | 1 | Office Space Group | 111 | Open Plan - Specific type not defined |  | Excellent | 790.24 | NO
North Terrace_NT30-Helen Mayo North_First Floor_N119.07 _ Workstation | NT-NT30-03-N119.07 | NT30-03-N119.07-Workstation | North Terrace | NT | NT30 | Helen Mayo North | 03 | First Floor | N119.07 | 384 | Medicine | 384 | Adelaide Medical School | 3.17 | Workstation | 1 | Office Space Group | 111 | Open Plan - Specific type not defined |  | Excellent | 790.24 | NO
North Terrace_NT30-Helen Mayo North_First Floor_N119.08 _ Workstation | NT-NT30-03-N119.08 | NT30-03-N119.08-Workstation | North Terrace | NT | NT30 | Helen Mayo North | 03 | First Floor | N119.08 | 384 | Medicine | 384 | Adelaide Medical School | 3.17 | Workstation | 1 | Office Space Group | 111 | Open Plan - Specific type not defined |  | Excellent | 790.24 | NO
North Terrace_NT30-Helen Mayo North_First Floor_N119.09 _ Workstation | NT-NT30-03-N119.09 | NT30-03-N119.09-Workstation | North Terrace | NT | NT30 | Helen Mayo North | 03 | First Floor | N119.09 | 384 | Medicine | 384 | Adelaide Medical School | 3.17 | Workstation | 1 | Office Space Group | 111 | Open Plan - Specific type not defined |  | Excellent | 790.24 | NO
North Terrace_NT30-Helen Mayo North_First Floor_N119.10 _ Workstation | NT-NT30-03-N119.10 | NT30-03-N119.10-Workstation | North Terrace | NT | NT30 | Helen Mayo North | 03 | First Floor | N119.10 | 384 | Medicine | 384 | Adelaide Medical School | 4.36 | Workstation | 1 | Office Space Group | 111 | Open Plan - Specific type not defined |  | Excellent | 1,086.89 | NO
North Terrace_NT30-Helen Mayo North_First Floor_N119.11 _ Workstation | NT-NT30-03-N119.11 | NT30-03-N119.11-Workstation | North Terrace | NT | NT30 | Helen Mayo North | 03 | First Floor | N119.11 | 384 | Medicine | 384 | Adelaide Medical School | 4.36 | Workstation | 1 | Office Space Group | 111 | Open Plan - Specific type not defined |  | Excellent | 1,086.89 | NO
North Terrace_NT30-Helen Mayo North_First Floor_N119.12 _ Workstation | NT-NT30-03-N119.12 | NT30-03-N119.12-Workstation | North Terrace | NT | NT30 | Helen Mayo North | 03 | First Floor | N119.12 | 384 | Medicine | 384 | Adelaide Medical School | 4.36 | Workstation | 1 | Office Space Group | 111 | Open Plan - Specific type not defined |  | Excellent | 1,086.89 | NO
North Terrace_NT30-Helen Mayo North_First Floor_N120 _ Office | NT-NT30-03-N120 | NT30-03-N120-Office | North Terrace | NT | NT30 | Helen Mayo North | 03 | First Floor | N120 | 384 | Medicine | 384 | Adelaide Medical School | 13.7 | Office | 1 | Office Space Group | 100 | Office - Specific type not defined |  | Excellent | 3,415.21 | NO
North Terrace_NT30-Helen Mayo North_First Floor_N121 _ Office | NT-NT30-03-N121 | NT30-03-N121-Office | North Terrace | NT | NT30 | Helen Mayo North | 03 | First Floor | N121 | 384 | Medicine | 384 | Adelaide Medical School | 16.54 | Office | 1 | Office Space Group | 101 | Office - Academic Staff |  | Excellent | 4,123.19 | NO
North Terrace_NT30-Helen Mayo North_First Floor_N122 _ Utilities | NT-NT30-03-N122 | NT30-03-N122-Utilities | North Terrace | NT | NT30 | Helen Mayo North | 03 | First Floor | N122 | 384 | Medicine | 384 | Adelaide Medical School | 22.99 | Utilities | 3 | Specialist Teaching or Research Space Group | 312 | Laboratory - Research Only |  | Excellent | 7,622.34 | NO
North Terrace_NT30-Helen Mayo North_First Floor_N123 _ Store | NT-NT30-03-N123 | NT30-03-N123-Store | North Terrace | NT | NT30 | Helen Mayo North | 03 | First Floor | N123 | 384 | Medicine | 384 | Adelaide Medical School | 17.85 | Store | 4 | Ancillary Area Space Group | 419 | Ancillary Area - Store Room - Generic |  | Excellent | 3,915.78 | NO
North Terrace_NT30-Helen Mayo North_First Floor_N124 _ Laboratory - Histology | NT-NT30-03-N124 | NT30-03-N124-Laboratory - Histology | North Terrace | NT | NT30 | Helen Mayo North | 03 | First Floor | N124 | 99987 | Vacant - Decant Space | 859 | Infrastructure | 75.57 | Laboratory - Histology | 3 | Specialist Teaching or Research Space Group | 312 | Laboratory - Research Only |  | Adequate | 17,044.38 | YES | TEMPORARILY OCCUPIED - ECMS, Professors Zaiping Guo and Chunxia Zhao until July 2022
North Terrace_NT30-Helen Mayo North_First Floor_N125 _ Office | NT-NT30-03-N125 | NT30-03-N125-Office | North Terrace | NT | NT30 | Helen Mayo North | 03 | First Floor | N125 | 99987 | Vacant - Decant Space | 859 | Infrastructure | 11.78 | Office | 3 | Specialist Teaching or Research Space Group | 312 | Laboratory - Research Only |  | Adequate | 2,656.91 | YES | TEMPORARILY OCCUPIED - ECMS, Professors Zaiping Guo and Chunxia Zhao until July 2022
North Terrace_NT30-Helen Mayo North_First Floor_N126 _ Office | NT-NT30-03-N126 | NT30-03-N126-Office | North Terrace | NT | NT30 | Helen Mayo North | 03 | First Floor | N126 | 99987 | Vacant - Decant Space | 859 | Infrastructure | 11.01 | Office | 1 | Office Space Group | 101 | Office - Academic Staff |  | Adequate | 1,867.10 | YES | TEMPORARILY OCCUPIED - ECMS, Professors Zaiping Guo and Chunxia Zhao until July 2022
North Terrace_NT30-Helen Mayo North_First Floor_N127 _ Secure Server | NT-NT30-03-N127 | NT30-03-N127-Secure Server | North Terrace | NT | NT30 | Helen Mayo North | 03 | First Floor | N127 | 384 | Medicine | 384 | Adelaide Medical School | 7.99 | Secure Server | 8 | Non Useable Floor Area Space Group | 812 | Non-usable - Comms/network system/Telephone/PABX |  | Excellent | 0.00 | NO
North Terrace_NT30-Helen Mayo North_First Floor_N128 _ Comms | NT-NT30-03-N128 | NT30-03-N128-Comms | North Terrace | NT | NT30 | Helen Mayo North | 03 | First Floor | N128 | 850 | ITDS Branch Central Costs | 869 | Information Technology and Digital Services | 11.76 | Comms | 8 | Non Useable Floor Area Space Group | 815 | Non-usable - Switch room |  | Adequate | 0.00 | NO
North Terrace_NT30-Helen Mayo North_First Floor_N129 _ Staff Kitchen | NT-NT30-03-N129 | NT30-03-N129-Staff Kitchen | North Terrace | NT | NT30 | Helen Mayo North | 03 | First Floor | N129 | 384 | Medicine | 384 | Adelaide Medical School | 16.21 | Staff Kitchen | 6 | General Facility Space Group | 608 | General Facility - Kitchen/Servery/Food Storage |  | Excellent | 4,525.83 | NO
North Terrace_NT30-Helen Mayo North_First Floor_N130 _ Office - Open Plan | NT-NT30-03-N130 | NT30-03-N130-Office - Open Plan | North Terrace | NT | NT30 | Helen Mayo North | 03 | First Floor | N130 | 384 | Medicine | 384 | Adelaide Medical School | 11.77 | Office - Open Plan | 1 | Office Space Group | 111 | Open Plan - Specific type not defined |  | Excellent | 2,934.09 | NO
North Terrace_NT30-Helen Mayo North_First Floor_N130.01 _ Workstation | NT-NT30-03-N130.01 | NT30-03-N130.01-Workstation | North Terrace | NT | NT30 | Helen Mayo North | 03 | First Floor | N130.01 | 384 | Medicine | 384 | Adelaide Medical School | 3.86 | Workstation | 1 | Office Space Group | 111 | Open Plan - Specific type not defined |  | Excellent | 962.24 | NO
North Terrace_NT30-Helen Mayo North_First Floor_N130.02 _ Workstation | NT-NT30-03-N130.02 | NT30-03-N130.02-Workstation | North Terrace | NT | NT30 | Helen Mayo North | 03 | First Floor | N130.02 | 384 | Medicine | 384 | Adelaide Medical School | 3.86 | Workstation | 1 | Office Space Group | 111 | Open Plan - Specific type not defined |  | Excellent | 962.24 | NO
North Terrace_NT30-Helen Mayo North_First Floor_N130.03 _ Workstation | NT-NT30-03-N130.03 | NT30-03-N130.03-Workstation | North Terrace | NT | NT30 | Helen Mayo North | 03 | First Floor | N130.03 | 384 | Medicine | 384 | Adelaide Medical School | 3.86 | Workstation | 1 | Office Space Group | 111 | Open Plan - Specific type not defined |  | Excellent | 962.24 | NO
North Terrace_NT30-Helen Mayo North_First Floor_N130.04 _ Workstation | NT-NT30-03-N130.04 | NT30-03-N130.04-Workstation | North Terrace | NT | NT30 | Helen Mayo North | 03 | First Floor | N130.04 | 384 | Medicine | 384 | Adelaide Medical School | 3.14 | Workstation | 1 | Office Space Group | 111 | Open Plan - Specific type not defined |  | Excellent | 782.76 | NO
North Terrace_NT30-Helen Mayo North_First Floor_N130.05 _ Workstation | NT-NT30-03-N130.05 | NT30-03-N130.05-Workstation | North Terrace | NT | NT30 | Helen Mayo North | 03 | First Floor | N130.05 | 384 | Medicine | 384 | Adelaide Medical School | 3.14 | Workstation | 1 | Office Space Group | 111 | Open Plan - Specific type not defined |  | Excellent | 782.76 | NO
North Terrace_NT30-Helen Mayo North_First Floor_N130.06 _ Workstation | NT-NT30-03-N130.06 | NT30-03-N130.06-Workstation | North Terrace | NT | NT30 | Helen Mayo North | 03 | First Floor | N130.06 | 384 | Medicine | 384 | Adelaide Medical School | 3.14 | Workstation | 1 | Office Space Group | 111 | Open Plan - Specific type not defined |  | Excellent | 782.76 | NO
North Terrace_NT30-Helen Mayo North_First Floor_N130.07 _ Workstation | NT-NT30-03-N130.07 | NT30-03-N130.07-Workstation | North Terrace | NT | NT30 | Helen Mayo North | 03 | First Floor | N130.07 | 384 | Medicine | 384 | Adelaide Medical School | 3.08 | Workstation | 1 | Office Space Group | 111 | Open Plan - Specific type not defined |  | Excellent | 767.80 | NO
North Terrace_NT30-Helen Mayo North_First Floor_N130.08 _ Workstation | NT-NT30-03-N130.08 | NT30-03-N130.08-Workstation | North Terrace | NT | NT30 | Helen Mayo North | 03 | First Floor | N130.08 | 384 | Medicine | 384 | Adelaide Medical School | 3.08 | Workstation | 1 | Office Space Group | 111 | Open Plan - Specific type not defined |  | Excellent | 767.80 | NO
North Terrace_NT30-Helen Mayo North_First Floor_N130.09 _ Workstation | NT-NT30-03-N130.09 | NT30-03-N130.09-Workstation | North Terrace | NT | NT30 | Helen Mayo North | 03 | First Floor | N130.09 | 384 | Medicine | 384 | Adelaide Medical School | 3.08 | Workstation | 1 | Office Space Group | 111 | Open Plan - Specific type not defined |  | Excellent | 767.80 | NO
North Terrace_NT30-Helen Mayo North_First Floor_N131 _ Office | NT-NT30-03-N131 | NT30-03-N131-Office | North Terrace | NT | NT30 | Helen Mayo North | 03 | First Floor | N131 | 384 | Medicine | 384 | Adelaide Medical School | 10.21 | Office | 1 | Office Space Group | 101 | Office - Academic Staff |  | Excellent | 2,545.21 | NO
North Terrace_NT30-Helen Mayo North_First Floor_N132 _ Office | NT-NT30-03-N132 | NT30-03-N132-Office | North Terrace | NT | NT30 | Helen Mayo North | 03 | First Floor | N132 | 384 | Medicine | 384 | Adelaide Medical School | 10.41 | Office | 1 | Office Space Group | 101 | Office - Academic Staff |  | Excellent | 2,595.06 | NO
North Terrace_NT30-Helen Mayo North_First Floor_N133 _ Stair | NT-NT30-03-N133 | NT30-03-N133-Stair | North Terrace | NT | NT30 | Helen Mayo North | 03 | First Floor | N133 | 99939 | Unusable Spaces | 99939 | Unusable Spaces | 13.84 | Stair | 8 | Non Useable Floor Area Space Group | 805 | Non-usable - Circulation space |  | Excellent | 0.00 | NO
North Terrace_NT30-Helen Mayo North_First Floor_N134 _ Laboratory - Bio | NT-NT30-03-N134 | NT30-03-N134-Laboratory - Bio | North Terrace | NT | NT30 | Helen Mayo North | 03 | First Floor | N134 | 99987 | Vacant - Decant Space | 859 | Infrastructure | 37.48 | Laboratory - Bio | 3 | Specialist Teaching or Research Space Group | 300 | Laboratory - Specialist teaching and research - type not defined |  | Adequate | 8,453.40 | YES | TEMPORARILY OCCUPIED BY ALLIED HEALTH UNTIL FEB 2022
North Terrace_NT30-Helen Mayo North_First Floor_N135 _ Office | NT-NT30-03-N135 | NT30-03-N135-Office | North Terrace | NT | NT30 | Helen Mayo North | 03 | First Floor | N135 | 99987 | Vacant - Decant Space | 859 | Infrastructure | 11.88 | Office | 1 | Office Space Group | 101 | Office - Academic Staff |  | Adequate | 2,014.64 | YES | TEMPORARILY OCCUPIED BY ALLIED HEALTH UNTIL FEB 2022
North Terrace_NT30-Helen Mayo North_First Floor_N136 _ Laboratory - Research | NT-NT30-03-N136 | NT30-03-N136-Laboratory - Research | North Terrace | NT | NT30 | Helen Mayo North | 03 | First Floor | N136 | 99987 | Vacant - Decant Space | 859 | Infrastructure | 9.8 | Laboratory - Research | 3 | Specialist Teaching or Research Space Group | 312 | Laboratory - Research Only |  | Adequate | 2,210.33 | YES | TEMPORARILY OCCUPIED BY ALLIED HEALTH UNTIL FEB 2022
North Terrace_NT30-Helen Mayo North_First Floor_N137 _ Laboratory - Research | NT-NT30-03-N137 | NT30-03-N137-Laboratory - Research | North Terrace | NT | NT30 | Helen Mayo North | 03 | First Floor | N137 | 99987 | Vacant - Decant Space | 859 | Infrastructure | 14.36 | Laboratory - Research | 3 | Specialist Teaching or Research Space Group | 312 | Laboratory - Research Only |  | Adequate | 3,238.82 | YES | TEMPORARILY OCCUPIED BY ALLIED HEALTH UNTIL FEB 2022
North Terrace_NT30-Helen Mayo North_First Floor_N138 _ A/L - M/F | NT-NT30-03-N138 | NT30-03-N138-A/L - M/F | North Terrace | NT | NT30 | Helen Mayo North | 03 | First Floor | N138 | 99939 | Unusable Spaces | 99939 | Unusable Spaces | 8.59 | A/L - M/F | 8 | Non Useable Floor Area Space Group | 805 | Non-usable - Circulation space |  | Excellent | 0.00 | NO
North Terrace_NT30-Helen Mayo North_First Floor_N139 _ WC - F | NT-NT30-03-N139 | NT30-03-N139-WC - F | North Terrace | NT | NT30 | Helen Mayo North | 03 | First Floor | N139 | 99939 | Unusable Spaces | 99939 | Unusable Spaces | 14.8 | WC - F | 8 | Non Useable Floor Area Space Group | 820 | Non-usable - Toilets/Amenities - Female |  | Excellent | 0.00 | NO
North Terrace_NT30-Helen Mayo North_First Floor_N139A _ VSR | NT-NT30-03-N139A | NT30-03-N139A-VSR | North Terrace | NT | NT30 | Helen Mayo North | 03 | First Floor | N139A | 99939 | Unusable Spaces | 99939 | Unusable Spaces | 1.75 | VSR | 8 | Non Useable Floor Area Space Group | 840 | Non-usable - Service riser |  | Unknown | 0.00 | NO
North Terrace_NT30-Helen Mayo North_First Floor_N140 _ WC - M | NT-NT30-03-N140 | NT30-03-N140-WC - M | North Terrace | NT | NT30 | Helen Mayo North | 03 | First Floor | N140 | 99939 | Unusable Spaces | 99939 | Unusable Spaces | 12.69 | WC - M | 8 | Non Useable Floor Area Space Group | 821 | Non-usable - Toilets/Amenities - Male |  | Excellent | 0.00 | NO
North Terrace_NT30-Helen Mayo North_First Floor_N140A _ VSR | NT-NT30-03-N140A | NT30-03-N140A-VSR | North Terrace | NT | NT30 | Helen Mayo North | 03 | First Floor | N140A | 99939 | Unusable Spaces | 99939 | Unusable Spaces | 0.83 | VSR | 8 | Non Useable Floor Area Space Group | 840 | Non-usable - Service riser |  | Unknown | 0.00 | NO
North Terrace_NT30-Helen Mayo North_First Floor_N141 _ WC - U | NT-NT30-03-N141 | NT30-03-N141-WC - U | North Terrace | NT | NT30 | Helen Mayo North | 03 | First Floor | N141 | 99939 | Unusable Spaces | 99939 | Unusable Spaces | 7.78 | WC - U | 8 | Non Useable Floor Area Space Group | 822 | Non-usable - Toilets/Amenities - Unisex |  | Excellent | 0.00 | NO
North Terrace_NT30-Helen Mayo North_First Floor_N142 _ Cleaners | NT-NT30-03-N142 | NT30-03-N142-Cleaners | North Terrace | NT | NT30 | Helen Mayo North | 03 | First Floor | N142 | 99939 | Unusable Spaces | 99939 | Unusable Spaces | 3.61 | Cleaners | 8 | Non Useable Floor Area Space Group | 806 | Non-usable - Cleaners room |  | Excellent | 0.00 | NO
North Terrace_NT30-Helen Mayo North_First Floor_N150A _ VSR | NT-NT30-03-N150A | NT30-03-N150A-VSR | North Terrace | NT | NT30 | Helen Mayo North | 03 | First Floor | N150A | 99939 | Unusable Spaces | 99939 | Unusable Spaces | 17.02 | VSR | 8 | Non Useable Floor Area Space Group | 840 | Non-usable - Service riser |  | Unknown | 0.00 | NO
North Terrace_NT30-Helen Mayo North_First Floor_N150B _ VSR | NT-NT30-03-N150B | NT30-03-N150B-VSR | North Terrace | NT | NT30 | Helen Mayo North | 03 | First Floor | N150B | 99939 | Unusable Spaces | 99939 | Unusable Spaces | 17.14 | VSR | 8 | Non Useable Floor Area Space Group | 840 | Non-usable - Service riser |  | Unknown | 0.00 | NO
North Terrace_NT30-Helen Mayo North_First Floor_N150C _ Telecom | NT-NT30-03-N150C | NT30-03-N150C-Telecom | North Terrace | NT | NT30 | Helen Mayo North | 03 | First Floor | N150C | 99939 | Unusable Spaces | 99939 | Unusable Spaces | 0.44 | Telecom | 8 | Non Useable Floor Area Space Group | 840 | Non-usable - Service riser |  | Unknown | 0.00 | NO
North Terrace_NT30-Helen Mayo North_First Floor_N150D _ DB | NT-NT30-03-N150D | NT30-03-N150D-DB | North Terrace | NT | NT30 | Helen Mayo North | 03 | First Floor | N150D | 99939 | Unusable Spaces | 99939 | Unusable Spaces | 0.84 | DB | 8 | Non Useable Floor Area Space Group | 815 | Non-usable - Switch room |  | Unknown | 0.00 | NO
North Terrace_NT30-Helen Mayo North_First Floor_N150E _ VSR | NT-NT30-03-N150E | NT30-03-N150E-VSR | North Terrace | NT | NT30 | Helen Mayo North | 03 | First Floor | N150E | 99939 | Unusable Spaces | 99939 | Unusable Spaces | 0.84 | VSR | 8 | Non Useable Floor Area Space Group | 840 | Non-usable - Service riser |  | Unknown | 0.00 | NO
North Terrace_NT30-Helen Mayo North_First Floor_N150F _ Telecom | NT-NT30-03-N150F | NT30-03-N150F-Telecom | North Terrace | NT | NT30 | Helen Mayo North | 03 | First Floor | N150F | 99939 | Unusable Spaces | 99939 | Unusable Spaces | 0.44 | Telecom | 8 | Non Useable Floor Area Space Group | 840 | Non-usable - Service riser |  | Unknown | 0.00 | NO
North Terrace_NT30-Helen Mayo North_Second Floor_N201 _ Corr. | NT-NT30-04-N201 | NT30-04-N201-Corr. | North Terrace | NT | NT30 | Helen Mayo North | 04 | Second Floor | N201 | 99939 | Unusable Spaces | 99939 | Unusable Spaces | 18.93 | Corr. | 8 | Non Useable Floor Area Space Group | 805 | Non-usable - Circulation space |  | Unknown | 0.00 | NO
North Terrace_NT30-Helen Mayo North_Second Floor_N201A _ Corr. | NT-NT30-04-N201A | NT30-04-N201A-Corr. | North Terrace | NT | NT30 | Helen Mayo North | 04 | Second Floor | N201A | 99939 | Unusable Spaces | 99939 | Unusable Spaces | 24.12 | Corr. | 8 | Non Useable Floor Area Space Group | 805 | Non-usable - Circulation space |  | Unknown | 0.00 | NO
North Terrace_NT30-Helen Mayo North_Second Floor_N201B _ Corr. | NT-NT30-04-N201B | NT30-04-N201B-Corr. | North Terrace | NT | NT30 | Helen Mayo North | 04 | Second Floor | N201B | 99939 | Unusable Spaces | 99939 | Unusable Spaces | 40.95 | Corr. | 8 | Non Useable Floor Area Space Group | 805 | Non-usable - Circulation space |  | Unknown | 0.00 | NO
North Terrace_NT30-Helen Mayo North_Second Floor_N201C _ Corr. | NT-NT30-04-N201C | NT30-04-N201C-Corr. | North Terrace | NT | NT30 | Helen Mayo North | 04 | Second Floor | N201C | 99939 | Unusable Spaces | 99939 | Unusable Spaces | 15.47 | Corr. | 8 | Non Useable Floor Area Space Group | 805 | Non-usable - Circulation space |  | Unknown | 0.00 | NO
North Terrace_NT30-Helen Mayo North_Second Floor_N201D _ Corr. | NT-NT30-04-N201D | NT30-04-N201D-Corr. | North Terrace | NT | NT30 | Helen Mayo North | 04 | Second Floor | N201D | 99939 | Unusable Spaces | 99939 | Unusable Spaces | 27.79 | Corr. | 8 | Non Useable Floor Area Space Group | 805 | Non-usable - Circulation space |  | Unknown | 0.00 | NO
North Terrace_NT30-Helen Mayo North_Second Floor_N201E _ Corr. | NT-NT30-04-N201E | NT30-04-N201E-Corr. | North Terrace | NT | NT30 | Helen Mayo North | 04 | Second Floor | N201E | 99939 | Unusable Spaces | 99939 | Unusable Spaces | 9.77 | Corr. | 8 | Non Useable Floor Area Space Group | 805 | Non-usable - Circulation space |  | Unknown | 0.00 | NO
North Terrace_NT30-Helen Mayo North_Second Floor_N201G _ VSR | NT-NT30-04-N201G | NT30-04-N201G-VSR | North Terrace | NT | NT30 | Helen Mayo North | 04 | Second Floor | N201G | 99939 | Unusable Spaces | 99939 | Unusable Spaces | 0.44 | VSR | 8 | Non Useable Floor Area Space Group | 840 | Non-usable - Service riser |  | Unknown | 0.00 | NO
North Terrace_NT30-Helen Mayo North_Second Floor_N201H _ DB | NT-NT30-04-N201H | NT30-04-N201H-DB | North Terrace | NT | NT30 | Helen Mayo North | 04 | Second Floor | N201H | 99939 | Unusable Spaces | 99939 | Unusable Spaces | 0.84 | DB | 8 | Non Useable Floor Area Space Group | 815 | Non-usable - Switch room |  | Unknown | 0.00 | NO
North Terrace_NT30-Helen Mayo North_Second Floor_N201M _ VSR | NT-NT30-04-N201M | NT30-04-N201M-VSR | North Terrace | NT | NT30 | Helen Mayo North | 04 | Second Floor | N201M | 99939 | Unusable Spaces | 99939 | Unusable Spaces | 0.72 | VSR | 8 | Non Useable Floor Area Space Group | 840 | Non-usable - Service riser |  | Unknown | 0.00 | NO
North Terrace_NT30-Helen Mayo North_Second Floor_N201N _ VSR | NT-NT30-04-N201N | NT30-04-N201N-VSR | North Terrace | NT | NT30 | Helen Mayo North | 04 | Second Floor | N201N | 99939 | Unusable Spaces | 99939 | Unusable Spaces | 0.25 | VSR | 8 | Non Useable Floor Area Space Group | 840 | Non-usable - Service riser |  | Unknown | 0.00 | NO
North Terrace_NT30-Helen Mayo North_Second Floor_N202 _ Meeting | NT-NT30-04-N202 | NT30-04-N202-Meeting | North Terrace | NT | NT30 | Helen Mayo North | 04 | Second Floor | N202 | 384 | Medicine | 384 | Adelaide Medical School | 8.91 | Meeting | 6 | General Facility Space Group | 601 | General Facility - Committee/Conference/Meeting room |  | Excellent | 2,487.67 | NO
North Terrace_NT30-Helen Mayo North_Second Floor_N203 _ Stair | NT-NT30-04-N203 | NT30-04-N203-Stair | North Terrace | NT | NT30 | Helen Mayo North | 04 | Second Floor | N203 | 99939 | Unusable Spaces | 99939 | Unusable Spaces | 14.78 | Stair | 8 | Non Useable Floor Area Space Group | 805 | Non-usable - Circulation space |  | Unknown | 0.00 | NO
North Terrace_NT30-Helen Mayo North_Second Floor_N204 _ Meeting | NT-NT30-04-N204 | NT30-04-N204-Meeting | North Terrace | NT | NT30 | Helen Mayo North | 04 | Second Floor | N204 | 384 | Medicine | 384 | Adelaide Medical School | 18.73 | Meeting | 6 | General Facility Space Group | 601 | General Facility - Committee/Conference/Meeting room |  | Excellent | 5,229.42 | YES | ECMS, Professor Rob Falconer until July 2022
North Terrace_NT30-Helen Mayo North_Second Floor_N205 _ Laboratory | NT-NT30-04-N205 | NT30-04-N205-Laboratory | North Terrace | NT | NT30 | Helen Mayo North | 04 | Second Floor | N205 | 99987 | Vacant - Decant Space | 859 | Infrastructure | 36.2 | Laboratory | 3 | Specialist Teaching or Research Space Group | 300 | Laboratory - Specialist teaching and research - type not defined |  | Adequate | 8,164.70 | YES | ECMS, Professor Rob Falconer until July 2022
North Terrace_NT30-Helen Mayo North_Second Floor_N205A _ Laboratory | NT-NT30-04-N205A | NT30-04-N205A-Laboratory | North Terrace | NT | NT30 | Helen Mayo North | 04 | Second Floor | N205A | 99987 | Vacant - Decant Space | 859 | Infrastructure | 7.75 | Laboratory | 3 | Specialist Teaching or Research Space Group | 312 | Laboratory - Research Only |  | Adequate | 1,747.97 | YES | ECMS, Professor Rob Falconer until July 2022
North Terrace_NT30-Helen Mayo North_Second Floor_N206F _ Telecom | NT-NT30-04-N206F | NT30-04-N206F-Telecom | North Terrace | NT | NT30 | Helen Mayo North | 04 | Second Floor | N206F | 99939 | Unusable Spaces | 99939 | Unusable Spaces | 0.44 | Telecom | 8 | Non Useable Floor Area Space Group | 840 | Non-usable - Service riser |  | Unknown | 0.00 | NO
North Terrace_NT30-Helen Mayo North_Second Floor_N206K _ DB | NT-NT30-04-N206K | NT30-04-N206K-DB | North Terrace | NT | NT30 | Helen Mayo North | 04 | Second Floor | N206K | 99939 | Unusable Spaces | 99939 | Unusable Spaces | 0.84 | DB | 8 | Non Useable Floor Area Space Group | 815 | Non-usable - Switch room |  | Unknown | 0.00 | NO
North Terrace_NT30-Helen Mayo North_Second Floor_N207 _ Open Plan - circ | NT-NT30-04-N207 | NT30-04-N207-Open Plan - circ | North Terrace | NT | NT30 | Helen Mayo North | 04 | Second Floor | N207 | 384 | Medicine | 384 | Adelaide Medical School | 38.82 | Open Plan - circ | 1 | Office Space Group | 111 | Open Plan - Specific type not defined |  | Excellent | 9,677.27 | NO
North Terrace_NT30-Helen Mayo North_Second Floor_N207.01 _ Workstation | NT-NT30-04-N207.01 | NT30-04-N207.01-Workstation | North Terrace | NT | NT30 | Helen Mayo North | 04 | Second Floor | N207.01 | 384 | Medicine | 384 | Adelaide Medical School | 4.5 | Workstation | 1 | Office Space Group | 112 | Open Plan - Academic Staff |  | Excellent | 1,121.79 | NO
North Terrace_NT30-Helen Mayo North_Second Floor_N207.02 _ Workstation | NT-NT30-04-N207.02 | NT30-04-N207.02-Workstation | North Terrace | NT | NT30 | Helen Mayo North | 04 | Second Floor | N207.02 | 384 | Medicine | 384 | Adelaide Medical School | 4.5 | Workstation | 1 | Office Space Group | 112 | Open Plan - Academic Staff |  | Excellent | 1,121.79 | NO
North Terrace_NT30-Helen Mayo North_Second Floor_N207.03 _ Workstation | NT-NT30-04-N207.03 | NT30-04-N207.03-Workstation | North Terrace | NT | NT30 | Helen Mayo North | 04 | Second Floor | N207.03 | 384 | Medicine | 384 | Adelaide Medical School | 3.19 | Workstation | 1 | Office Space Group | 112 | Open Plan - Academic Staff |  | Excellent | 795.22 | NO
North Terrace_NT30-Helen Mayo North_Second Floor_N207.04 _ Workstation | NT-NT30-04-N207.04 | NT30-04-N207.04-Workstation | North Terrace | NT | NT30 | Helen Mayo North | 04 | Second Floor | N207.04 | 384 | Medicine | 384 | Adelaide Medical School | 3.19 | Workstation | 1 | Office Space Group | 112 | Open Plan - Academic Staff |  | Excellent | 795.22 | NO
North Terrace_NT30-Helen Mayo North_Second Floor_N207.05 _ Workstation | NT-NT30-04-N207.05 | NT30-04-N207.05-Workstation | North Terrace | NT | NT30 | Helen Mayo North | 04 | Second Floor | N207.05 | 384 | Medicine | 384 | Adelaide Medical School | 3.19 | Workstation | 1 | Office Space Group | 112 | Open Plan - Academic Staff |  | Excellent | 795.22 | NO
North Terrace_NT30-Helen Mayo North_Second Floor_N207.06 _ Workstation | NT-NT30-04-N207.06 | NT30-04-N207.06-Workstation | North Terrace | NT | NT30 | Helen Mayo North | 04 | Second Floor | N207.06 | 384 | Medicine | 384 | Adelaide Medical School | 3.19 | Workstation | 1 | Office Space Group | 112 | Open Plan - Academic Staff |  | Excellent | 795.22 | NO
North Terrace_NT30-Helen Mayo North_Second Floor_N207.07 _ Workstation | NT-NT30-04-N207.07 | NT30-04-N207.07-Workstation | North Terrace | NT | NT30 | Helen Mayo North | 04 | Second Floor | N207.07 | 384 | Medicine | 384 | Adelaide Medical School | 3.19 | Workstation | 1 | Office Space Group | 112 | Open Plan - Academic Staff |  | Excellent | 795.22 | NO
North Terrace_NT30-Helen Mayo North_Second Floor_N207.08 _ Workstation | NT-NT30-04-N207.08 | NT30-04-N207.08-Workstation | North Terrace | NT | NT30 | Helen Mayo North | 04 | Second Floor | N207.08 | 384 | Medicine | 384 | Adelaide Medical School | 3.19 | Workstation | 1 | Office Space Group | 112 | Open Plan - Academic Staff |  | Excellent | 795.22 | NO
North Terrace_NT30-Helen Mayo North_Second Floor_N207.09 _ Workstation | NT-NT30-04-N207.09 | NT30-04-N207.09-Workstation | North Terrace | NT | NT30 | Helen Mayo North | 04 | Second Floor | N207.09 | 384 | Medicine | 384 | Adelaide Medical School | 3.19 | Workstation | 1 | Office Space Group | 112 | Open Plan - Academic Staff |  | Excellent | 795.22 | NO
North Terrace_NT30-Helen Mayo North_Second Floor_N207.10 _ Workstation | NT-NT30-04-N207.10 | NT30-04-N207.10-Workstation | North Terrace | NT | NT30 | Helen Mayo North | 04 | Second Floor | N207.10 | 384 | Medicine | 384 | Adelaide Medical School | 3.19 | Workstation | 1 | Office Space Group | 112 | Open Plan - Academic Staff |  | Excellent | 795.22 | NO
North Terrace_NT30-Helen Mayo North_Second Floor_N207.11 _ Workstation | NT-NT30-04-N207.11 | NT30-04-N207.11-Workstation | North Terrace | NT | NT30 | Helen Mayo North | 04 | Second Floor | N207.11 | 384 | Medicine | 384 | Adelaide Medical School | 3.19 | Workstation | 1 | Office Space Group | 112 | Open Plan - Academic Staff |  | Excellent | 795.22 | NO
North Terrace_NT30-Helen Mayo North_Second Floor_N207.12 _ Workstation | NT-NT30-04-N207.12 | NT30-04-N207.12-Workstation | North Terrace | NT | NT30 | Helen Mayo North | 04 | Second Floor | N207.12 | 384 | Medicine | 384 | Adelaide Medical School | 3.19 | Workstation | 1 | Office Space Group | 112 | Open Plan - Academic Staff |  | Excellent | 795.22 | NO
North Terrace_NT30-Helen Mayo North_Second Floor_N207.13 _ Workstation | NT-NT30-04-N207.13 | NT30-04-N207.13-Workstation | North Terrace | NT | NT30 | Helen Mayo North | 04 | Second Floor | N207.13 | 384 | Medicine | 384 | Adelaide Medical School | 3.19 | Workstation | 1 | Office Space Group | 112 | Open Plan - Academic Staff |  | Excellent | 795.22 | NO
North Terrace_NT30-Helen Mayo North_Second Floor_N207.14 _ Workstation | NT-NT30-04-N207.14 | NT30-04-N207.14-Workstation | North Terrace | NT | NT30 | Helen Mayo North | 04 | Second Floor | N207.14 | 384 | Medicine | 384 | Adelaide Medical School | 3.19 | Workstation | 1 | Office Space Group | 112 | Open Plan - Academic Staff |  | Excellent | 795.22 | NO
North Terrace_NT30-Helen Mayo North_Second Floor_N207.15 _ Workstation | NT-NT30-04-N207.15 | NT30-04-N207.15-Workstation | North Terrace | NT | NT30 | Helen Mayo North | 04 | Second Floor | N207.15 | 384 | Medicine | 384 | Adelaide Medical School | 3.19 | Workstation | 1 | Office Space Group | 112 | Open Plan - Academic Staff |  | Excellent | 795.22 | NO
North Terrace_NT30-Helen Mayo North_Second Floor_N207.16 _ Workstation | NT-NT30-04-N207.16 | NT30-04-N207.16-Workstation | North Terrace | NT | NT30 | Helen Mayo North | 04 | Second Floor | N207.16 | 384 | Medicine | 384 | Adelaide Medical School | 3.19 | Workstation | 1 | Office Space Group | 112 | Open Plan - Academic Staff |  | Excellent | 795.22 | NO
North Terrace_NT30-Helen Mayo North_Second Floor_N207.17 _ Workstation | NT-NT30-04-N207.17 | NT30-04-N207.17-Workstation | North Terrace | NT | NT30 | Helen Mayo North | 04 | Second Floor | N207.17 | 384 | Medicine | 384 | Adelaide Medical School | 3.19 | Workstation | 1 | Office Space Group | 112 | Open Plan - Academic Staff |  | Excellent | 795.22 | NO
North Terrace_NT30-Helen Mayo North_Second Floor_N207.18 _ Workstation | NT-NT30-04-N207.18 | NT30-04-N207.18-Workstation | North Terrace | NT | NT30 | Helen Mayo North | 04 | Second Floor | N207.18 | 384 | Medicine | 384 | Adelaide Medical School | 3.19 | Workstation | 1 | Office Space Group | 112 | Open Plan - Academic Staff |  | Excellent | 795.22 | NO
North Terrace_NT30-Helen Mayo North_Second Floor_N207.19 _ Workstation | NT-NT30-04-N207.19 | NT30-04-N207.19-Workstation | North Terrace | NT | NT30 | Helen Mayo North | 04 | Second Floor | N207.19 | 384 | Medicine | 384 | Adelaide Medical School | 3.19 | Workstation | 1 | Office Space Group | 112 | Open Plan - Academic Staff |  | Excellent | 795.22 | NO
North Terrace_NT30-Helen Mayo North_Second Floor_N207.20 _ Workstation | NT-NT30-04-N207.20 | NT30-04-N207.20-Workstation | North Terrace | NT | NT30 | Helen Mayo North | 04 | Second Floor | N207.20 | 384 | Medicine | 384 | Adelaide Medical School | 3.19 | Workstation | 1 | Office Space Group | 112 | Open Plan - Academic Staff |  | Excellent | 795.22 | NO
North Terrace_NT30-Helen Mayo North_Second Floor_N207.21 _ Workstation | NT-NT30-04-N207.21 | NT30-04-N207.21-Workstation | North Terrace | NT | NT30 | Helen Mayo North | 04 | Second Floor | N207.21 | 384 | Medicine | 384 | Adelaide Medical School | 3.19 | Workstation | 1 | Office Space Group | 112 | Open Plan - Academic Staff |  | Excellent | 795.22 | NO
North Terrace_NT30-Helen Mayo North_Second Floor_N207.22 _ Workstation | NT-NT30-04-N207.22 | NT30-04-N207.22-Workstation | North Terrace | NT | NT30 | Helen Mayo North | 04 | Second Floor | N207.22 | 384 | Medicine | 384 | Adelaide Medical School | 3.19 | Workstation | 1 | Office Space Group | 112 | Open Plan - Academic Staff |  | Excellent | 795.22 | NO
North Terrace_NT30-Helen Mayo North_Second Floor_N207.23 _ Workstation | NT-NT30-04-N207.23 | NT30-04-N207.23-Workstation | North Terrace | NT | NT30 | Helen Mayo North | 04 | Second Floor | N207.23 | 384 | Medicine | 384 | Adelaide Medical School | 4.93 | Workstation | 1 | Office Space Group | 112 | Open Plan - Academic Staff |  | Excellent | 1,228.98 | NO
North Terrace_NT30-Helen Mayo North_Second Floor_N207.24 _ Workstation | NT-NT30-04-N207.24 | NT30-04-N207.24-Workstation | North Terrace | NT | NT30 | Helen Mayo North | 04 | Second Floor | N207.24 | 384 | Medicine | 384 | Adelaide Medical School | 4.93 | Workstation | 1 | Office Space Group | 112 | Open Plan - Academic Staff |  | Excellent | 1,228.98 | NO
North Terrace_NT30-Helen Mayo North_Second Floor_N208 _ Quiet Room | NT-NT30-04-N208 | NT30-04-N208-Quiet Room | North Terrace | NT | NT30 | Helen Mayo North | 04 | Second Floor | N208 | 384 | Medicine | 384 | Adelaide Medical School | 8.79 | Quiet Room | 1 | Office Space Group | 119 | Informal Work Space |  | Excellent | 2,191.22 | NO
North Terrace_NT30-Helen Mayo North_Second Floor_N208D _ VSR | NT-NT30-04-N208D | NT30-04-N208D-VSR | North Terrace | NT | NT30 | Helen Mayo North | 04 | Second Floor | N208D | 99939 | Unusable Spaces | 99939 | Unusable Spaces | 0.22 | VSR | 8 | Non Useable Floor Area Space Group | 840 | Non-usable - Service riser |  | Unknown | 0.00 | NO
North Terrace_NT30-Helen Mayo North_Second Floor_N208E _ VSR | NT-NT30-04-N208E | NT30-04-N208E-VSR | North Terrace | NT | NT30 | Helen Mayo North | 04 | Second Floor | N208E | 99939 | Unusable Spaces | 99939 | Unusable Spaces | 0.17 | VSR | 8 | Non Useable Floor Area Space Group | 840 | Non-usable - Service riser |  | Unknown | 0.00 | NO
North Terrace_NT30-Helen Mayo North_Second Floor_N209 _ Office | NT-NT30-04-N209 | NT30-04-N209-Office | North Terrace | NT | NT30 | Helen Mayo North | 04 | Second Floor | N209 | 384 | Medicine | 384 | Adelaide Medical School | 12 | Office | 1 | Office Space Group | 101 | Office - Academic Staff |  | Excellent | 2,991.43 | NO
North Terrace_NT30-Helen Mayo North_Second Floor_N209D _ VSR | NT-NT30-04-N209D | NT30-04-N209D-VSR | North Terrace | NT | NT30 | Helen Mayo North | 04 | Second Floor | N209D | 99939 | Unusable Spaces | 99939 | Unusable Spaces | 0.21 | VSR | 8 | Non Useable Floor Area Space Group | 840 | Non-usable - Service riser |  | Unknown | 0.00 | NO
North Terrace_NT30-Helen Mayo North_Second Floor_N209E _ VSR | NT-NT30-04-N209E | NT30-04-N209E-VSR | North Terrace | NT | NT30 | Helen Mayo North | 04 | Second Floor | N209E | 99939 | Unusable Spaces | 99939 | Unusable Spaces | 0.16 | VSR | 8 | Non Useable Floor Area Space Group | 840 | Non-usable - Service riser |  | Unknown | 0.00 | NO
North Terrace_NT30-Helen Mayo North_Second Floor_N210 _ Office | NT-NT30-04-N210 | NT30-04-N210-Office | North Terrace | NT | NT30 | Helen Mayo North | 04 | Second Floor | N210 | 384 | Medicine | 384 | Adelaide Medical School | 11.42 | Office | 1 | Office Space Group | 101 | Office - Academic Staff |  | Excellent | 2,846.84 | NO
North Terrace_NT30-Helen Mayo North_Second Floor_N211 _ Office | NT-NT30-04-N211 | NT30-04-N211-Office | North Terrace | NT | NT30 | Helen Mayo North | 04 | Second Floor | N211 | 384 | Medicine | 384 | Adelaide Medical School | 11.39 | Office | 1 | Office Space Group | 101 | Office - Academic Staff |  | Excellent | 2,839.36 | NO
North Terrace_NT30-Helen Mayo North_Second Floor_N211D _ VSR | NT-NT30-04-N211D | NT30-04-N211D-VSR | North Terrace | NT | NT30 | Helen Mayo North | 04 | Second Floor | N211D | 99939 | Unusable Spaces | 99939 | Unusable Spaces | 0.2 | VSR | 8 | Non Useable Floor Area Space Group | 840 | Non-usable - Service riser |  | Unknown | 0.00 | NO
North Terrace_NT30-Helen Mayo North_Second Floor_N211E _ VSR | NT-NT30-04-N211E | NT30-04-N211E-VSR | North Terrace | NT | NT30 | Helen Mayo North | 04 | Second Floor | N211E | 99939 | Unusable Spaces | 99939 | Unusable Spaces | 0.2 | VSR | 8 | Non Useable Floor Area Space Group | 840 | Non-usable - Service riser |  | Unknown | 0.00 | NO
North Terrace_NT30-Helen Mayo North_Second Floor_N212 _ Office | NT-NT30-04-N212 | NT30-04-N212-Office | North Terrace | NT | NT30 | Helen Mayo North | 04 | Second Floor | N212 | 384 | Medicine | 384 | Adelaide Medical School | 13.57 | Office | 1 | Office Space Group | 101 | Office - Academic Staff |  | Excellent | 3,382.81 | NO
North Terrace_NT30-Helen Mayo North_Second Floor_N212D _ VSR | NT-NT30-04-N212D | NT30-04-N212D-VSR | North Terrace | NT | NT30 | Helen Mayo North | 04 | Second Floor | N212D | 99939 | Unusable Spaces | 99939 | Unusable Spaces | 0.22 | VSR | 8 | Non Useable Floor Area Space Group | 840 | Non-usable - Service riser |  | Unknown | 0.00 | NO
North Terrace_NT30-Helen Mayo North_Second Floor_N212E _ VSR | NT-NT30-04-N212E | NT30-04-N212E-VSR | North Terrace | NT | NT30 | Helen Mayo North | 04 | Second Floor | N212E | 99939 | Unusable Spaces | 99939 | Unusable Spaces | 0.17 | VSR | 8 | Non Useable Floor Area Space Group | 840 | Non-usable - Service riser |  | Unknown | 0.00 | NO
North Terrace_NT30-Helen Mayo North_Second Floor_N213 _ Office | NT-NT30-04-N213 | NT30-04-N213-Office | North Terrace | NT | NT30 | Helen Mayo North | 04 | Second Floor | N213 | 384 | Medicine | 384 | Adelaide Medical School | 12.16 | Office | 1 | Office Space Group | 101 | Office - Academic Staff |  | Excellent | 3,031.31 | NO
North Terrace_NT30-Helen Mayo North_Second Floor_N213D _ VSR | NT-NT30-04-N213D | NT30-04-N213D-VSR | North Terrace | NT | NT30 | Helen Mayo North | 04 | Second Floor | N213D | 99939 | Unusable Spaces | 99939 | Unusable Spaces | 0.2 | VSR | 8 | Non Useable Floor Area Space Group | 840 | Non-usable - Service riser |  | Unknown | 0.00 | NO
North Terrace_NT30-Helen Mayo North_Second Floor_N213E _ VSR | NT-NT30-04-N213E | NT30-04-N213E-VSR | North Terrace | NT | NT30 | Helen Mayo North | 04 | Second Floor | N213E | 99939 | Unusable Spaces | 99939 | Unusable Spaces | 0.2 | VSR | 8 | Non Useable Floor Area Space Group | 840 | Non-usable - Service riser |  | Unknown | 0.00 | NO
North Terrace_NT30-Helen Mayo North_Second Floor_N213F _ VSR | NT-NT30-04-N213F | NT30-04-N213F-VSR | North Terrace | NT | NT30 | Helen Mayo North | 04 | Second Floor | N213F | 99939 | Unusable Spaces | 99939 | Unusable Spaces | 0.3 | VSR | 8 | Non Useable Floor Area Space Group | 840 | Non-usable - Service riser |  | Unknown | 0.00 | NO
North Terrace_NT30-Helen Mayo North_Second Floor_N213G _ VSR | NT-NT30-04-N213G | NT30-04-N213G-VSR | North Terrace | NT | NT30 | Helen Mayo North | 04 | Second Floor | N213G | 99939 | Unusable Spaces | 99939 | Unusable Spaces | 0.17 | VSR | 8 | Non Useable Floor Area Space Group | 840 | Non-usable - Service riser |  | Unknown | 0.00 | NO
North Terrace_NT30-Helen Mayo North_Second Floor_N214 _ Quiet Room | NT-NT30-04-N214 | NT30-04-N214-Quiet Room | North Terrace | NT | NT30 | Helen Mayo North | 04 | Second Floor | N214 | 384 | Medicine | 384 | Adelaide Medical School | 7.01 | Quiet Room | 1 | Office Space Group | 119 | Informal Work Space |  | Excellent | 1,747.49 | NO
North Terrace_NT30-Helen Mayo North_Second Floor_N215 _ Print Bay | NT-NT30-04-N215 | NT30-04-N215-Print Bay | North Terrace | NT | NT30 | Helen Mayo North | 04 | Second Floor | N215 | 384 | Medicine | 384 | Adelaide Medical School | 8.65 | Print Bay | 6 | General Facility Space Group | 603 | General Facility - Resource room |  | Excellent | 2,415.08 | NO
North Terrace_NT30-Helen Mayo North_Second Floor_N216 _ Office | NT-NT30-04-N216 | NT30-04-N216-Office | North Terrace | NT | NT30 | Helen Mayo North | 04 | Second Floor | N216 | 384 | Medicine | 384 | Adelaide Medical School | 11.98 | Office | 1 | Office Space Group | 101 | Office - Academic Staff |  | Excellent | 2,986.44 | NO
North Terrace_NT30-Helen Mayo North_Second Floor_N216D _ VSR | NT-NT30-04-N216D | NT30-04-N216D-VSR | North Terrace | NT | NT30 | Helen Mayo North | 04 | Second Floor | N216D | 99939 | Unusable Spaces | 99939 | Unusable Spaces | 0.56 | VSR | 8 | Non Useable Floor Area Space Group | 840 | Non-usable - Service riser |  | Unknown | 0.00 | NO
North Terrace_NT30-Helen Mayo North_Second Floor_N216E _ VSR | NT-NT30-04-N216E | NT30-04-N216E-VSR | North Terrace | NT | NT30 | Helen Mayo North | 04 | Second Floor | N216E | 99939 | Unusable Spaces | 99939 | Unusable Spaces | 0.27 | VSR | 8 | Non Useable Floor Area Space Group | 840 | Non-usable - Service riser |  | Unknown | 0.00 | NO
North Terrace_NT30-Helen Mayo North_Second Floor_N216F _ VSR | NT-NT30-04-N216F | NT30-04-N216F-VSR | North Terrace | NT | NT30 | Helen Mayo North | 04 | Second Floor | N216F | 99939 | Unusable Spaces | 99939 | Unusable Spaces | 0.2 | VSR | 8 | Non Useable Floor Area Space Group | 840 | Non-usable - Service riser |  | Unknown | 0.00 | NO
North Terrace_NT30-Helen Mayo North_Second Floor_N217 _ Office | NT-NT30-04-N217 | NT30-04-N217-Office | North Terrace | NT | NT30 | Helen Mayo North | 04 | Second Floor | N217 | 384 | Medicine | 384 | Adelaide Medical School | 11.87 | Office | 1 | Office Space Group | 101 | Office - Academic Staff |  | Excellent | 2,959.02 | NO
North Terrace_NT30-Helen Mayo North_Second Floor_N218 _ Store | NT-NT30-04-N218 | NT30-04-N218-Store | North Terrace | NT | NT30 | Helen Mayo North | 04 | Second Floor | N218 | 395 | Physiotherapy | 393 | School of Allied Health Practice and Science | 23.17 | Store | 4 | Ancillary Area Space Group | 419 | Ancillary Area - Store Room - Generic |  | Excellent | 5,082.84 | NO
North Terrace_NT30-Helen Mayo North_Second Floor_N219 _ Physiotherapy Workshop | NT-NT30-04-N219 | NT30-04-N219-Physiotherapy Workshop | North Terrace | NT | NT30 | Helen Mayo North | 04 | Second Floor | N219 | 395 | Physiotherapy | 393 | School of Allied Health Practice and Science | 97.81 | Physiotherapy Workshop | 3 | Specialist Teaching or Research Space Group | 315 | Spec Teaching - Gym Human Movement Space Undergrad/Postgraduate |  | Excellent | 32,428.91 | NO
North Terrace_NT30-Helen Mayo North_Second Floor_N222 _ Practical Space 1 | NT-NT30-04-N222 | NT30-04-N222-Practical Space 1 | North Terrace | NT | NT30 | Helen Mayo North | 04 | Second Floor | N222 | 395 | Physiotherapy | 393 | School of Allied Health Practice and Science | 198.03 | Practical Space 1 | 3 | Specialist Teaching or Research Space Group | 315 | Spec Teaching - Gym Human Movement Space Undergrad/Postgraduate |  | Excellent | 65,656.85 | NO
North Terrace_NT30-Helen Mayo North_Second Floor_N222A _ VSR | NT-NT30-04-N222A | NT30-04-N222A-VSR | North Terrace | NT | NT30 | Helen Mayo North | 04 | Second Floor | N222A | 99939 | Unusable Spaces | 99939 | Unusable Spaces | 0.41 | VSR | 8 | Non Useable Floor Area Space Group | 840 | Non-usable - Service riser |  | Unknown | 0.00 | NO
North Terrace_NT30-Helen Mayo North_Second Floor_N222B _ VSR | NT-NT30-04-N222B | NT30-04-N222B-VSR | North Terrace | NT | NT30 | Helen Mayo North | 04 | Second Floor | N222B | 99939 | Unusable Spaces | 99939 | Unusable Spaces | 0.64 | VSR | 8 | Non Useable Floor Area Space Group | 840 | Non-usable - Service riser |  | Unknown | 0.00 | NO
North Terrace_NT30-Helen Mayo North_Second Floor_N224A _ VSR | NT-NT30-04-N224A | NT30-04-N224A-VSR | North Terrace | NT | NT30 | Helen Mayo North | 04 | Second Floor | N224A | 99939 | Unusable Spaces | 99939 | Unusable Spaces | 0.4 | VSR | 8 | Non Useable Floor Area Space Group | 840 | Non-usable - Service riser |  | Unknown | 0.00 | NO
North Terrace_NT30-Helen Mayo North_Second Floor_N224C _ VSR | NT-NT30-04-N224C | NT30-04-N224C-VSR | North Terrace | NT | NT30 | Helen Mayo North | 04 | Second Floor | N224C | 99939 | Unusable Spaces | 99939 | Unusable Spaces | 0.4 | VSR | 8 | Non Useable Floor Area Space Group | 840 | Non-usable - Service riser |  | Unknown | 0.00 | NO
North Terrace_NT30-Helen Mayo North_Second Floor_N226B _ VSR | NT-NT30-04-N226B | NT30-04-N226B-VSR | North Terrace | NT | NT30 | Helen Mayo North | 04 | Second Floor | N226B | 99939 | Unusable Spaces | 99939 | Unusable Spaces | 1.31 | VSR | 8 | Non Useable Floor Area Space Group | 840 | Non-usable - Service riser |  | Unknown | 0.00 | NO
North Terrace_NT30-Helen Mayo North_Second Floor_N228D _ VSR | NT-NT30-04-N228D | NT30-04-N228D-VSR | North Terrace | NT | NT30 | Helen Mayo North | 04 | Second Floor | N228D | 99939 | Unusable Spaces | 99939 | Unusable Spaces | 0.17 | VSR | 8 | Non Useable Floor Area Space Group | 840 | Non-usable - Service riser |  | Unknown | 0.00 | NO
North Terrace_NT30-Helen Mayo North_Second Floor_N228E _ VSR | NT-NT30-04-N228E | NT30-04-N228E-VSR | North Terrace | NT | NT30 | Helen Mayo North | 04 | Second Floor | N228E | 99939 | Unusable Spaces | 99939 | Unusable Spaces | 0.2 | VSR | 8 | Non Useable Floor Area Space Group | 840 | Non-usable - Service riser |  | Unknown | 0.00 | NO
North Terrace_NT30-Helen Mayo North_Second Floor_N229H _ VSR | NT-NT30-04-N229H | NT30-04-N229H-VSR | North Terrace | NT | NT30 | Helen Mayo North | 04 | Second Floor | N229H | 99939 | Unusable Spaces | 99939 | Unusable Spaces | 0.2 | VSR | 8 | Non Useable Floor Area Space Group | 840 | Non-usable - Service riser |  | Unknown | 0.00 | NO
North Terrace_NT30-Helen Mayo North_Second Floor_N229I _ VSR | NT-NT30-04-N229I | NT30-04-N229I-VSR | North Terrace | NT | NT30 | Helen Mayo North | 04 | Second Floor | N229I | 99939 | Unusable Spaces | 99939 | Unusable Spaces | 0.17 | VSR | 8 | Non Useable Floor Area Space Group | 840 | Non-usable - Service riser |  | Unknown | 0.00 | NO
North Terrace_NT30-Helen Mayo North_Second Floor_N229J _ VSR | NT-NT30-04-N229J | NT30-04-N229J-VSR | North Terrace | NT | NT30 | Helen Mayo North | 04 | Second Floor | N229J | 99939 | Unusable Spaces | 99939 | Unusable Spaces | 0.2 | VSR | 8 | Non Useable Floor Area Space Group | 840 | Non-usable - Service riser |  | Unknown | 0.00 | NO
North Terrace_NT30-Helen Mayo North_Second Floor_N229K _ VSR | NT-NT30-04-N229K | NT30-04-N229K-VSR | North Terrace | NT | NT30 | Helen Mayo North | 04 | Second Floor | N229K | 99939 | Unusable Spaces | 99939 | Unusable Spaces | 0.18 | VSR | 8 | Non Useable Floor Area Space Group | 840 | Non-usable - Service riser |  | Unknown | 0.00 | NO
North Terrace_NT30-Helen Mayo North_Second Floor_N229L _ VSR | NT-NT30-04-N229L | NT30-04-N229L-VSR | North Terrace | NT | NT30 | Helen Mayo North | 04 | Second Floor | N229L | 99939 | Unusable Spaces | 99939 | Unusable Spaces | 0.2 | VSR | 8 | Non Useable Floor Area Space Group | 840 | Non-usable - Service riser |  | Unknown | 0.00 | NO
North Terrace_NT30-Helen Mayo North_Second Floor_N229M _ VSR | NT-NT30-04-N229M | NT30-04-N229M-VSR | North Terrace | NT | NT30 | Helen Mayo North | 04 | Second Floor | N229M | 99939 | Unusable Spaces | 99939 | Unusable Spaces | 0.18 | VSR | 8 | Non Useable Floor Area Space Group | 840 | Non-usable - Service riser |  | Unknown | 0.00 | NO
North Terrace_NT30-Helen Mayo North_Second Floor_N229N _ VSR | NT-NT30-04-N229N | NT30-04-N229N-VSR | North Terrace | NT | NT30 | Helen Mayo North | 04 | Second Floor | N229N | 99939 | Unusable Spaces | 99939 | Unusable Spaces | 0.17 | VSR | 8 | Non Useable Floor Area Space Group | 840 | Non-usable - Service riser |  | Unknown | 0.00 | NO
North Terrace_NT30-Helen Mayo North_Second Floor_N230 _ Meeting | NT-NT30-04-N230 | NT30-04-N230-Meeting | North Terrace | NT | NT30 | Helen Mayo North | 04 | Second Floor | N230 | 384 | Medicine | 384 | Adelaide Medical School | 11.15 | Meeting | 6 | General Facility Space Group | 601 | General Facility - Committee/Conference/Meeting room |  | Excellent | 3,113.08 | NO
North Terrace_NT30-Helen Mayo North_Second Floor_N231 _ Tea Room | NT-NT30-04-N231 | NT30-04-N231-Tea Room | North Terrace | NT | NT30 | Helen Mayo North | 04 | Second Floor | N231 | 384 | Medicine | 384 | Adelaide Medical School | 6.6 | Tea Room | 6 | General Facility Space Group | 608 | General Facility - Kitchen/Servery/Food Storage |  | Excellent | 1,842.72 | NO
North Terrace_NT30-Helen Mayo North_Second Floor_N232 _ Comms | NT-NT30-04-N232 | NT30-04-N232-Comms | North Terrace | NT | NT30 | Helen Mayo North | 04 | Second Floor | N232 | 850 | ITDS Branch Central Costs | 869 | Information Technology and Digital Services | 8.68 | Comms | 8 | Non Useable Floor Area Space Group | 812 | Non-usable - Comms/network system/Telephone/PABX |  | Adequate | 0.00 | NO
North Terrace_NT30-Helen Mayo North_Second Floor_N233 _ Office - Open Plan | NT-NT30-04-N233 | NT30-04-N233-Office - Open Plan | North Terrace | NT | NT30 | Helen Mayo North | 04 | Second Floor | N233 | 384 | Medicine | 384 | Adelaide Medical School | 8.82 | Office - Open Plan | 1 | Office Space Group | 119 | Informal Work Space |  | Excellent | 2,198.70 | NO
North Terrace_NT30-Helen Mayo North_Second Floor_N234 _ Office | NT-NT30-04-N234 | NT30-04-N234-Office | North Terrace | NT | NT30 | Helen Mayo North | 04 | Second Floor | N234 | 384 | Medicine | 384 | Adelaide Medical School | 8.82 | Office | 1 | Office Space Group | 101 | Office - Academic Staff |  | Excellent | 2,198.70 | NO
North Terrace_NT30-Helen Mayo North_Second Floor_N235 _ Office - Open Plan | NT-NT30-04-N235 | NT30-04-N235-Office - Open Plan | North Terrace | NT | NT30 | Helen Mayo North | 04 | Second Floor | N235 | 384 | Medicine | 384 | Adelaide Medical School | 8.54 | Office - Open Plan | 1 | Office Space Group | 119 | Informal Work Space |  | Excellent | 2,128.90 | NO
North Terrace_NT30-Helen Mayo North_Second Floor_N236 _ Office | NT-NT30-04-N236 | NT30-04-N236-Office | North Terrace | NT | NT30 | Helen Mayo North | 04 | Second Floor | N236 | 384 | Medicine | 384 | Adelaide Medical School | 8.54 | Office | 1 | Office Space Group | 101 | Office - Academic Staff |  | Excellent | 2,128.90 | NO
North Terrace_NT30-Helen Mayo North_Second Floor_N237 _ Office - Open Plan | NT-NT30-04-N237 | NT30-04-N237-Office - Open Plan | North Terrace | NT | NT30 | Helen Mayo North | 04 | Second Floor | N237 | 384 | Medicine | 384 | Adelaide Medical School | 10.72 | Office - Open Plan | 1 | Office Space Group | 119 | Informal Work Space |  | Excellent | 2,672.34 | NO
North Terrace_NT30-Helen Mayo North_Second Floor_N238 _ Office | NT-NT30-04-N238 | NT30-04-N238-Office | North Terrace | NT | NT30 | Helen Mayo North | 04 | Second Floor | N238 | 384 | Medicine | 384 | Adelaide Medical School | 16.01 | Office | 1 | Office Space Group | 101 | Office - Academic Staff |  | Excellent | 3,991.06 | NO
North Terrace_NT30-Helen Mayo North_Second Floor_N239 _ Stair | NT-NT30-04-N239 | NT30-04-N239-Stair | North Terrace | NT | NT30 | Helen Mayo North | 04 | Second Floor | N239 | 99939 | Unusable Spaces | 99939 | Unusable Spaces | 13.84 | Stair | 8 | Non Useable Floor Area Space Group | 805 | Non-usable - Circulation space |  | Unknown | 0.00 | NO
North Terrace_NT30-Helen Mayo North_Second Floor_N240 _ Office - Open Plan | NT-NT30-04-N240 | NT30-04-N240-Office - Open Plan | North Terrace | NT | NT30 | Helen Mayo North | 04 | Second Floor | N240 | 384 | Medicine | 384 | Adelaide Medical School | 24 | Office - Open Plan | 1 | Office Space Group | 112 | Open Plan - Academic Staff |  | Excellent | 5,982.86 | NO
North Terrace_NT30-Helen Mayo North_Second Floor_N241 _ Office - Open Plan | NT-NT30-04-N241 | NT30-04-N241-Office - Open Plan | North Terrace | NT | NT30 | Helen Mayo North | 04 | Second Floor | N241 | 384 | Medicine | 384 | Adelaide Medical School | 23.26 | Office - Open Plan | 1 | Office Space Group | 112 | Open Plan - Academic Staff |  | Excellent | 5,798.39 | NO
North Terrace_NT30-Helen Mayo North_Second Floor_N242 _ Office - Open Plan | NT-NT30-04-N242 | NT30-04-N242-Office - Open Plan | North Terrace | NT | NT30 | Helen Mayo North | 04 | Second Floor | N242 | 384 | Medicine | 384 | Adelaide Medical School | 24.37 | Office - Open Plan | 1 | Office Space Group | 112 | Open Plan - Academic Staff |  | Excellent | 6,075.09 | NO
North Terrace_NT30-Helen Mayo North_Second Floor_N243 _ A/L | NT-NT30-04-N243 | NT30-04-N243-A/L | North Terrace | NT | NT30 | Helen Mayo North | 04 | Second Floor | N243 | 99939 | Unusable Spaces | 99939 | Unusable Spaces | 8.29 | A/L | 8 | Non Useable Floor Area Space Group | 805 | Non-usable - Circulation space |  | Excellent | 0.00 | NO
North Terrace_NT30-Helen Mayo North_Second Floor_N244 _ WC - M | NT-NT30-04-N244 | NT30-04-N244-WC - M | North Terrace | NT | NT30 | Helen Mayo North | 04 | Second Floor | N244 | 99939 | Unusable Spaces | 99939 | Unusable Spaces | 13.02 | WC - M | 8 | Non Useable Floor Area Space Group | 821 | Non-usable - Toilets/Amenities - Male |  | Excellent | 0.00 | NO
North Terrace_NT30-Helen Mayo North_Second Floor_N244B _ VSR | NT-NT30-04-N244B | NT30-04-N244B-VSR | North Terrace | NT | NT30 | Helen Mayo North | 04 | Second Floor | N244B | 99939 | Unusable Spaces | 99939 | Unusable Spaces | 0.68 | VSR | 8 | Non Useable Floor Area Space Group | 840 | Non-usable - Service riser |  | Unknown | 0.00 | NO
North Terrace_NT30-Helen Mayo North_Second Floor_N245 _ WC - F | NT-NT30-04-N245 | NT30-04-N245-WC - F | North Terrace | NT | NT30 | Helen Mayo North | 04 | Second Floor | N245 | 99939 | Unusable Spaces | 99939 | Unusable Spaces | 15.31 | WC - F | 8 | Non Useable Floor Area Space Group | 820 | Non-usable - Toilets/Amenities - Female |  | Excellent | 0.00 | NO
North Terrace_NT30-Helen Mayo North_Second Floor_N246 _ WC - U - Access (RH) | NT-NT30-04-N246 | NT30-04-N246-WC - U - Access (RH) | North Terrace | NT | NT30 | Helen Mayo North | 04 | Second Floor | N246 | 99939 | Unusable Spaces | 99939 | Unusable Spaces | 7.69 | WC - U - Access (RH) | 8 | Non Useable Floor Area Space Group | 818 | Non-usable - Toilets/Amenities - Unisex Accessible |  | Excellent | 0.00 | NO
North Terrace_NT30-Helen Mayo North_Second Floor_N247 _ Cleaners | NT-NT30-04-N247 | NT30-04-N247-Cleaners | North Terrace | NT | NT30 | Helen Mayo North | 04 | Second Floor | N247 | 99939 | Unusable Spaces | 99939 | Unusable Spaces | 3.59 | Cleaners | 8 | Non Useable Floor Area Space Group | 806 | Non-usable - Cleaners room |  | Excellent | 0.00 | NO
North Terrace_NT30-Helen Mayo North_Second Floor_N250A _ VSR | NT-NT30-04-N250A | NT30-04-N250A-VSR | North Terrace | NT | NT30 | Helen Mayo North | 04 | Second Floor | N250A | 99939 | Unusable Spaces | 99939 | Unusable Spaces | 16.78 | VSR | 8 | Non Useable Floor Area Space Group | 840 | Non-usable - Service riser |  | Unknown | 0.00 | NO
North Terrace_NT30-Helen Mayo North_Second Floor_N250B _ VSR | NT-NT30-04-N250B | NT30-04-N250B-VSR | North Terrace | NT | NT30 | Helen Mayo North | 04 | Second Floor | N250B | 99939 | Unusable Spaces | 99939 | Unusable Spaces | 17.15 | VSR | 8 | Non Useable Floor Area Space Group | 840 | Non-usable - Service riser |  | Unknown | 0.00 | NO
North Terrace_NT30-Helen Mayo North_Second Floor_R.01 _ Services Zone (NUFA) | NT-NT30-04-R.01 | NT30-04-R.01-Services Zone (NUFA) | North Terrace | NT | NT30 | Helen Mayo North | 04 | Second Floor | R.01 | 99939 | Unusable Spaces | 99939 | Unusable Spaces | 263.67 | Services Zone (NUFA) | 8 | Non Useable Floor Area Space Group | 811 | Non-usable - Plant room other |  | Unknown | 0.00 | NO
North Terrace_NT30-Helen Mayo North_Third Floor_N301 _ Corr. | NT-NT30-05-N301 | NT30-05-N301-Corr. | North Terrace | NT | NT30 | Helen Mayo North | 05 | Third Floor | N301 | 99939 | Unusable Spaces | 99939 | Unusable Spaces | 25.63 | Corr. | 8 | Non Useable Floor Area Space Group | 805 | Non-usable - Circulation space |  | Excellent | 0.00 | NO
North Terrace_NT30-Helen Mayo North_Third Floor_N301A _ Corr. | NT-NT30-05-N301A | NT30-05-N301A-Corr. | North Terrace | NT | NT30 | Helen Mayo North | 05 | Third Floor | N301A | 99939 | Unusable Spaces | 99939 | Unusable Spaces | 18.95 | Corr. | 8 | Non Useable Floor Area Space Group | 805 | Non-usable - Circulation space |  | Excellent | 0.00 | NO
North Terrace_NT30-Helen Mayo North_Third Floor_N301B _ Corr. | NT-NT30-05-N301B | NT30-05-N301B-Corr. | North Terrace | NT | NT30 | Helen Mayo North | 05 | Third Floor | N301B | 99939 | Unusable Spaces | 99939 | Unusable Spaces | 57.63 | Corr. | 8 | Non Useable Floor Area Space Group | 805 | Non-usable - Circulation space |  | Excellent | 0.00 | NO
North Terrace_NT30-Helen Mayo North_Third Floor_N301C _ Corr. | NT-NT30-05-N301C | NT30-05-N301C-Corr. | North Terrace | NT | NT30 | Helen Mayo North | 05 | Third Floor | N301C | 99939 | Unusable Spaces | 99939 | Unusable Spaces | 38.43 | Corr. | 8 | Non Useable Floor Area Space Group | 805 | Non-usable - Circulation space |  | Excellent | 0.00 | NO
North Terrace_NT30-Helen Mayo North_Third Floor_N301D _ Corr. | NT-NT30-05-N301D | NT30-05-N301D-Corr. | North Terrace | NT | NT30 | Helen Mayo North | 05 | Third Floor | N301D | 99939 | Unusable Spaces | 99939 | Unusable Spaces | 9.66 | Corr. | 8 | Non Useable Floor Area Space Group | 805 | Non-usable - Circulation space |  | Excellent | 0.00 | NO
North Terrace_NT30-Helen Mayo North_Third Floor_N301E _ DB | NT-NT30-05-N301E | NT30-05-N301E-DB | North Terrace | NT | NT30 | Helen Mayo North | 05 | Third Floor | N301E | 99939 | Unusable Spaces | 99939 | Unusable Spaces | 0.44 | DB | 8 | Non Useable Floor Area Space Group | 840 | Non-usable - Service riser |  | Unknown | 0.00 | NO
North Terrace_NT30-Helen Mayo North_Third Floor_N301F _ Telecom | NT-NT30-05-N301F | NT30-05-N301F-Telecom | North Terrace | NT | NT30 | Helen Mayo North | 05 | Third Floor | N301F | 99939 | Unusable Spaces | 99939 | Unusable Spaces | 0.84 | Telecom | 8 | Non Useable Floor Area Space Group | 840 | Non-usable - Service riser |  | Unknown | 0.00 | NO
North Terrace_NT30-Helen Mayo North_Third Floor_N301G _ VSR | NT-NT30-05-N301G | NT30-05-N301G-VSR | North Terrace | NT | NT30 | Helen Mayo North | 05 | Third Floor | N301G | 99939 | Unusable Spaces | 99939 | Unusable Spaces | 0.84 | VSR | 8 | Non Useable Floor Area Space Group | 840 | Non-usable - Service riser |  | Unknown | 0.00 | NO
North Terrace_NT30-Helen Mayo North_Third Floor_N301H _ VSR | NT-NT30-05-N301H | NT30-05-N301H-VSR | North Terrace | NT | NT30 | Helen Mayo North | 05 | Third Floor | N301H | 99939 | Unusable Spaces | 99939 | Unusable Spaces | 0.44 | VSR | 8 | Non Useable Floor Area Space Group | 840 | Non-usable - Service riser |  | Unknown | 0.00 | NO
North Terrace_NT30-Helen Mayo North_Third Floor_N302 _ Meeting | NT-NT30-05-N302 | NT30-05-N302-Meeting | North Terrace | NT | NT30 | Helen Mayo North | 05 | Third Floor | N302 | 99956 | Faculty of Health & Medical Sciences - Shared Space | 340 | Health & Medical Sciences Faculty Office | 8.91 | Meeting | 6 | General Facility Space Group | 601 | General Facility - Committee/Conference/Meeting room |  | Excellent | 2,487.67 | NO
North Terrace_NT30-Helen Mayo North_Third Floor_N303 _ Stair | NT-NT30-05-N303 | NT30-05-N303-Stair | North Terrace | NT | NT30 | Helen Mayo North | 05 | Third Floor | N303 | 99939 | Unusable Spaces | 99939 | Unusable Spaces | 14.78 | Stair | 8 | Non Useable Floor Area Space Group | 805 | Non-usable - Circulation space |  | Unknown | 0.00 | NO
North Terrace_NT30-Helen Mayo North_Third Floor_N304 _ Meeting | NT-NT30-05-N304 | NT30-05-N304-Meeting | North Terrace | NT | NT30 | Helen Mayo North | 05 | Third Floor | N304 | 99956 | Faculty of Health & Medical Sciences - Shared Space | 340 | Health & Medical Sciences Faculty Office | 46.89 | Meeting | 6 | General Facility Space Group | 601 | General Facility - Committee/Conference/Meeting room |  | Excellent | 13,091.69 | NO
North Terrace_NT30-Helen Mayo North_Third Floor_N305 _ Meeting | NT-NT30-05-N305 | NT30-05-N305-Meeting | North Terrace | NT | NT30 | Helen Mayo North | 05 | Third Floor | N305 | 99956 | Faculty of Health & Medical Sciences - Shared Space | 340 | Health & Medical Sciences Faculty Office | 16.39 | Meeting | 6 | General Facility Space Group | 601 | General Facility - Committee/Conference/Meeting room |  | Excellent | 4,576.09 | NO
North Terrace_NT30-Helen Mayo North_Third Floor_N306 _ Open Plan - Circ | NT-NT30-05-N306 | NT30-05-N306-Open Plan - Circ | North Terrace | NT | NT30 | Helen Mayo North | 05 | Third Floor | N306 | 99956 | Faculty of Health & Medical Sciences - Shared Space | 340 | Health & Medical Sciences Faculty Office | 32.34 | Open Plan - Circ | 1 | Office Space Group | 111 | Open Plan - Specific type not defined |  | Excellent | 8,061.90 | NO
North Terrace_NT30-Helen Mayo North_Third Floor_N306.01 _ Workstation | NT-NT30-05-N306.01 | NT30-05-N306.01-Workstation | North Terrace | NT | NT30 | Helen Mayo North | 05 | Third Floor | N306.01 | 99956 | Faculty of Health & Medical Sciences - Shared Space | 340 | Health & Medical Sciences Faculty Office | 5.19 | Workstation | 1 | Office Space Group | 111 | Open Plan - Specific type not defined |  | Excellent | 1,293.79 | NO
North Terrace_NT30-Helen Mayo North_Third Floor_N306.02 _ Workstation | NT-NT30-05-N306.02 | NT30-05-N306.02-Workstation | North Terrace | NT | NT30 | Helen Mayo North | 05 | Third Floor | N306.02 | 99956 | Faculty of Health & Medical Sciences - Shared Space | 340 | Health & Medical Sciences Faculty Office | 5.19 | Workstation | 1 | Office Space Group | 111 | Open Plan - Specific type not defined |  | Excellent | 1,293.79 | NO
North Terrace_NT30-Helen Mayo North_Third Floor_N306.03 _ Workstation | NT-NT30-05-N306.03 | NT30-05-N306.03-Workstation | North Terrace | NT | NT30 | Helen Mayo North | 05 | Third Floor | N306.03 | 99956 | Faculty of Health & Medical Sciences - Shared Space | 340 | Health & Medical Sciences Faculty Office | 3.29 | Workstation | 1 | Office Space Group | 111 | Open Plan - Specific type not defined |  | Excellent | 820.15 | NO
North Terrace_NT30-Helen Mayo North_Third Floor_N306.04 _ Workstation | NT-NT30-05-N306.04 | NT30-05-N306.04-Workstation | North Terrace | NT | NT30 | Helen Mayo North | 05 | Third Floor | N306.04 | 99956 | Faculty of Health & Medical Sciences - Shared Space | 340 | Health & Medical Sciences Faculty Office | 3.29 | Workstation | 1 | Office Space Group | 111 | Open Plan - Specific type not defined |  | Excellent | 820.15 | NO
North Terrace_NT30-Helen Mayo North_Third Floor_N306.05 _ Workstation | NT-NT30-05-N306.05 | NT30-05-N306.05-Workstation | North Terrace | NT | NT30 | Helen Mayo North | 05 | Third Floor | N306.05 | 99956 | Faculty of Health & Medical Sciences - Shared Space | 340 | Health & Medical Sciences Faculty Office | 3.28 | Workstation | 1 | Office Space Group | 111 | Open Plan - Specific type not defined |  | Excellent | 817.66 | NO
North Terrace_NT30-Helen Mayo North_Third Floor_N306.06 _ Workstation | NT-NT30-05-N306.06 | NT30-05-N306.06-Workstation | North Terrace | NT | NT30 | Helen Mayo North | 05 | Third Floor | N306.06 | 99956 | Faculty of Health & Medical Sciences - Shared Space | 340 | Health & Medical Sciences Faculty Office | 3.28 | Workstation | 1 | Office Space Group | 111 | Open Plan - Specific type not defined |  | Excellent | 817.66 | NO
North Terrace_NT30-Helen Mayo North_Third Floor_N306.07 _ Workstation | NT-NT30-05-N306.07 | NT30-05-N306.07-Workstation | North Terrace | NT | NT30 | Helen Mayo North | 05 | Third Floor | N306.07 | 99956 | Faculty of Health & Medical Sciences - Shared Space | 340 | Health & Medical Sciences Faculty Office | 3.2 | Workstation | 1 | Office Space Group | 111 | Open Plan - Specific type not defined |  | Excellent | 797.71 | NO
North Terrace_NT30-Helen Mayo North_Third Floor_N306.08 _ Workstation | NT-NT30-05-N306.08 | NT30-05-N306.08-Workstation | North Terrace | NT | NT30 | Helen Mayo North | 05 | Third Floor | N306.08 | 99956 | Faculty of Health & Medical Sciences - Shared Space | 340 | Health & Medical Sciences Faculty Office | 3.2 | Workstation | 1 | Office Space Group | 111 | Open Plan - Specific type not defined |  | Excellent | 797.71 | NO
North Terrace_NT30-Helen Mayo North_Third Floor_N306.09 _ Workstation | NT-NT30-05-N306.09 | NT30-05-N306.09-Workstation | North Terrace | NT | NT30 | Helen Mayo North | 05 | Third Floor | N306.09 | 99956 | Faculty of Health & Medical Sciences - Shared Space | 340 | Health & Medical Sciences Faculty Office | 3.19 | Workstation | 1 | Office Space Group | 111 | Open Plan - Specific type not defined |  | Excellent | 795.22 | NO
North Terrace_NT30-Helen Mayo North_Third Floor_N306.10 _ Workstation | NT-NT30-05-N306.10 | NT30-05-N306.10-Workstation | North Terrace | NT | NT30 | Helen Mayo North | 05 | Third Floor | N306.10 | 99956 | Faculty of Health & Medical Sciences - Shared Space | 340 | Health & Medical Sciences Faculty Office | 3.19 | Workstation | 1 | Office Space Group | 111 | Open Plan - Specific type not defined |  | Excellent | 795.22 | NO
North Terrace_NT30-Helen Mayo North_Third Floor_N306.11 _ Workstation | NT-NT30-05-N306.11 | NT30-05-N306.11-Workstation | North Terrace | NT | NT30 | Helen Mayo North | 05 | Third Floor | N306.11 | 99956 | Faculty of Health & Medical Sciences - Shared Space | 340 | Health & Medical Sciences Faculty Office | 3.19 | Workstation | 1 | Office Space Group | 111 | Open Plan - Specific type not defined |  | Excellent | 795.22 | NO
North Terrace_NT30-Helen Mayo North_Third Floor_N306.12 _ Workstation | NT-NT30-05-N306.12 | NT30-05-N306.12-Workstation | North Terrace | NT | NT30 | Helen Mayo North | 05 | Third Floor | N306.12 | 99956 | Faculty of Health & Medical Sciences - Shared Space | 340 | Health & Medical Sciences Faculty Office | 3.19 | Workstation | 1 | Office Space Group | 111 | Open Plan - Specific type not defined |  | Excellent | 795.22 | NO
North Terrace_NT30-Helen Mayo North_Third Floor_N306.13 _ Workstation | NT-NT30-05-N306.13 | NT30-05-N306.13-Workstation | North Terrace | NT | NT30 | Helen Mayo North | 05 | Third Floor | N306.13 | 99956 | Faculty of Health & Medical Sciences - Shared Space | 340 | Health & Medical Sciences Faculty Office | 3.19 | Workstation | 1 | Office Space Group | 111 | Open Plan - Specific type not defined |  | Excellent | 795.22 | NO
North Terrace_NT30-Helen Mayo North_Third Floor_N306.14 _ Workstation | NT-NT30-05-N306.14 | NT30-05-N306.14-Workstation | North Terrace | NT | NT30 | Helen Mayo North | 05 | Third Floor | N306.14 | 99956 | Faculty of Health & Medical Sciences - Shared Space | 340 | Health & Medical Sciences Faculty Office | 3.19 | Workstation | 1 | Office Space Group | 111 | Open Plan - Specific type not defined |  | Excellent | 795.22 | NO
North Terrace_NT30-Helen Mayo North_Third Floor_N306.15 _ Workstation | NT-NT30-05-N306.15 | NT30-05-N306.15-Workstation | North Terrace | NT | NT30 | Helen Mayo North | 05 | Third Floor | N306.15 | 99956 | Faculty of Health & Medical Sciences - Shared Space | 340 | Health & Medical Sciences Faculty Office | 3.19 | Workstation | 1 | Office Space Group | 111 | Open Plan - Specific type not defined |  | Excellent | 795.22 | NO
North Terrace_NT30-Helen Mayo North_Third Floor_N306.16 _ Workstation | NT-NT30-05-N306.16 | NT30-05-N306.16-Workstation | North Terrace | NT | NT30 | Helen Mayo North | 05 | Third Floor | N306.16 | 99956 | Faculty of Health & Medical Sciences - Shared Space | 340 | Health & Medical Sciences Faculty Office | 3.19 | Workstation | 1 | Office Space Group | 111 | Open Plan - Specific type not defined |  | Excellent | 795.22 | NO
North Terrace_NT30-Helen Mayo North_Third Floor_N306.17 _ Workstation | NT-NT30-05-N306.17 | NT30-05-N306.17-Workstation | North Terrace | NT | NT30 | Helen Mayo North | 05 | Third Floor | N306.17 | 99956 | Faculty of Health & Medical Sciences - Shared Space | 340 | Health & Medical Sciences Faculty Office | 3.19 | Workstation | 1 | Office Space Group | 111 | Open Plan - Specific type not defined |  | Excellent | 795.22 | NO
North Terrace_NT30-Helen Mayo North_Third Floor_N306.18 _ Workstation | NT-NT30-05-N306.18 | NT30-05-N306.18-Workstation | North Terrace | NT | NT30 | Helen Mayo North | 05 | Third Floor | N306.18 | 99956 | Faculty of Health & Medical Sciences - Shared Space | 340 | Health & Medical Sciences Faculty Office | 3.19 | Workstation | 1 | Office Space Group | 111 | Open Plan - Specific type not defined |  | Excellent | 795.22 | NO
North Terrace_NT30-Helen Mayo North_Third Floor_N306.19 _ Workstation | NT-NT30-05-N306.19 | NT30-05-N306.19-Workstation | North Terrace | NT | NT30 | Helen Mayo North | 05 | Third Floor | N306.19 | 99956 | Faculty of Health & Medical Sciences - Shared Space | 340 | Health & Medical Sciences Faculty Office | 3.19 | Workstation | 1 | Office Space Group | 111 | Open Plan - Specific type not defined |  | Excellent | 795.22 | NO
North Terrace_NT30-Helen Mayo North_Third Floor_N306.20 _ Workstation | NT-NT30-05-N306.20 | NT30-05-N306.20-Workstation | North Terrace | NT | NT30 | Helen Mayo North | 05 | Third Floor | N306.20 | 99956 | Faculty of Health & Medical Sciences - Shared Space | 340 | Health & Medical Sciences Faculty Office | 3.19 | Workstation | 1 | Office Space Group | 111 | Open Plan - Specific type not defined |  | Excellent | 795.22 | NO
North Terrace_NT30-Helen Mayo North_Third Floor_N306.21 _ Workstation | NT-NT30-05-N306.21 | NT30-05-N306.21-Workstation | North Terrace | NT | NT30 | Helen Mayo North | 05 | Third Floor | N306.21 | 99956 | Faculty of Health & Medical Sciences - Shared Space | 340 | Health & Medical Sciences Faculty Office | 3.19 | Workstation | 1 | Office Space Group | 111 | Open Plan - Specific type not defined |  | Excellent | 795.22 | NO
North Terrace_NT30-Helen Mayo North_Third Floor_N306.22 _ Workstation | NT-NT30-05-N306.22 | NT30-05-N306.22-Workstation | North Terrace | NT | NT30 | Helen Mayo North | 05 | Third Floor | N306.22 | 99956 | Faculty of Health & Medical Sciences - Shared Space | 340 | Health & Medical Sciences Faculty Office | 3.19 | Workstation | 1 | Office Space Group | 111 | Open Plan - Specific type not defined |  | Excellent | 795.22 | NO
North Terrace_NT30-Helen Mayo North_Third Floor_N306.23 _ Workstation | NT-NT30-05-N306.23 | NT30-05-N306.23-Workstation | North Terrace | NT | NT30 | Helen Mayo North | 05 | Third Floor | N306.23 | 99956 | Faculty of Health & Medical Sciences - Shared Space | 340 | Health & Medical Sciences Faculty Office | 3.19 | Workstation | 1 | Office Space Group | 111 | Open Plan - Specific type not defined |  | Excellent | 795.22 | NO
North Terrace_NT30-Helen Mayo North_Third Floor_N306.24 _ Workstation | NT-NT30-05-N306.24 | NT30-05-N306.24-Workstation | North Terrace | NT | NT30 | Helen Mayo North | 05 | Third Floor | N306.24 | 99956 | Faculty of Health & Medical Sciences - Shared Space | 340 | Health & Medical Sciences Faculty Office | 3.19 | Workstation | 1 | Office Space Group | 111 | Open Plan - Specific type not defined |  | Excellent | 795.22 | NO
North Terrace_NT30-Helen Mayo North_Third Floor_N306.25 _ Workstation | NT-NT30-05-N306.25 | NT30-05-N306.25-Workstation | North Terrace | NT | NT30 | Helen Mayo North | 05 | Third Floor | N306.25 | 99956 | Faculty of Health & Medical Sciences - Shared Space | 340 | Health & Medical Sciences Faculty Office | 3.19 | Workstation | 1 | Office Space Group | 111 | Open Plan - Specific type not defined |  | Excellent | 795.22 | NO
North Terrace_NT30-Helen Mayo North_Third Floor_N306.26 _ Workstation | NT-NT30-05-N306.26 | NT30-05-N306.26-Workstation | North Terrace | NT | NT30 | Helen Mayo North | 05 | Third Floor | N306.26 | 99956 | Faculty of Health & Medical Sciences - Shared Space | 340 | Health & Medical Sciences Faculty Office | 3.19 | Workstation | 1 | Office Space Group | 111 | Open Plan - Specific type not defined |  | Excellent | 795.22 | NO
North Terrace_NT30-Helen Mayo North_Third Floor_N306.27 _ Workstation | NT-NT30-05-N306.27 | NT30-05-N306.27-Workstation | North Terrace | NT | NT30 | Helen Mayo North | 05 | Third Floor | N306.27 | 99956 | Faculty of Health & Medical Sciences - Shared Space | 340 | Health & Medical Sciences Faculty Office | 3.19 | Workstation | 1 | Office Space Group | 111 | Open Plan - Specific type not defined |  | Excellent | 795.22 | NO
North Terrace_NT30-Helen Mayo North_Third Floor_N306.28 _ Workstation | NT-NT30-05-N306.28 | NT30-05-N306.28-Workstation | North Terrace | NT | NT30 | Helen Mayo North | 05 | Third Floor | N306.28 | 99956 | Faculty of Health & Medical Sciences - Shared Space | 340 | Health & Medical Sciences Faculty Office | 3.19 | Workstation | 1 | Office Space Group | 111 | Open Plan - Specific type not defined |  | Excellent | 795.22 | NO
North Terrace_NT30-Helen Mayo North_Third Floor_N306.29 _ Workstation | NT-NT30-05-N306.29 | NT30-05-N306.29-Workstation | North Terrace | NT | NT30 | Helen Mayo North | 05 | Third Floor | N306.29 | 99956 | Faculty of Health & Medical Sciences - Shared Space | 340 | Health & Medical Sciences Faculty Office | 3.19 | Workstation | 1 | Office Space Group | 111 | Open Plan - Specific type not defined |  | Excellent | 795.22 | NO
North Terrace_NT30-Helen Mayo North_Third Floor_N306.30 _ Workstation | NT-NT30-05-N306.30 | NT30-05-N306.30-Workstation | North Terrace | NT | NT30 | Helen Mayo North | 05 | Third Floor | N306.30 | 99956 | Faculty of Health & Medical Sciences - Shared Space | 340 | Health & Medical Sciences Faculty Office | 3.19 | Workstation | 1 | Office Space Group | 111 | Open Plan - Specific type not defined |  | Excellent | 795.22 | NO
North Terrace_NT30-Helen Mayo North_Third Floor_N306.31 _ Workstation | NT-NT30-05-N306.31 | NT30-05-N306.31-Workstation | North Terrace | NT | NT30 | Helen Mayo North | 05 | Third Floor | N306.31 | 99956 | Faculty of Health & Medical Sciences - Shared Space | 340 | Health & Medical Sciences Faculty Office | 3.19 | Workstation | 1 | Office Space Group | 111 | Open Plan - Specific type not defined |  | Excellent | 795.22 | NO
North Terrace_NT30-Helen Mayo North_Third Floor_N306.32 _ Workstation | NT-NT30-05-N306.32 | NT30-05-N306.32-Workstation | North Terrace | NT | NT30 | Helen Mayo North | 05 | Third Floor | N306.32 | 99956 | Faculty of Health & Medical Sciences - Shared Space | 340 | Health & Medical Sciences Faculty Office | 3.19 | Workstation | 1 | Office Space Group | 111 | Open Plan - Specific type not defined |  | Excellent | 795.22 | NO
North Terrace_NT30-Helen Mayo North_Third Floor_N306.33 _ Workstation | NT-NT30-05-N306.33 | NT30-05-N306.33-Workstation | North Terrace | NT | NT30 | Helen Mayo North | 05 | Third Floor | N306.33 | 99956 | Faculty of Health & Medical Sciences - Shared Space | 340 | Health & Medical Sciences Faculty Office | 3.19 | Workstation | 1 | Office Space Group | 111 | Open Plan - Specific type not defined |  | Excellent | 795.22 | NO
North Terrace_NT30-Helen Mayo North_Third Floor_N306.34 _ Workstation | NT-NT30-05-N306.34 | NT30-05-N306.34-Workstation | North Terrace | NT | NT30 | Helen Mayo North | 05 | Third Floor | N306.34 | 99956 | Faculty of Health & Medical Sciences - Shared Space | 340 | Health & Medical Sciences Faculty Office | 4.93 | Workstation | 1 | Office Space Group | 111 | Open Plan - Specific type not defined |  | Excellent | 1,228.98 | NO
North Terrace_NT30-Helen Mayo North_Third Floor_N306.35 _ Workstation | NT-NT30-05-N306.35 | NT30-05-N306.35-Workstation | North Terrace | NT | NT30 | Helen Mayo North | 05 | Third Floor | N306.35 | 99956 | Faculty of Health & Medical Sciences - Shared Space | 340 | Health & Medical Sciences Faculty Office | 4.93 | Workstation | 1 | Office Space Group | 111 | Open Plan - Specific type not defined |  | Excellent | 1,228.98 | NO
North Terrace_NT30-Helen Mayo North_Third Floor_N306.36 _ Workstation | NT-NT30-05-N306.36 | NT30-05-N306.36-Workstation | North Terrace | NT | NT30 | Helen Mayo North | 05 | Third Floor | N306.36 | 99956 | Faculty of Health & Medical Sciences - Shared Space | 340 | Health & Medical Sciences Faculty Office | 4.05 | Workstation | 1 | Office Space Group | 111 | Open Plan - Specific type not defined |  | Excellent | 1,009.61 | NO
North Terrace_NT30-Helen Mayo North_Third Floor_N306A _ Meeting - Informal | NT-NT30-05-N306A | NT30-05-N306A-Meeting - Informal | North Terrace | NT | NT30 | Helen Mayo North | 05 | Third Floor | N306A | 99956 | Faculty of Health & Medical Sciences - Shared Space | 340 | Health & Medical Sciences Faculty Office | 15.78 | Meeting - Informal | 1 | Office Space Group | 119 | Informal Work Space |  | Excellent | 3,933.73 | NO
North Terrace_NT30-Helen Mayo North_Third Floor_N306B _ Meeting - Informal | NT-NT30-05-N306B | NT30-05-N306B-Meeting - Informal | North Terrace | NT | NT30 | Helen Mayo North | 05 | Third Floor | N306B | 99956 | Faculty of Health & Medical Sciences - Shared Space | 340 | Health & Medical Sciences Faculty Office | 16.45 | Meeting - Informal | 1 | Office Space Group | 119 | Informal Work Space |  | Excellent | 4,100.75 | NO
North Terrace_NT30-Helen Mayo North_Third Floor_N306C _ Meeting - Informal | NT-NT30-05-N306C | NT30-05-N306C-Meeting - Informal | North Terrace | NT | NT30 | Helen Mayo North | 05 | Third Floor | N306C | 99956 | Faculty of Health & Medical Sciences - Shared Space | 340 | Health & Medical Sciences Faculty Office | 11.36 | Meeting - Informal | 1 | Office Space Group | 119 | Informal Work Space |  | Excellent | 2,831.89 | NO
North Terrace_NT30-Helen Mayo North_Third Floor_N307 _ Office | NT-NT30-05-N307 | NT30-05-N307-Office | North Terrace | NT | NT30 | Helen Mayo North | 05 | Third Floor | N307 | 99956 | Faculty of Health & Medical Sciences - Shared Space | 340 | Health & Medical Sciences Faculty Office | 17.02 | Office | 1 | Office Space Group | 100 | Office - Specific type not defined |  | Excellent | 4,242.84 | NO
North Terrace_NT30-Helen Mayo North_Third Floor_N307D _ VSR | NT-NT30-05-N307D | NT30-05-N307D-VSR | North Terrace | NT | NT30 | Helen Mayo North | 05 | Third Floor | N307D | 99939 | Unusable Spaces | 99939 | Unusable Spaces | 0.55 | VSR | 8 | Non Useable Floor Area Space Group | 840 | Non-usable - Service riser |  | Unknown | 0.00 | NO
North Terrace_NT30-Helen Mayo North_Third Floor_N307E _ VSR | NT-NT30-05-N307E | NT30-05-N307E-VSR | North Terrace | NT | NT30 | Helen Mayo North | 05 | Third Floor | N307E | 99939 | Unusable Spaces | 99939 | Unusable Spaces | 0.34 | VSR | 8 | Non Useable Floor Area Space Group | 840 | Non-usable - Service riser |  | Unknown | 0.00 | NO
North Terrace_NT30-Helen Mayo North_Third Floor_N307F _ VSR | NT-NT30-05-N307F | NT30-05-N307F-VSR | North Terrace | NT | NT30 | Helen Mayo North | 05 | Third Floor | N307F | 99939 | Unusable Spaces | 99939 | Unusable Spaces | 0.3 | VSR | 8 | Non Useable Floor Area Space Group | 840 | Non-usable - Service riser |  | Unknown | 0.00 | NO
North Terrace_NT30-Helen Mayo North_Third Floor_N308 _ Office | NT-NT30-05-N308 | NT30-05-N308-Office | North Terrace | NT | NT30 | Helen Mayo North | 05 | Third Floor | N308 | 99956 | Faculty of Health & Medical Sciences - Shared Space | 340 | Health & Medical Sciences Faculty Office | 11.79 | Office | 1 | Office Space Group | 100 | Office - Specific type not defined |  | Excellent | 2,939.08 | NO
North Terrace_NT30-Helen Mayo North_Third Floor_N308A _ FHR | NT-NT30-05-N308A | NT30-05-N308A-FHR | North Terrace | NT | NT30 | Helen Mayo North | 05 | Third Floor | N308A | 99939 | Unusable Spaces | 99939 | Unusable Spaces | 0.58 | FHR | 8 | Non Useable Floor Area Space Group | 840 | Non-usable - Service riser |  | Unknown | 0.00 | NO
North Terrace_NT30-Helen Mayo North_Third Floor_N308D _ VSR | NT-NT30-05-N308D | NT30-05-N308D-VSR | North Terrace | NT | NT30 | Helen Mayo North | 05 | Third Floor | N308D | 99939 | Unusable Spaces | 99939 | Unusable Spaces | 0.35 | VSR | 8 | Non Useable Floor Area Space Group | 840 | Non-usable - Service riser |  | Unknown | 0.00 | NO
North Terrace_NT30-Helen Mayo North_Third Floor_N308E _ VSR | NT-NT30-05-N308E | NT30-05-N308E-VSR | North Terrace | NT | NT30 | Helen Mayo North | 05 | Third Floor | N308E | 99939 | Unusable Spaces | 99939 | Unusable Spaces | 0.22 | VSR | 8 | Non Useable Floor Area Space Group | 840 | Non-usable - Service riser |  | Unknown | 0.00 | NO
North Terrace_NT30-Helen Mayo North_Third Floor_N308F _ VSR | NT-NT30-05-N308F | NT30-05-N308F-VSR | North Terrace | NT | NT30 | Helen Mayo North | 05 | Third Floor | N308F | 99939 | Unusable Spaces | 99939 | Unusable Spaces | 0.17 | VSR | 8 | Non Useable Floor Area Space Group | 840 | Non-usable - Service riser |  | Unknown | 0.00 | NO
North Terrace_NT30-Helen Mayo North_Third Floor_N308G _ VSR | NT-NT30-05-N308G | NT30-05-N308G-VSR | North Terrace | NT | NT30 | Helen Mayo North | 05 | Third Floor | N308G | 99939 | Unusable Spaces | 99939 | Unusable Spaces | 0.2 | VSR | 8 | Non Useable Floor Area Space Group | 840 | Non-usable - Service riser |  | Unknown | 0.00 | NO
North Terrace_NT30-Helen Mayo North_Third Floor_N308H _ VSR | NT-NT30-05-N308H | NT30-05-N308H-VSR | North Terrace | NT | NT30 | Helen Mayo North | 05 | Third Floor | N308H | 99939 | Unusable Spaces | 99939 | Unusable Spaces | 0.2 | VSR | 8 | Non Useable Floor Area Space Group | 840 | Non-usable - Service riser |  | Unknown | 0.00 | NO
North Terrace_NT30-Helen Mayo North_Third Floor_N309 _ Quiet Room | NT-NT30-05-N309 | NT30-05-N309-Quiet Room | North Terrace | NT | NT30 | Helen Mayo North | 05 | Third Floor | N309 | 99956 | Faculty of Health & Medical Sciences - Shared Space | 340 | Health & Medical Sciences Faculty Office | 4.28 | Quiet Room | 1 | Office Space Group | 119 | Informal Work Space |  | Excellent | 1,066.94 | NO
North Terrace_NT30-Helen Mayo North_Third Floor_N310 _ Utility | NT-NT30-05-N310 | NT30-05-N310-Utility | North Terrace | NT | NT30 | Helen Mayo North | 05 | Third Floor | N310 | 99956 | Faculty of Health & Medical Sciences - Shared Space | 340 | Health & Medical Sciences Faculty Office | 21.61 | Utility | 6 | General Facility Space Group | 603 | General Facility - Resource room |  | Excellent | 6,033.51 | NO
North Terrace_NT30-Helen Mayo North_Third Floor_N311 _ Quiet Room | NT-NT30-05-N311 | NT30-05-N311-Quiet Room | North Terrace | NT | NT30 | Helen Mayo North | 05 | Third Floor | N311 | 99956 | Faculty of Health & Medical Sciences - Shared Space | 340 | Health & Medical Sciences Faculty Office | 4.28 | Quiet Room | 1 | Office Space Group | 119 | Informal Work Space |  | Excellent | 1,066.94 | NO
North Terrace_NT30-Helen Mayo North_Third Floor_N311D _ VSR | NT-NT30-05-N311D | NT30-05-N311D-VSR | North Terrace | NT | NT30 | Helen Mayo North | 05 | Third Floor | N311D | 99939 | Unusable Spaces | 99939 | Unusable Spaces | 0.35 | VSR | 8 | Non Useable Floor Area Space Group | 840 | Non-usable - Service riser |  | Unknown | 0.00 | NO
North Terrace_NT30-Helen Mayo North_Third Floor_N311E _ VSR | NT-NT30-05-N311E | NT30-05-N311E-VSR | North Terrace | NT | NT30 | Helen Mayo North | 05 | Third Floor | N311E | 99939 | Unusable Spaces | 99939 | Unusable Spaces | 0.22 | VSR | 8 | Non Useable Floor Area Space Group | 840 | Non-usable - Service riser |  | Unknown | 0.00 | NO
North Terrace_NT30-Helen Mayo North_Third Floor_N311F _ VSR | NT-NT30-05-N311F | NT30-05-N311F-VSR | North Terrace | NT | NT30 | Helen Mayo North | 05 | Third Floor | N311F | 99939 | Unusable Spaces | 99939 | Unusable Spaces | 0.17 | VSR | 8 | Non Useable Floor Area Space Group | 840 | Non-usable - Service riser |  | Unknown | 0.00 | NO
North Terrace_NT30-Helen Mayo North_Third Floor_N312 _ Quiet Room | NT-NT30-05-N312 | NT30-05-N312-Quiet Room | North Terrace | NT | NT30 | Helen Mayo North | 05 | Third Floor | N312 | 99956 | Faculty of Health & Medical Sciences - Shared Space | 340 | Health & Medical Sciences Faculty Office | 4.68 | Quiet Room | 1 | Office Space Group | 119 | Informal Work Space |  | Excellent | 1,166.66 | NO
North Terrace_NT30-Helen Mayo North_Third Floor_N313 _ Open Plan - Circ | NT-NT30-05-N313 | NT30-05-N313-Open Plan - Circ | North Terrace | NT | NT30 | Helen Mayo North | 05 | Third Floor | N313 | 99956 | Faculty of Health & Medical Sciences - Shared Space | 340 | Health & Medical Sciences Faculty Office | 42.12 | Open Plan - Circ | 1 | Office Space Group | 111 | Open Plan - Specific type not defined |  | Excellent | 10,499.92 | NO
North Terrace_NT30-Helen Mayo North_Third Floor_N313.01 _ Workstation | NT-NT30-05-N313.01 | NT30-05-N313.01-Workstation | North Terrace | NT | NT30 | Helen Mayo North | 05 | Third Floor | N313.01 | 99956 | Faculty of Health & Medical Sciences - Shared Space | 340 | Health & Medical Sciences Faculty Office | 4.9 | Workstation | 1 | Office Space Group | 111 | Open Plan - Specific type not defined |  | Excellent | 1,221.50 | NO
North Terrace_NT30-Helen Mayo North_Third Floor_N313.02 _ Workstation | NT-NT30-05-N313.02 | NT30-05-N313.02-Workstation | North Terrace | NT | NT30 | Helen Mayo North | 05 | Third Floor | N313.02 | 99956 | Faculty of Health & Medical Sciences - Shared Space | 340 | Health & Medical Sciences Faculty Office | 4.9 | Workstation | 1 | Office Space Group | 111 | Open Plan - Specific type not defined |  | Excellent | 1,221.50 | NO
North Terrace_NT30-Helen Mayo North_Third Floor_N313.03 _ Workstation | NT-NT30-05-N313.03 | NT30-05-N313.03-Workstation | North Terrace | NT | NT30 | Helen Mayo North | 05 | Third Floor | N313.03 | 99956 | Faculty of Health & Medical Sciences - Shared Space | 340 | Health & Medical Sciences Faculty Office | 4.9 | Workstation | 1 | Office Space Group | 111 | Open Plan - Specific type not defined |  | Excellent | 1,221.50 | NO
North Terrace_NT30-Helen Mayo North_Third Floor_N313.04 _ Workstation | NT-NT30-05-N313.04 | NT30-05-N313.04-Workstation | North Terrace | NT | NT30 | Helen Mayo North | 05 | Third Floor | N313.04 | 99956 | Faculty of Health & Medical Sciences - Shared Space | 340 | Health & Medical Sciences Faculty Office | 3.2 | Workstation | 1 | Office Space Group | 111 | Open Plan - Specific type not defined |  | Excellent | 797.71 | NO
North Terrace_NT30-Helen Mayo North_Third Floor_N313.05 _ Workstation | NT-NT30-05-N313.05 | NT30-05-N313.05-Workstation | North Terrace | NT | NT30 | Helen Mayo North | 05 | Third Floor | N313.05 | 99956 | Faculty of Health & Medical Sciences - Shared Space | 340 | Health & Medical Sciences Faculty Office | 3.2 | Workstation | 1 | Office Space Group | 111 | Open Plan - Specific type not defined |  | Excellent | 797.71 | NO
North Terrace_NT30-Helen Mayo North_Third Floor_N313.06 _ Workstation | NT-NT30-05-N313.06 | NT30-05-N313.06-Workstation | North Terrace | NT | NT30 | Helen Mayo North | 05 | Third Floor | N313.06 | 99956 | Faculty of Health & Medical Sciences - Shared Space | 340 | Health & Medical Sciences Faculty Office | 3.2 | Workstation | 1 | Office Space Group | 111 | Open Plan - Specific type not defined |  | Excellent | 797.71 | NO
North Terrace_NT30-Helen Mayo North_Third Floor_N313.07 _ Workstation | NT-NT30-05-N313.07 | NT30-05-N313.07-Workstation | North Terrace | NT | NT30 | Helen Mayo North | 05 | Third Floor | N313.07 | 99956 | Faculty of Health & Medical Sciences - Shared Space | 340 | Health & Medical Sciences Faculty Office | 3.2 | Workstation | 1 | Office Space Group | 111 | Open Plan - Specific type not defined |  | Excellent | 797.71 | NO
North Terrace_NT30-Helen Mayo North_Third Floor_N313.08 _ Workstation | NT-NT30-05-N313.08 | NT30-05-N313.08-Workstation | North Terrace | NT | NT30 | Helen Mayo North | 05 | Third Floor | N313.08 | 99956 | Faculty of Health & Medical Sciences - Shared Space | 340 | Health & Medical Sciences Faculty Office | 3.2 | Workstation | 1 | Office Space Group | 111 | Open Plan - Specific type not defined |  | Excellent | 797.71 | NO
North Terrace_NT30-Helen Mayo North_Third Floor_N313.09 _ Workstation | NT-NT30-05-N313.09 | NT30-05-N313.09-Workstation | North Terrace | NT | NT30 | Helen Mayo North | 05 | Third Floor | N313.09 | 99956 | Faculty of Health & Medical Sciences - Shared Space | 340 | Health & Medical Sciences Faculty Office | 3.2 | Workstation | 1 | Office Space Group | 111 | Open Plan - Specific type not defined |  | Excellent | 797.71 | NO
North Terrace_NT30-Helen Mayo North_Third Floor_N313.10 _ Workstation | NT-NT30-05-N313.10 | NT30-05-N313.10-Workstation | North Terrace | NT | NT30 | Helen Mayo North | 05 | Third Floor | N313.10 | 99956 | Faculty of Health & Medical Sciences - Shared Space | 340 | Health & Medical Sciences Faculty Office | 3.2 | Workstation | 1 | Office Space Group | 111 | Open Plan - Specific type not defined |  | Excellent | 797.71 | NO
North Terrace_NT30-Helen Mayo North_Third Floor_N313.11 _ Workstation | NT-NT30-05-N313.11 | NT30-05-N313.11-Workstation | North Terrace | NT | NT30 | Helen Mayo North | 05 | Third Floor | N313.11 | 99956 | Faculty of Health & Medical Sciences - Shared Space | 340 | Health & Medical Sciences Faculty Office | 3.2 | Workstation | 1 | Office Space Group | 111 | Open Plan - Specific type not defined |  | Excellent | 797.71 | NO
North Terrace_NT30-Helen Mayo North_Third Floor_N313.12 _ Workstation | NT-NT30-05-N313.12 | NT30-05-N313.12-Workstation | North Terrace | NT | NT30 | Helen Mayo North | 05 | Third Floor | N313.12 | 99956 | Faculty of Health & Medical Sciences - Shared Space | 340 | Health & Medical Sciences Faculty Office | 3.2 | Workstation | 1 | Office Space Group | 111 | Open Plan - Specific type not defined |  | Excellent | 797.71 | NO
North Terrace_NT30-Helen Mayo North_Third Floor_N313.13 _ Workstation | NT-NT30-05-N313.13 | NT30-05-N313.13-Workstation | North Terrace | NT | NT30 | Helen Mayo North | 05 | Third Floor | N313.13 | 99956 | Faculty of Health & Medical Sciences - Shared Space | 340 | Health & Medical Sciences Faculty Office | 3.2 | Workstation | 1 | Office Space Group | 111 | Open Plan - Specific type not defined |  | Excellent | 797.71 | NO
North Terrace_NT30-Helen Mayo North_Third Floor_N313.14 _ Workstation | NT-NT30-05-N313.14 | NT30-05-N313.14-Workstation | North Terrace | NT | NT30 | Helen Mayo North | 05 | Third Floor | N313.14 | 99956 | Faculty of Health & Medical Sciences - Shared Space | 340 | Health & Medical Sciences Faculty Office | 3.2 | Workstation | 1 | Office Space Group | 111 | Open Plan - Specific type not defined |  | Excellent | 797.71 | NO
North Terrace_NT30-Helen Mayo North_Third Floor_N313.15 _ Workstation | NT-NT30-05-N313.15 | NT30-05-N313.15-Workstation | North Terrace | NT | NT30 | Helen Mayo North | 05 | Third Floor | N313.15 | 99956 | Faculty of Health & Medical Sciences - Shared Space | 340 | Health & Medical Sciences Faculty Office | 3.2 | Workstation | 1 | Office Space Group | 111 | Open Plan - Specific type not defined |  | Excellent | 797.71 | NO
North Terrace_NT30-Helen Mayo North_Third Floor_N313.16 _ Workstation | NT-NT30-05-N313.16 | NT30-05-N313.16-Workstation | North Terrace | NT | NT30 | Helen Mayo North | 05 | Third Floor | N313.16 | 99956 | Faculty of Health & Medical Sciences - Shared Space | 340 | Health & Medical Sciences Faculty Office | 3.2 | Workstation | 1 | Office Space Group | 111 | Open Plan - Specific type not defined |  | Excellent | 797.71 | NO
North Terrace_NT30-Helen Mayo North_Third Floor_N313.17 _ Workstation | NT-NT30-05-N313.17 | NT30-05-N313.17-Workstation | North Terrace | NT | NT30 | Helen Mayo North | 05 | Third Floor | N313.17 | 99956 | Faculty of Health & Medical Sciences - Shared Space | 340 | Health & Medical Sciences Faculty Office | 3.2 | Workstation | 1 | Office Space Group | 111 | Open Plan - Specific type not defined |  | Excellent | 797.71 | NO
North Terrace_NT30-Helen Mayo North_Third Floor_N313.18 _ Workstation | NT-NT30-05-N313.18 | NT30-05-N313.18-Workstation | North Terrace | NT | NT30 | Helen Mayo North | 05 | Third Floor | N313.18 | 99956 | Faculty of Health & Medical Sciences - Shared Space | 340 | Health & Medical Sciences Faculty Office | 3.2 | Workstation | 1 | Office Space Group | 111 | Open Plan - Specific type not defined |  | Excellent | 797.71 | NO
North Terrace_NT30-Helen Mayo North_Third Floor_N313.19 _ Workstation | NT-NT30-05-N313.19 | NT30-05-N313.19-Workstation | North Terrace | NT | NT30 | Helen Mayo North | 05 | Third Floor | N313.19 | 99956 | Faculty of Health & Medical Sciences - Shared Space | 340 | Health & Medical Sciences Faculty Office | 3.2 | Workstation | 1 | Office Space Group | 111 | Open Plan - Specific type not defined |  | Excellent | 797.71 | NO
North Terrace_NT30-Helen Mayo North_Third Floor_N313.20 _ Workstation | NT-NT30-05-N313.20 | NT30-05-N313.20-Workstation | North Terrace | NT | NT30 | Helen Mayo North | 05 | Third Floor | N313.20 | 99956 | Faculty of Health & Medical Sciences - Shared Space | 340 | Health & Medical Sciences Faculty Office | 3.2 | Workstation | 1 | Office Space Group | 111 | Open Plan - Specific type not defined |  | Excellent | 797.71 | NO
North Terrace_NT30-Helen Mayo North_Third Floor_N313.21 _ Workstation | NT-NT30-05-N313.21 | NT30-05-N313.21-Workstation | North Terrace | NT | NT30 | Helen Mayo North | 05 | Third Floor | N313.21 | 99956 | Faculty of Health & Medical Sciences - Shared Space | 340 | Health & Medical Sciences Faculty Office | 3.2 | Workstation | 1 | Office Space Group | 111 | Open Plan - Specific type not defined |  | Excellent | 797.71 | NO
North Terrace_NT30-Helen Mayo North_Third Floor_N313.22 _ Workstation | NT-NT30-05-N313.22 | NT30-05-N313.22-Workstation | North Terrace | NT | NT30 | Helen Mayo North | 05 | Third Floor | N313.22 | 99956 | Faculty of Health & Medical Sciences - Shared Space | 340 | Health & Medical Sciences Faculty Office | 3.2 | Workstation | 1 | Office Space Group | 111 | Open Plan - Specific type not defined |  | Excellent | 797.71 | NO
North Terrace_NT30-Helen Mayo North_Third Floor_N313.23 _ Workstation | NT-NT30-05-N313.23 | NT30-05-N313.23-Workstation | North Terrace | NT | NT30 | Helen Mayo North | 05 | Third Floor | N313.23 | 99956 | Faculty of Health & Medical Sciences - Shared Space | 340 | Health & Medical Sciences Faculty Office | 3.2 | Workstation | 1 | Office Space Group | 111 | Open Plan - Specific type not defined |  | Excellent | 797.71 | NO
North Terrace_NT30-Helen Mayo North_Third Floor_N313.24 _ Workstation | NT-NT30-05-N313.24 | NT30-05-N313.24-Workstation | North Terrace | NT | NT30 | Helen Mayo North | 05 | Third Floor | N313.24 | 99956 | Faculty of Health & Medical Sciences - Shared Space | 340 | Health & Medical Sciences Faculty Office | 3.2 | Workstation | 1 | Office Space Group | 111 | Open Plan - Specific type not defined |  | Excellent | 797.71 | NO
North Terrace_NT30-Helen Mayo North_Third Floor_N313.25 _ Workstation | NT-NT30-05-N313.25 | NT30-05-N313.25-Workstation | North Terrace | NT | NT30 | Helen Mayo North | 05 | Third Floor | N313.25 | 99956 | Faculty of Health & Medical Sciences - Shared Space | 340 | Health & Medical Sciences Faculty Office | 3.2 | Workstation | 1 | Office Space Group | 111 | Open Plan - Specific type not defined |  | Excellent | 797.71 | NO
North Terrace_NT30-Helen Mayo North_Third Floor_N313.26 _ Workstation | NT-NT30-05-N313.26 | NT30-05-N313.26-Workstation | North Terrace | NT | NT30 | Helen Mayo North | 05 | Third Floor | N313.26 | 99956 | Faculty of Health & Medical Sciences - Shared Space | 340 | Health & Medical Sciences Faculty Office | 3.2 | Workstation | 1 | Office Space Group | 111 | Open Plan - Specific type not defined |  | Excellent | 797.71 | NO
North Terrace_NT30-Helen Mayo North_Third Floor_N313.27 _ Workstation | NT-NT30-05-N313.27 | NT30-05-N313.27-Workstation | North Terrace | NT | NT30 | Helen Mayo North | 05 | Third Floor | N313.27 | 99956 | Faculty of Health & Medical Sciences - Shared Space | 340 | Health & Medical Sciences Faculty Office | 3.2 | Workstation | 1 | Office Space Group | 111 | Open Plan - Specific type not defined |  | Excellent | 797.71 | NO
North Terrace_NT30-Helen Mayo North_Third Floor_N313.28 _ Workstation | NT-NT30-05-N313.28 | NT30-05-N313.28-Workstation | North Terrace | NT | NT30 | Helen Mayo North | 05 | Third Floor | N313.28 | 99956 | Faculty of Health & Medical Sciences - Shared Space | 340 | Health & Medical Sciences Faculty Office | 3.2 | Workstation | 1 | Office Space Group | 111 | Open Plan - Specific type not defined |  | Excellent | 797.71 | NO
North Terrace_NT30-Helen Mayo North_Third Floor_N313.29 _ Workstation | NT-NT30-05-N313.29 | NT30-05-N313.29-Workstation | North Terrace | NT | NT30 | Helen Mayo North | 05 | Third Floor | N313.29 | 99956 | Faculty of Health & Medical Sciences - Shared Space | 340 | Health & Medical Sciences Faculty Office | 3.2 | Workstation | 1 | Office Space Group | 111 | Open Plan - Specific type not defined |  | Excellent | 797.71 | NO
North Terrace_NT30-Helen Mayo North_Third Floor_N313.30 _ Workstation | NT-NT30-05-N313.30 | NT30-05-N313.30-Workstation | North Terrace | NT | NT30 | Helen Mayo North | 05 | Third Floor | N313.30 | 99956 | Faculty of Health & Medical Sciences - Shared Space | 340 | Health & Medical Sciences Faculty Office | 3.2 | Workstation | 1 | Office Space Group | 111 | Open Plan - Specific type not defined |  | Excellent | 797.71 | NO
North Terrace_NT30-Helen Mayo North_Third Floor_N313.31 _ Workstation | NT-NT30-05-N313.31 | NT30-05-N313.31-Workstation | North Terrace | NT | NT30 | Helen Mayo North | 05 | Third Floor | N313.31 | 99956 | Faculty of Health & Medical Sciences - Shared Space | 340 | Health & Medical Sciences Faculty Office | 3.02 | Workstation | 1 | Office Space Group | 111 | Open Plan - Specific type not defined |  | Excellent | 752.84 | NO
North Terrace_NT30-Helen Mayo North_Third Floor_N313.32 _ Workstation | NT-NT30-05-N313.32 | NT30-05-N313.32-Workstation | North Terrace | NT | NT30 | Helen Mayo North | 05 | Third Floor | N313.32 | 99956 | Faculty of Health & Medical Sciences - Shared Space | 340 | Health & Medical Sciences Faculty Office | 3.01 | Workstation | 1 | Office Space Group | 111 | Open Plan - Specific type not defined |  | Excellent | 750.35 | NO
North Terrace_NT30-Helen Mayo North_Third Floor_N313A _ Meeting - Informal | NT-NT30-05-N313A | NT30-05-N313A-Meeting - Informal | North Terrace | NT | NT30 | Helen Mayo North | 05 | Third Floor | N313A | 99956 | Faculty of Health & Medical Sciences - Shared Space | 340 | Health & Medical Sciences Faculty Office | 11.32 | Meeting - Informal | 1 | Office Space Group | 119 | Informal Work Space |  | Excellent | 2,821.91 | NO
North Terrace_NT30-Helen Mayo North_Third Floor_N313B _ Meeting - Informal | NT-NT30-05-N313B | NT30-05-N313B-Meeting - Informal | North Terrace | NT | NT30 | Helen Mayo North | 05 | Third Floor | N313B | 99956 | Faculty of Health & Medical Sciences - Shared Space | 340 | Health & Medical Sciences Faculty Office | 11.04 | Meeting - Informal | 1 | Office Space Group | 119 | Informal Work Space |  | Excellent | 2,752.11 | NO
North Terrace_NT30-Helen Mayo North_Third Floor_N313D _ VSR | NT-NT30-05-N313D | NT30-05-N313D-VSR | North Terrace | NT | NT30 | Helen Mayo North | 05 | Third Floor | N313D | 99939 | Unusable Spaces | 99939 | Unusable Spaces | 0.46 | VSR | 8 | Non Useable Floor Area Space Group | 840 | Non-usable - Service riser |  | Unknown | 0.00 | NO
North Terrace_NT30-Helen Mayo North_Third Floor_N313E _ VSR | NT-NT30-05-N313E | NT30-05-N313E-VSR | North Terrace | NT | NT30 | Helen Mayo North | 05 | Third Floor | N313E | 99939 | Unusable Spaces | 99939 | Unusable Spaces | 0.36 | VSR | 8 | Non Useable Floor Area Space Group | 840 | Non-usable - Service riser |  | Unknown | 0.00 | NO
North Terrace_NT30-Helen Mayo North_Third Floor_N313F _ VSR | NT-NT30-05-N313F | NT30-05-N313F-VSR | North Terrace | NT | NT30 | Helen Mayo North | 05 | Third Floor | N313F | 99939 | Unusable Spaces | 99939 | Unusable Spaces | 0.35 | VSR | 8 | Non Useable Floor Area Space Group | 840 | Non-usable - Service riser |  | Unknown | 0.00 | NO
North Terrace_NT30-Helen Mayo North_Third Floor_N314 _ Office | NT-NT30-05-N314 | NT30-05-N314-Office | North Terrace | NT | NT30 | Helen Mayo North | 05 | Third Floor | N314 | 99956 | Faculty of Health & Medical Sciences - Shared Space | 340 | Health & Medical Sciences Faculty Office | 11.49 | Office | 1 | Office Space Group | 100 | Office - Specific type not defined |  | Excellent | 2,864.29 | NO
North Terrace_NT30-Helen Mayo North_Third Floor_N315 _ Office | NT-NT30-05-N315 | NT30-05-N315-Office | North Terrace | NT | NT30 | Helen Mayo North | 05 | Third Floor | N315 | 99956 | Faculty of Health & Medical Sciences - Shared Space | 340 | Health & Medical Sciences Faculty Office | 11.85 | Office | 1 | Office Space Group | 100 | Office - Specific type not defined |  | Excellent | 2,954.04 | NO
North Terrace_NT30-Helen Mayo North_Third Floor_N315D _ VSR | NT-NT30-05-N315D | NT30-05-N315D-VSR | North Terrace | NT | NT30 | Helen Mayo North | 05 | Third Floor | N315D | 99939 | Unusable Spaces | 99939 | Unusable Spaces | 0.15 | VSR | 8 | Non Useable Floor Area Space Group | 840 | Non-usable - Service riser |  | Unknown | 0.00 | NO
North Terrace_NT30-Helen Mayo North_Third Floor_N315E _ VSR | NT-NT30-05-N315E | NT30-05-N315E-VSR | North Terrace | NT | NT30 | Helen Mayo North | 05 | Third Floor | N315E | 99939 | Unusable Spaces | 99939 | Unusable Spaces | 0.33 | VSR | 8 | Non Useable Floor Area Space Group | 840 | Non-usable - Service riser |  | Unknown | 0.00 | NO
North Terrace_NT30-Helen Mayo North_Third Floor_N315F _ VSR | NT-NT30-05-N315F | NT30-05-N315F-VSR | North Terrace | NT | NT30 | Helen Mayo North | 05 | Third Floor | N315F | 99939 | Unusable Spaces | 99939 | Unusable Spaces | 0.2 | VSR | 8 | Non Useable Floor Area Space Group | 840 | Non-usable - Service riser |  | Unknown | 0.00 | NO
North Terrace_NT30-Helen Mayo North_Third Floor_N315G _ VSR | NT-NT30-05-N315G | NT30-05-N315G-VSR | North Terrace | NT | NT30 | Helen Mayo North | 05 | Third Floor | N315G | 99939 | Unusable Spaces | 99939 | Unusable Spaces | 0.3 | VSR | 8 | Non Useable Floor Area Space Group | 840 | Non-usable - Service riser |  | Unknown | 0.00 | NO
North Terrace_NT30-Helen Mayo North_Third Floor_N315H _ VSR | NT-NT30-05-N315H | NT30-05-N315H-VSR | North Terrace | NT | NT30 | Helen Mayo North | 05 | Third Floor | N315H | 99939 | Unusable Spaces | 99939 | Unusable Spaces | 0.25 | VSR | 8 | Non Useable Floor Area Space Group | 840 | Non-usable - Service riser |  | Unknown | 0.00 | NO
North Terrace_NT30-Helen Mayo North_Third Floor_N316 _ Quiet Room | NT-NT30-05-N316 | NT30-05-N316-Quiet Room | North Terrace | NT | NT30 | Helen Mayo North | 05 | Third Floor | N316 | 99956 | Faculty of Health & Medical Sciences - Shared Space | 340 | Health & Medical Sciences Faculty Office | 4.68 | Quiet Room | 1 | Office Space Group | 119 | Informal Work Space |  | Excellent | 1,166.66 | NO
North Terrace_NT30-Helen Mayo North_Third Floor_N316D _ VSR | NT-NT30-05-N316D | NT30-05-N316D-VSR | North Terrace | NT | NT30 | Helen Mayo North | 05 | Third Floor | N316D | 99939 | Unusable Spaces | 99939 | Unusable Spaces | 0.2 | VSR | 8 | Non Useable Floor Area Space Group | 840 | Non-usable - Service riser |  | Unknown | 0.00 | NO
North Terrace_NT30-Helen Mayo North_Third Floor_N316E _ VSR | NT-NT30-05-N316E | NT30-05-N316E-VSR | North Terrace | NT | NT30 | Helen Mayo North | 05 | Third Floor | N316E | 99939 | Unusable Spaces | 99939 | Unusable Spaces | 0.28 | VSR | 8 | Non Useable Floor Area Space Group | 840 | Non-usable - Service riser |  | Unknown | 0.00 | NO
North Terrace_NT30-Helen Mayo North_Third Floor_N316F _ VSR | NT-NT30-05-N316F | NT30-05-N316F-VSR | North Terrace | NT | NT30 | Helen Mayo North | 05 | Third Floor | N316F | 99939 | Unusable Spaces | 99939 | Unusable Spaces | 0.17 | VSR | 8 | Non Useable Floor Area Space Group | 840 | Non-usable - Service riser |  | Unknown | 0.00 | NO
North Terrace_NT30-Helen Mayo North_Third Floor_N316G _ VSR | NT-NT30-05-N316G | NT30-05-N316G-VSR | North Terrace | NT | NT30 | Helen Mayo North | 05 | Third Floor | N316G | 99939 | Unusable Spaces | 99939 | Unusable Spaces | 0.3 | VSR | 8 | Non Useable Floor Area Space Group | 840 | Non-usable - Service riser |  | Unknown | 0.00 | NO
North Terrace_NT30-Helen Mayo North_Third Floor_N317 _ Meeting | NT-NT30-05-N317 | NT30-05-N317-Meeting | North Terrace | NT | NT30 | Helen Mayo North | 05 | Third Floor | N317 | 99956 | Faculty of Health & Medical Sciences - Shared Space | 340 | Health & Medical Sciences Faculty Office | 8.79 | Meeting | 6 | General Facility Space Group | 601 | General Facility - Committee/Conference/Meeting room |  | Excellent | 2,454.17 | NO
North Terrace_NT30-Helen Mayo North_Third Floor_N318 _ Meeting | NT-NT30-05-N318 | NT30-05-N318-Meeting | North Terrace | NT | NT30 | Helen Mayo North | 05 | Third Floor | N318 | 99956 | Faculty of Health & Medical Sciences - Shared Space | 340 | Health & Medical Sciences Faculty Office | 13.88 | Meeting | 6 | General Facility Space Group | 601 | General Facility - Committee/Conference/Meeting room |  | Excellent | 3,875.30 | NO
North Terrace_NT30-Helen Mayo North_Third Floor_N319 _ Store Room | NT-NT30-05-N319 | NT30-05-N319-Store Room | North Terrace | NT | NT30 | Helen Mayo North | 05 | Third Floor | N319 | 99956 | Faculty of Health & Medical Sciences - Shared Space | 340 | Health & Medical Sciences Faculty Office | 16.24 | Store Room | 6 | General Facility Space Group | 600 | General Facility - Specific type not defined |  | Excellent | 4,534.21 | NO
North Terrace_NT30-Helen Mayo North_Third Floor_N320 _ Meeting | NT-NT30-05-N320 | NT30-05-N320-Meeting | North Terrace | NT | NT30 | Helen Mayo North | 05 | Third Floor | N320 | 99956 | Faculty of Health & Medical Sciences - Shared Space | 340 | Health & Medical Sciences Faculty Office | 8.57 | Meeting | 6 | General Facility Space Group | 601 | General Facility - Committee/Conference/Meeting room |  | Excellent | 2,392.74 | NO
North Terrace_NT30-Helen Mayo North_Third Floor_N320D _ VSR | NT-NT30-05-N320D | NT30-05-N320D-VSR | North Terrace | NT | NT30 | Helen Mayo North | 05 | Third Floor | N320D | 99939 | Unusable Spaces | 99939 | Unusable Spaces | 0.88 | VSR | 8 | Non Useable Floor Area Space Group | 840 | Non-usable - Service riser |  | Unknown | 0.00 | NO
North Terrace_NT30-Helen Mayo North_Third Floor_N321 _ Meeting | NT-NT30-05-N321 | NT30-05-N321-Meeting | North Terrace | NT | NT30 | Helen Mayo North | 05 | Third Floor | N321 | 99956 | Faculty of Health & Medical Sciences - Shared Space | 340 | Health & Medical Sciences Faculty Office | 13.54 | Meeting | 6 | General Facility Space Group | 601 | General Facility - Committee/Conference/Meeting room |  | Excellent | 3,780.37 | NO
North Terrace_NT30-Helen Mayo North_Third Floor_N321D _ VSR | NT-NT30-05-N321D | NT30-05-N321D-VSR | North Terrace | NT | NT30 | Helen Mayo North | 05 | Third Floor | N321D | 99939 | Unusable Spaces | 99939 | Unusable Spaces | 0.2 | VSR | 8 | Non Useable Floor Area Space Group | 840 | Non-usable - Service riser |  | Unknown | 0.00 | NO
North Terrace_NT30-Helen Mayo North_Third Floor_N321E _ VSR | NT-NT30-05-N321E | NT30-05-N321E-VSR | North Terrace | NT | NT30 | Helen Mayo North | 05 | Third Floor | N321E | 99939 | Unusable Spaces | 99939 | Unusable Spaces | 0.25 | VSR | 8 | Non Useable Floor Area Space Group | 840 | Non-usable - Service riser |  | Unknown | 0.00 | NO
North Terrace_NT30-Helen Mayo North_Third Floor_N321F _ VSR | NT-NT30-05-N321F | NT30-05-N321F-VSR | North Terrace | NT | NT30 | Helen Mayo North | 05 | Third Floor | N321F | 99939 | Unusable Spaces | 99939 | Unusable Spaces | 0.3 | VSR | 8 | Non Useable Floor Area Space Group | 840 | Non-usable - Service riser |  | Unknown | 0.00 | NO
North Terrace_NT30-Helen Mayo North_Third Floor_N322 _ Comms | NT-NT30-05-N322 | NT30-05-N322-Comms | North Terrace | NT | NT30 | Helen Mayo North | 05 | Third Floor | N322 | 850 | ITDS Branch Central Costs | 869 | Information Technology and Digital Services | 14.4 | Comms | 8 | Non Useable Floor Area Space Group | 812 | Non-usable - Comms/network system/Telephone/PABX |  | Excellent | 0.00 | NO
North Terrace_NT30-Helen Mayo North_Third Floor_N322D _ VSR | NT-NT30-05-N322D | NT30-05-N322D-VSR | North Terrace | NT | NT30 | Helen Mayo North | 05 | Third Floor | N322D | 99939 | Unusable Spaces | 99939 | Unusable Spaces | 0.4 | VSR | 8 | Non Useable Floor Area Space Group | 840 | Non-usable - Service riser |  | Unknown | 0.00 | NO
North Terrace_NT30-Helen Mayo North_Third Floor_N322E _ VSR | NT-NT30-05-N322E | NT30-05-N322E-VSR | North Terrace | NT | NT30 | Helen Mayo North | 05 | Third Floor | N322E | 99939 | Unusable Spaces | 99939 | Unusable Spaces | 0.4 | VSR | 8 | Non Useable Floor Area Space Group | 840 | Non-usable - Service riser |  | Unknown | 0.00 | NO
North Terrace_NT30-Helen Mayo North_Third Floor_N322F _ VSR | NT-NT30-05-N322F | NT30-05-N322F-VSR | North Terrace | NT | NT30 | Helen Mayo North | 05 | Third Floor | N322F | 99939 | Unusable Spaces | 99939 | Unusable Spaces | 0.5 | VSR | 8 | Non Useable Floor Area Space Group | 840 | Non-usable - Service riser |  | Unknown | 0.00 | NO
North Terrace_NT30-Helen Mayo North_Third Floor_N322G _ VSR | NT-NT30-05-N322G | NT30-05-N322G-VSR | North Terrace | NT | NT30 | Helen Mayo North | 05 | Third Floor | N322G | 99939 | Unusable Spaces | 99939 | Unusable Spaces | 0.45 | VSR | 8 | Non Useable Floor Area Space Group | 840 | Non-usable - Service riser |  | Unknown | 0.00 | NO
North Terrace_NT30-Helen Mayo North_Third Floor_N323 _ Open Plan - Circ | NT-NT30-05-N323 | NT30-05-N323-Open Plan - Circ | North Terrace | NT | NT30 | Helen Mayo North | 05 | Third Floor | N323 | 99956 | Faculty of Health & Medical Sciences - Shared Space | 340 | Health & Medical Sciences Faculty Office | 24.17 | Open Plan - Circ | 1 | Office Space Group | 111 | Open Plan - Specific type not defined |  | Excellent | 6,025.24 | NO
North Terrace_NT30-Helen Mayo North_Third Floor_N323.01 _ Workstation | NT-NT30-05-N323.01 | NT30-05-N323.01-Workstation | North Terrace | NT | NT30 | Helen Mayo North | 05 | Third Floor | N323.01 | 99956 | Faculty of Health & Medical Sciences - Shared Space | 340 | Health & Medical Sciences Faculty Office | 3.56 | Workstation | 1 | Office Space Group | 111 | Open Plan - Specific type not defined |  | Excellent | 887.46 | NO
North Terrace_NT30-Helen Mayo North_Third Floor_N323.02 _ Workstation | NT-NT30-05-N323.02 | NT30-05-N323.02-Workstation | North Terrace | NT | NT30 | Helen Mayo North | 05 | Third Floor | N323.02 | 99956 | Faculty of Health & Medical Sciences - Shared Space | 340 | Health & Medical Sciences Faculty Office | 3.56 | Workstation | 1 | Office Space Group | 111 | Open Plan - Specific type not defined |  | Excellent | 887.46 | NO
North Terrace_NT30-Helen Mayo North_Third Floor_N323.03 _ Workstation | NT-NT30-05-N323.03 | NT30-05-N323.03-Workstation | North Terrace | NT | NT30 | Helen Mayo North | 05 | Third Floor | N323.03 | 99956 | Faculty of Health & Medical Sciences - Shared Space | 340 | Health & Medical Sciences Faculty Office | 3.63 | Workstation | 1 | Office Space Group | 111 | Open Plan - Specific type not defined |  | Excellent | 904.91 | NO
North Terrace_NT30-Helen Mayo North_Third Floor_N323.04 _ Workstation | NT-NT30-05-N323.04 | NT30-05-N323.04-Workstation | North Terrace | NT | NT30 | Helen Mayo North | 05 | Third Floor | N323.04 | 99956 | Faculty of Health & Medical Sciences - Shared Space | 340 | Health & Medical Sciences Faculty Office | 3.17 | Workstation | 1 | Office Space Group | 111 | Open Plan - Specific type not defined |  | Excellent | 790.24 | NO
North Terrace_NT30-Helen Mayo North_Third Floor_N323.05 _ Workstation | NT-NT30-05-N323.05 | NT30-05-N323.05-Workstation | North Terrace | NT | NT30 | Helen Mayo North | 05 | Third Floor | N323.05 | 99956 | Faculty of Health & Medical Sciences - Shared Space | 340 | Health & Medical Sciences Faculty Office | 3.17 | Workstation | 1 | Office Space Group | 111 | Open Plan - Specific type not defined |  | Excellent | 790.24 | NO
North Terrace_NT30-Helen Mayo North_Third Floor_N323.06 _ Workstation | NT-NT30-05-N323.06 | NT30-05-N323.06-Workstation | North Terrace | NT | NT30 | Helen Mayo North | 05 | Third Floor | N323.06 | 99956 | Faculty of Health & Medical Sciences - Shared Space | 340 | Health & Medical Sciences Faculty Office | 3.24 | Workstation | 1 | Office Space Group | 111 | Open Plan - Specific type not defined |  | Excellent | 807.69 | NO
North Terrace_NT30-Helen Mayo North_Third Floor_N323.07 _ Workstation | NT-NT30-05-N323.07 | NT30-05-N323.07-Workstation | North Terrace | NT | NT30 | Helen Mayo North | 05 | Third Floor | N323.07 | 99956 | Faculty of Health & Medical Sciences - Shared Space | 340 | Health & Medical Sciences Faculty Office | 3.24 | Workstation | 1 | Office Space Group | 111 | Open Plan - Specific type not defined |  | Excellent | 807.69 | NO
North Terrace_NT30-Helen Mayo North_Third Floor_N323.08 _ Workstation | NT-NT30-05-N323.08 | NT30-05-N323.08-Workstation | North Terrace | NT | NT30 | Helen Mayo North | 05 | Third Floor | N323.08 | 99956 | Faculty of Health & Medical Sciences - Shared Space | 340 | Health & Medical Sciences Faculty Office | 3.17 | Workstation | 1 | Office Space Group | 111 | Open Plan - Specific type not defined |  | Excellent | 790.24 | NO
North Terrace_NT30-Helen Mayo North_Third Floor_N323.09 _ Workstation | NT-NT30-05-N323.09 | NT30-05-N323.09-Workstation | North Terrace | NT | NT30 | Helen Mayo North | 05 | Third Floor | N323.09 | 99956 | Faculty of Health & Medical Sciences - Shared Space | 340 | Health & Medical Sciences Faculty Office | 3.17 | Workstation | 1 | Office Space Group | 111 | Open Plan - Specific type not defined |  | Excellent | 790.24 | NO
North Terrace_NT30-Helen Mayo North_Third Floor_N323.10 _ Workstation | NT-NT30-05-N323.10 | NT30-05-N323.10-Workstation | North Terrace | NT | NT30 | Helen Mayo North | 05 | Third Floor | N323.10 | 99956 | Faculty of Health & Medical Sciences - Shared Space | 340 | Health & Medical Sciences Faculty Office | 3.24 | Workstation | 1 | Office Space Group | 111 | Open Plan - Specific type not defined |  | Excellent | 807.69 | NO
North Terrace_NT30-Helen Mayo North_Third Floor_N323.11 _ Workstation | NT-NT30-05-N323.11 | NT30-05-N323.11-Workstation | North Terrace | NT | NT30 | Helen Mayo North | 05 | Third Floor | N323.11 | 99956 | Faculty of Health & Medical Sciences - Shared Space | 340 | Health & Medical Sciences Faculty Office | 3.24 | Workstation | 1 | Office Space Group | 111 | Open Plan - Specific type not defined |  | Excellent | 807.69 | NO
North Terrace_NT30-Helen Mayo North_Third Floor_N323.12 _ Workstation | NT-NT30-05-N323.12 | NT30-05-N323.12-Workstation | North Terrace | NT | NT30 | Helen Mayo North | 05 | Third Floor | N323.12 | 99956 | Faculty of Health & Medical Sciences - Shared Space | 340 | Health & Medical Sciences Faculty Office | 3.17 | Workstation | 1 | Office Space Group | 111 | Open Plan - Specific type not defined |  | Excellent | 790.24 | NO
North Terrace_NT30-Helen Mayo North_Third Floor_N323.13 _ Workstation | NT-NT30-05-N323.13 | NT30-05-N323.13-Workstation | North Terrace | NT | NT30 | Helen Mayo North | 05 | Third Floor | N323.13 | 99956 | Faculty of Health & Medical Sciences - Shared Space | 340 | Health & Medical Sciences Faculty Office | 3.17 | Workstation | 1 | Office Space Group | 111 | Open Plan - Specific type not defined |  | Excellent | 790.24 | NO
North Terrace_NT30-Helen Mayo North_Third Floor_N323.14 _ Workstation | NT-NT30-05-N323.14 | NT30-05-N323.14-Workstation | North Terrace | NT | NT30 | Helen Mayo North | 05 | Third Floor | N323.14 | 99956 | Faculty of Health & Medical Sciences - Shared Space | 340 | Health & Medical Sciences Faculty Office | 4.18 | Workstation | 1 | Office Space Group | 111 | Open Plan - Specific type not defined |  | Excellent | 1,042.01 | NO
North Terrace_NT30-Helen Mayo North_Third Floor_N323.15 _ Workstation | NT-NT30-05-N323.15 | NT30-05-N323.15-Workstation | North Terrace | NT | NT30 | Helen Mayo North | 05 | Third Floor | N323.15 | 99956 | Faculty of Health & Medical Sciences - Shared Space | 340 | Health & Medical Sciences Faculty Office | 4.18 | Workstation | 1 | Office Space Group | 111 | Open Plan - Specific type not defined |  | Excellent | 1,042.01 | NO
North Terrace_NT30-Helen Mayo North_Third Floor_N323.16 _ Workstation | NT-NT30-05-N323.16 | NT30-05-N323.16-Workstation | North Terrace | NT | NT30 | Helen Mayo North | 05 | Third Floor | N323.16 | 99956 | Faculty of Health & Medical Sciences - Shared Space | 340 | Health & Medical Sciences Faculty Office | 4.28 | Workstation | 1 | Office Space Group | 111 | Open Plan - Specific type not defined |  | Excellent | 1,066.94 | NO
North Terrace_NT30-Helen Mayo North_Third Floor_N323A _ FHR | NT-NT30-05-N323A | NT30-05-N323A-FHR | North Terrace | NT | NT30 | Helen Mayo North | 05 | Third Floor | N323A | 99939 | Unusable Spaces | 99939 | Unusable Spaces | 0.3 | FHR | 8 | Non Useable Floor Area Space Group | 840 | Non-usable - Service riser |  | Unknown | 0.00 | NO
North Terrace_NT30-Helen Mayo North_Third Floor_N323B _ FHR | NT-NT30-05-N323B | NT30-05-N323B-FHR | North Terrace | NT | NT30 | Helen Mayo North | 05 | Third Floor | N323B | 99939 | Unusable Spaces | 99939 | Unusable Spaces | 0.63 | FHR | 8 | Non Useable Floor Area Space Group | 840 | Non-usable - Service riser |  | Unknown | 0.00 | NO
North Terrace_NT30-Helen Mayo North_Third Floor_N323C _ Meeting - Informal | NT-NT30-05-N323C | NT30-05-N323C-Meeting - Informal | North Terrace | NT | NT30 | Helen Mayo North | 05 | Third Floor | N323C | 99956 | Faculty of Health & Medical Sciences - Shared Space | 340 | Health & Medical Sciences Faculty Office | 11.14 | Meeting - Informal | 6 | General Facility Space Group | 601 | General Facility - Committee/Conference/Meeting room |  | Excellent | 3,110.29 | NO
North Terrace_NT30-Helen Mayo North_Third Floor_N323D _ VSR | NT-NT30-05-N323D | NT30-05-N323D-VSR | North Terrace | NT | NT30 | Helen Mayo North | 05 | Third Floor | N323D | 99939 | Unusable Spaces | 99939 | Unusable Spaces | 0.3 | VSR | 8 | Non Useable Floor Area Space Group | 840 | Non-usable - Service riser |  | Unknown | 0.00 | NO
North Terrace_NT30-Helen Mayo North_Third Floor_N323E _ VSR | NT-NT30-05-N323E | NT30-05-N323E-VSR | North Terrace | NT | NT30 | Helen Mayo North | 05 | Third Floor | N323E | 99939 | Unusable Spaces | 99939 | Unusable Spaces | 0.72 | VSR | 8 | Non Useable Floor Area Space Group | 840 | Non-usable - Service riser |  | Unknown | 0.00 | NO
North Terrace_NT30-Helen Mayo North_Third Floor_N324 _ Stair | NT-NT30-05-N324 | NT30-05-N324-Stair | North Terrace | NT | NT30 | Helen Mayo North | 05 | Third Floor | N324 | 99939 | Unusable Spaces | 99939 | Unusable Spaces | 13.84 | Stair | 8 | Non Useable Floor Area Space Group | 805 | Non-usable - Circulation space |  | Unknown | 0.00 | NO
North Terrace_NT30-Helen Mayo North_Third Floor_N325 _ Kitchen | NT-NT30-05-N325 | NT30-05-N325-Kitchen | North Terrace | NT | NT30 | Helen Mayo North | 05 | Third Floor | N325 | 99956 | Faculty of Health & Medical Sciences - Shared Space | 340 | Health & Medical Sciences Faculty Office | 70.11 | Kitchen | 6 | General Facility Space Group | 608 | General Facility - Kitchen/Servery/Food Storage |  | Excellent | 19,574.71 | NO
North Terrace_NT30-Helen Mayo North_Third Floor_N325E _ VSR | NT-NT30-05-N325E | NT30-05-N325E-VSR | North Terrace | NT | NT30 | Helen Mayo North | 05 | Third Floor | N325E | 99939 | Unusable Spaces | 99939 | Unusable Spaces | 0.33 | VSR | 8 | Non Useable Floor Area Space Group | 840 | Non-usable - Service riser |  | Unknown | 0.00 | NO
North Terrace_NT30-Helen Mayo North_Third Floor_N325F _ VSR | NT-NT30-05-N325F | NT30-05-N325F-VSR | North Terrace | NT | NT30 | Helen Mayo North | 05 | Third Floor | N325F | 99939 | Unusable Spaces | 99939 | Unusable Spaces | 0.17 | VSR | 8 | Non Useable Floor Area Space Group | 840 | Non-usable - Service riser |  | Unknown | 0.00 | NO
North Terrace_NT30-Helen Mayo North_Third Floor_N325G _ VSR | NT-NT30-05-N325G | NT30-05-N325G-VSR | North Terrace | NT | NT30 | Helen Mayo North | 05 | Third Floor | N325G | 99939 | Unusable Spaces | 99939 | Unusable Spaces | 0.2 | VSR | 8 | Non Useable Floor Area Space Group | 840 | Non-usable - Service riser |  | Unknown | 0.00 | NO
North Terrace_NT30-Helen Mayo North_Third Floor_N325H _ VSR | NT-NT30-05-N325H | NT30-05-N325H-VSR | North Terrace | NT | NT30 | Helen Mayo North | 05 | Third Floor | N325H | 99939 | Unusable Spaces | 99939 | Unusable Spaces | 1.15 | VSR | 8 | Non Useable Floor Area Space Group | 840 | Non-usable - Service riser |  | Unknown | 0.00 | NO
North Terrace_NT30-Helen Mayo North_Third Floor_N325I _ VSR | NT-NT30-05-N325I | NT30-05-N325I-VSR | North Terrace | NT | NT30 | Helen Mayo North | 05 | Third Floor | N325I | 99939 | Unusable Spaces | 99939 | Unusable Spaces | 0.42 | VSR | 8 | Non Useable Floor Area Space Group | 840 | Non-usable - Service riser |  | Unknown | 0.00 | NO
North Terrace_NT30-Helen Mayo North_Third Floor_N325J _ VSR | NT-NT30-05-N325J | NT30-05-N325J-VSR | North Terrace | NT | NT30 | Helen Mayo North | 05 | Third Floor | N325J | 99939 | Unusable Spaces | 99939 | Unusable Spaces | 0.25 | VSR | 8 | Non Useable Floor Area Space Group | 840 | Non-usable - Service riser |  | Unknown | 0.00 | NO
North Terrace_NT30-Helen Mayo North_Third Floor_N326 _ A/L | NT-NT30-05-N326 | NT30-05-N326-A/L | North Terrace | NT | NT30 | Helen Mayo North | 05 | Third Floor | N326 | 99939 | Unusable Spaces | 99939 | Unusable Spaces | 9.2 | A/L | 8 | Non Useable Floor Area Space Group | 805 | Non-usable - Circulation space |  | Excellent | 0.00 | NO
North Terrace_NT30-Helen Mayo North_Third Floor_N326D _ VSR | NT-NT30-05-N326D | NT30-05-N326D-VSR | North Terrace | NT | NT30 | Helen Mayo North | 05 | Third Floor | N326D | 99939 | Unusable Spaces | 99939 | Unusable Spaces | 0.2 | VSR | 8 | Non Useable Floor Area Space Group | 840 | Non-usable - Service riser |  | Unknown | 0.00 | NO
North Terrace_NT30-Helen Mayo North_Third Floor_N327 _ WC - F | NT-NT30-05-N327 | NT30-05-N327-WC - F | North Terrace | NT | NT30 | Helen Mayo North | 05 | Third Floor | N327 | 99939 | Unusable Spaces | 99939 | Unusable Spaces | 15.17 | WC - F | 8 | Non Useable Floor Area Space Group | 820 | Non-usable - Toilets/Amenities - Female |  | Excellent | 0.00 | NO
North Terrace_NT30-Helen Mayo North_Third Floor_N327A _ VSR | NT-NT30-05-N327A | NT30-05-N327A-VSR | North Terrace | NT | NT30 | Helen Mayo North | 05 | Third Floor | N327A | 99939 | Unusable Spaces | 99939 | Unusable Spaces | 1.3 | VSR | 8 | Non Useable Floor Area Space Group | 840 | Non-usable - Service riser |  | Unknown | 0.00 | NO
North Terrace_NT30-Helen Mayo North_Third Floor_N328 _ WC - M | NT-NT30-05-N328 | NT30-05-N328-WC - M | North Terrace | NT | NT30 | Helen Mayo North | 05 | Third Floor | N328 | 99939 | Unusable Spaces | 99939 | Unusable Spaces | 12.68 | WC - M | 8 | Non Useable Floor Area Space Group | 821 | Non-usable - Toilets/Amenities - Male |  | Excellent | 0.00 | NO
North Terrace_NT30-Helen Mayo North_Third Floor_N328A _ VSR | NT-NT30-05-N328A | NT30-05-N328A-VSR | North Terrace | NT | NT30 | Helen Mayo North | 05 | Third Floor | N328A | 99939 | Unusable Spaces | 99939 | Unusable Spaces | 0.81 | VSR | 8 | Non Useable Floor Area Space Group | 840 | Non-usable - Service riser |  | Unknown | 0.00 | NO
North Terrace_NT30-Helen Mayo North_Third Floor_N328D _ VSR | NT-NT30-05-N328D | NT30-05-N328D-VSR | North Terrace | NT | NT30 | Helen Mayo North | 05 | Third Floor | N328D | 99939 | Unusable Spaces | 99939 | Unusable Spaces | 0.27 | VSR | 8 | Non Useable Floor Area Space Group | 840 | Non-usable - Service riser |  | Unknown | 0.00 | NO
North Terrace_NT30-Helen Mayo North_Third Floor_N328E _ VSR | NT-NT30-05-N328E | NT30-05-N328E-VSR | North Terrace | NT | NT30 | Helen Mayo North | 05 | Third Floor | N328E | 99939 | Unusable Spaces | 99939 | Unusable Spaces | 0.32 | VSR | 8 | Non Useable Floor Area Space Group | 840 | Non-usable - Service riser |  | Unknown | 0.00 | NO
North Terrace_NT30-Helen Mayo North_Third Floor_N328F _ VSR | NT-NT30-05-N328F | NT30-05-N328F-VSR | North Terrace | NT | NT30 | Helen Mayo North | 05 | Third Floor | N328F | 99939 | Unusable Spaces | 99939 | Unusable Spaces | 0.17 | VSR | 8 | Non Useable Floor Area Space Group | 840 | Non-usable - Service riser |  | Unknown | 0.00 | NO
North Terrace_NT30-Helen Mayo North_Third Floor_N329 _ WC - Access - U (RH) | NT-NT30-05-N329 | NT30-05-N329-WC - Access - U (RH) | North Terrace | NT | NT30 | Helen Mayo North | 05 | Third Floor | N329 | 99939 | Unusable Spaces | 99939 | Unusable Spaces | 4.28 | WC - Access - U (RH) | 8 | Non Useable Floor Area Space Group | 818 | Non-usable - Toilets/Amenities - Unisex Accessible |  | Excellent | 0.00 | NO
North Terrace_NT30-Helen Mayo North_Third Floor_N330 _ Cleaners | NT-NT30-05-N330 | NT30-05-N330-Cleaners | North Terrace | NT | NT30 | Helen Mayo North | 05 | Third Floor | N330 | 99939 | Unusable Spaces | 99939 | Unusable Spaces | 3.42 | Cleaners | 8 | Non Useable Floor Area Space Group | 806 | Non-usable - Cleaners room |  | Excellent | 0.00 | NO
North Terrace_NT30-Helen Mayo North_Third Floor_N330D _ VSR | NT-NT30-05-N330D | NT30-05-N330D-VSR | North Terrace | NT | NT30 | Helen Mayo North | 05 | Third Floor | N330D | 99939 | Unusable Spaces | 99939 | Unusable Spaces | 0.25 | VSR | 8 | Non Useable Floor Area Space Group | 840 | Non-usable - Service riser |  | Unknown | 0.00 | NO
North Terrace_NT30-Helen Mayo North_Third Floor_N330E _ VSR | NT-NT30-05-N330E | NT30-05-N330E-VSR | North Terrace | NT | NT30 | Helen Mayo North | 05 | Third Floor | N330E | 99939 | Unusable Spaces | 99939 | Unusable Spaces | 0.25 | VSR | 8 | Non Useable Floor Area Space Group | 840 | Non-usable - Service riser |  | Unknown | 0.00 | NO
North Terrace_NT30-Helen Mayo North_Third Floor_N330F _ VSR | NT-NT30-05-N330F | NT30-05-N330F-VSR | North Terrace | NT | NT30 | Helen Mayo North | 05 | Third Floor | N330F | 99939 | Unusable Spaces | 99939 | Unusable Spaces | 0.27 | VSR | 8 | Non Useable Floor Area Space Group | 840 | Non-usable - Service riser |  | Unknown | 0.00 | NO
North Terrace_NT30-Helen Mayo North_Third Floor_N330G _ VSR | NT-NT30-05-N330G | NT30-05-N330G-VSR | North Terrace | NT | NT30 | Helen Mayo North | 05 | Third Floor | N330G | 99939 | Unusable Spaces | 99939 | Unusable Spaces | 0.2 | VSR | 8 | Non Useable Floor Area Space Group | 840 | Non-usable - Service riser |  | Unknown | 0.00 | NO
North Terrace_NT30-Helen Mayo North_Third Floor_N330H _ VSR | NT-NT30-05-N330H | NT30-05-N330H-VSR | North Terrace | NT | NT30 | Helen Mayo North | 05 | Third Floor | N330H | 99939 | Unusable Spaces | 99939 | Unusable Spaces | 0.25 | VSR | 8 | Non Useable Floor Area Space Group | 840 | Non-usable - Service riser |  | Unknown | 0.00 | NO
North Terrace_NT30-Helen Mayo North_Third Floor_N331D _ VSR | NT-NT30-05-N331D | NT30-05-N331D-VSR | North Terrace | NT | NT30 | Helen Mayo North | 05 | Third Floor | N331D | 99939 | Unusable Spaces | 99939 | Unusable Spaces | 0.2 | VSR | 8 | Non Useable Floor Area Space Group | 840 | Non-usable - Service riser |  | Unknown | 0.00 | NO
North Terrace_NT30-Helen Mayo North_Third Floor_N332D _ VSR | NT-NT30-05-N332D | NT30-05-N332D-VSR | North Terrace | NT | NT30 | Helen Mayo North | 05 | Third Floor | N332D | 99939 | Unusable Spaces | 99939 | Unusable Spaces | 0.47 | VSR | 8 | Non Useable Floor Area Space Group | 840 | Non-usable - Service riser |  | Unknown | 0.00 | NO
North Terrace_NT30-Helen Mayo North_Third Floor_N332E _ VSR | NT-NT30-05-N332E | NT30-05-N332E-VSR | North Terrace | NT | NT30 | Helen Mayo North | 05 | Third Floor | N332E | 99939 | Unusable Spaces | 99939 | Unusable Spaces | 0.35 | VSR | 8 | Non Useable Floor Area Space Group | 840 | Non-usable - Service riser |  | Unknown | 0.00 | NO
North Terrace_NT30-Helen Mayo North_Third Floor_N332F _ VSR | NT-NT30-05-N332F | NT30-05-N332F-VSR | North Terrace | NT | NT30 | Helen Mayo North | 05 | Third Floor | N332F | 99939 | Unusable Spaces | 99939 | Unusable Spaces | 0.55 | VSR | 8 | Non Useable Floor Area Space Group | 840 | Non-usable - Service riser |  | Unknown | 0.00 | NO
North Terrace_NT30-Helen Mayo North_Third Floor_N350 _ VSR | NT-NT30-05-N350 | NT30-05-N350-VSR | North Terrace | NT | NT30 | Helen Mayo North | 05 | Third Floor | N350 | 99939 | Unusable Spaces | 99939 | Unusable Spaces | 12.5 | VSR | 8 | Non Useable Floor Area Space Group | 840 | Non-usable - Service riser |  | Unknown | 0.00 | NO
North Terrace_NT30-Helen Mayo North_Third Floor_N350B _ VSR | NT-NT30-05-N350B | NT30-05-N350B-VSR | North Terrace | NT | NT30 | Helen Mayo North | 05 | Third Floor | N350B | 99939 | Unusable Spaces | 99939 | Unusable Spaces | 12.86 | VSR | 8 | Non Useable Floor Area Space Group | 840 | Non-usable - Service riser |  | Unknown | 0.00 | NO
North Terrace_NT30-Helen Mayo North_Fourth Floor_N400 _ Corr. | NT-NT30-06-N400 | NT30-06-N400-Corr. | North Terrace | NT | NT30 | Helen Mayo North | 06 | Fourth Floor | N400 | 99939 | Unusable Spaces | 99939 | Unusable Spaces | 20.33 | Corr. | 8 | Non Useable Floor Area Space Group | 805 | Non-usable - Circulation space |  | Excellent | 0.00 | NO
North Terrace_NT30-Helen Mayo North_Fourth Floor_N400A _ Corr. | NT-NT30-06-N400A | NT30-06-N400A-Corr. | North Terrace | NT | NT30 | Helen Mayo North | 06 | Fourth Floor | N400A | 99939 | Unusable Spaces | 99939 | Unusable Spaces | 68.48 | Corr. | 8 | Non Useable Floor Area Space Group | 805 | Non-usable - Circulation space |  | Excellent | 0.00 | NO
North Terrace_NT30-Helen Mayo North_Fourth Floor_N400B _ Corr. | NT-NT30-06-N400B | NT30-06-N400B-Corr. | North Terrace | NT | NT30 | Helen Mayo North | 06 | Fourth Floor | N400B | 99939 | Unusable Spaces | 99939 | Unusable Spaces | 16.41 | Corr. | 8 | Non Useable Floor Area Space Group | 805 | Non-usable - Circulation space |  | Excellent | 0.00 | NO
North Terrace_NT30-Helen Mayo North_Fourth Floor_N400C _ Corr. | NT-NT30-06-N400C | NT30-06-N400C-Corr. | North Terrace | NT | NT30 | Helen Mayo North | 06 | Fourth Floor | N400C | 99939 | Unusable Spaces | 99939 | Unusable Spaces | 9.48 | Corr. | 8 | Non Useable Floor Area Space Group | 805 | Non-usable - Circulation space |  | Excellent | 0.00 | NO
North Terrace_NT30-Helen Mayo North_Fourth Floor_N400D _ Corr. | NT-NT30-06-N400D | NT30-06-N400D-Corr. | North Terrace | NT | NT30 | Helen Mayo North | 06 | Fourth Floor | N400D | 99939 | Unusable Spaces | 99939 | Unusable Spaces | 27.81 | Corr. | 8 | Non Useable Floor Area Space Group | 805 | Non-usable - Circulation space |  | Excellent | 0.00 | NO
North Terrace_NT30-Helen Mayo North_Fourth Floor_N401 _ Student Consult | NT-NT30-06-N401 | NT30-06-N401-Student Consult | North Terrace | NT | NT30 | Helen Mayo North | 06 | Fourth Floor | N401 | 393 | Allied Health Administration | 393 | School of Allied Health Practice and Science | 7.62 | Student Consult | 6 | General Facility Space Group | 606 | General Facility - Common Room Student access |  | Excellent | 2,127.50 | NO
North Terrace_NT30-Helen Mayo North_Fourth Floor_N402 _ Stair | NT-NT30-06-N402 | NT30-06-N402-Stair | North Terrace | NT | NT30 | Helen Mayo North | 06 | Fourth Floor | N402 | 99939 | Unusable Spaces | 99939 | Unusable Spaces | 14.36 | Stair | 8 | Non Useable Floor Area Space Group | 805 | Non-usable - Circulation space |  | Adequate | 0.00 | NO
North Terrace_NT30-Helen Mayo North_Fourth Floor_N403 _ Speech Space 3 (Augmented) | NT-NT30-06-N403 | NT30-06-N403-Speech Space 3 (Augmented) | North Terrace | NT | NT30 | Helen Mayo North | 06 | Fourth Floor | N403 | 393 | Allied Health Administration | 393 | School of Allied Health Practice and Science | 62.54 | Speech Space 3 (Augmented) | 3 | Specialist Teaching or Research Space Group | 317 | Spec Teaching - Occ Therapy Space Undergrad/Postgraduate |  | Excellent | 20,735.14 | NO
North Terrace_NT30-Helen Mayo North_Fourth Floor_N404 _ Services | NT-NT30-06-N404 | NT30-06-N404-Services | North Terrace | NT | NT30 | Helen Mayo North | 06 | Fourth Floor | N404 | 99939 | Unusable Spaces | 99939 | Unusable Spaces | 13.2 | Services | 8 | Non Useable Floor Area Space Group | 840 | Non-usable - Service riser |  | Unknown | 0.00 | NO
North Terrace_NT30-Helen Mayo North_Fourth Floor_N404A _ Comms | NT-NT30-06-N404A | NT30-06-N404A-Comms | North Terrace | NT | NT30 | Helen Mayo North | 06 | Fourth Floor | N404A | 99939 | Unusable Spaces | 99939 | Unusable Spaces | 0.55 | Comms | 8 | Non Useable Floor Area Space Group | 840 | Non-usable - Service riser |  | Unknown | 0.00 | NO
North Terrace_NT30-Helen Mayo North_Fourth Floor_N404B _ DB - Elect | NT-NT30-06-N404B | NT30-06-N404B-DB - Elect | North Terrace | NT | NT30 | Helen Mayo North | 06 | Fourth Floor | N404B | 99939 | Unusable Spaces | 99939 | Unusable Spaces | 1.05 | DB - Elect | 8 | Non Useable Floor Area Space Group | 815 | Non-usable - Switch room |  | Unknown | 0.00 | NO
North Terrace_NT30-Helen Mayo North_Fourth Floor_N405 _ Student Consult | NT-NT30-06-N405 | NT30-06-N405-Student Consult | North Terrace | NT | NT30 | Helen Mayo North | 06 | Fourth Floor | N405 | 393 | Allied Health Administration | 393 | School of Allied Health Practice and Science | 4.75 | Student Consult | 6 | General Facility Space Group | 606 | General Facility - Common Room Student access |  | Excellent | 1,326.20 | NO
North Terrace_NT30-Helen Mayo North_Fourth Floor_N406 _ Muscuskeletal & Electrotherapy | NT-NT30-06-N406 | NT30-06-N406-Muscuskeletal & Electrotherapy | North Terrace | NT | NT30 | Helen Mayo North | 06 | Fourth Floor | N406 | 393 | Allied Health Administration | 393 | School of Allied Health Practice and Science | 192.35 | Muscuskeletal & Electrotherapy | 3 | Specialist Teaching or Research Space Group | 315 | Spec Teaching - Gym Human Movement Space Undergrad/Postgraduate |  | Excellent | 63,773.65 | NO
North Terrace_NT30-Helen Mayo North_Fourth Floor_N406A _ Store - Physio | NT-NT30-06-N406A | NT30-06-N406A-Store - Physio | North Terrace | NT | NT30 | Helen Mayo North | 06 | Fourth Floor | N406A | 393 | Allied Health Administration | 393 | School of Allied Health Practice and Science | 5.79 | Store - Physio | 4 | Ancillary Area Space Group | 419 | Ancillary Area - Store Room - Generic |  | Excellent | 1,270.16 | NO
North Terrace_NT30-Helen Mayo North_Fourth Floor_N407 _ Muscuskeletal & Electrotherapy | NT-NT30-06-N407 | NT30-06-N407-Muscuskeletal & Electrotherapy | North Terrace | NT | NT30 | Helen Mayo North | 06 | Fourth Floor | N407 | 393 | Allied Health Administration | 393 | School of Allied Health Practice and Science | 95.39 | Muscuskeletal & Electrotherapy | 3 | Specialist Teaching or Research Space Group | 315 | Spec Teaching - Gym Human Movement Space Undergrad/Postgraduate |  | Excellent | 31,626.56 | NO
North Terrace_NT30-Helen Mayo North_Fourth Floor_N408 _ Student Consult | NT-NT30-06-N408 | NT30-06-N408-Student Consult | North Terrace | NT | NT30 | Helen Mayo North | 06 | Fourth Floor | N408 | 393 | Allied Health Administration | 393 | School of Allied Health Practice and Science | 13.41 | Student Consult | 6 | General Facility Space Group | 606 | General Facility - Common Room Student access |  | Excellent | 3,744.07 | NO
North Terrace_NT30-Helen Mayo North_Fourth Floor_N409 _ Store - Physio | NT-NT30-06-N409 | NT30-06-N409-Store - Physio | North Terrace | NT | NT30 | Helen Mayo North | 06 | Fourth Floor | N409 | 393 | Allied Health Administration | 393 | School of Allied Health Practice and Science | 22.69 | Store - Physio | 4 | Ancillary Area Space Group | 419 | Ancillary Area - Store Room - Generic |  | Excellent | 4,977.54 | NO
North Terrace_NT30-Helen Mayo North_Fourth Floor_N410 _ Comms | NT-NT30-06-N410 | NT30-06-N410-Comms | North Terrace | NT | NT30 | Helen Mayo North | 06 | Fourth Floor | N410 | 850 | ITDS Branch Central Costs | 869 | Information Technology and Digital Services | 8.75 | Comms | 8 | Non Useable Floor Area Space Group | 840 | Non-usable - Service riser |  | Adequate | 0.00 | NO
North Terrace_NT30-Helen Mayo North_Fourth Floor_N411 _ Services | NT-NT30-06-N411 | NT30-06-N411-Services | North Terrace | NT | NT30 | Helen Mayo North | 06 | Fourth Floor | N411 | 99939 | Unusable Spaces | 99939 | Unusable Spaces | 12.86 | Services | 8 | Non Useable Floor Area Space Group | 840 | Non-usable - Service riser |  | Unknown | 0.00 | NO
North Terrace_NT30-Helen Mayo North_Fourth Floor_N411A _ Comms | NT-NT30-06-N411A | NT30-06-N411A-Comms | North Terrace | NT | NT30 | Helen Mayo North | 06 | Fourth Floor | N411A | 99939 | Unusable Spaces | 99939 | Unusable Spaces | 0.44 | Comms | 8 | Non Useable Floor Area Space Group | 840 | Non-usable - Service riser |  | Unknown | 0.00 | NO
North Terrace_NT30-Helen Mayo North_Fourth Floor_N411B _ DB - Elect | NT-NT30-06-N411B | NT30-06-N411B-DB - Elect | North Terrace | NT | NT30 | Helen Mayo North | 06 | Fourth Floor | N411B | 99939 | Unusable Spaces | 99939 | Unusable Spaces | 0.84 | DB - Elect | 8 | Non Useable Floor Area Space Group | 815 | Non-usable - Switch room |  | Unknown | 0.00 | NO
North Terrace_NT30-Helen Mayo North_Fourth Floor_N412 _ Speech Space 7 (Clinical Skills) | NT-NT30-06-N412 | NT30-06-N412-Speech Space 7 (Clinical Skills) | North Terrace | NT | NT30 | Helen Mayo North | 06 | Fourth Floor | N412 | 393 | Allied Health Administration | 393 | School of Allied Health Practice and Science | 30.66 | Speech Space 7 (Clinical Skills) | 3 | Specialist Teaching or Research Space Group | 317 | Spec Teaching - Occ Therapy Space Undergrad/Postgraduate |  | Excellent | 10,165.32 | NO
North Terrace_NT30-Helen Mayo North_Fourth Floor_N413 _ Speech Space 8 (Clinical Skills) | NT-NT30-06-N413 | NT30-06-N413-Speech Space 8 (Clinical Skills) | North Terrace | NT | NT30 | Helen Mayo North | 06 | Fourth Floor | N413 | 393 | Allied Health Administration | 393 | School of Allied Health Practice and Science | 29.79 | Speech Space 8 (Clinical Skills) | 3 | Specialist Teaching or Research Space Group | 317 | Spec Teaching - Occ Therapy Space Undergrad/Postgraduate |  | Excellent | 9,876.88 | NO
North Terrace_NT30-Helen Mayo North_Fourth Floor_N414 _ Stair | NT-NT30-06-N414 | NT30-06-N414-Stair | North Terrace | NT | NT30 | Helen Mayo North | 06 | Fourth Floor | N414 | 99939 | Unusable Spaces | 99939 | Unusable Spaces | 13.1 | Stair | 8 | Non Useable Floor Area Space Group | 805 | Non-usable - Circulation space |  | Adequate | 0.00 | NO
North Terrace_NT30-Helen Mayo North_Fourth Floor_N415 _ Speech Space 6 (Fibre Optics) | NT-NT30-06-N415 | NT30-06-N415-Speech Space 6 (Fibre Optics) | North Terrace | NT | NT30 | Helen Mayo North | 06 | Fourth Floor | N415 | 393 | Allied Health Administration | 393 | School of Allied Health Practice and Science | 71.5 | Speech Space 6 (Fibre Optics) | 3 | Specialist Teaching or Research Space Group | 317 | Spec Teaching - Occ Therapy Space Undergrad/Postgraduate |  | Excellent | 23,705.83 | NO
North Terrace_NT30-Helen Mayo North_Fourth Floor_N416 _ A/L | NT-NT30-06-N416 | NT30-06-N416-A/L | North Terrace | NT | NT30 | Helen Mayo North | 06 | Fourth Floor | N416 | 99939 | Unusable Spaces | 99939 | Unusable Spaces | 9.1 | A/L | 8 | Non Useable Floor Area Space Group | 805 | Non-usable - Circulation space |  | Excellent | 0.00 | NO
North Terrace_NT30-Helen Mayo North_Fourth Floor_N417 _ WC - F | NT-NT30-06-N417 | NT30-06-N417-WC - F | North Terrace | NT | NT30 | Helen Mayo North | 06 | Fourth Floor | N417 | 99939 | Unusable Spaces | 99939 | Unusable Spaces | 15.38 | WC - F | 8 | Non Useable Floor Area Space Group | 820 | Non-usable - Toilets/Amenities - Female |  | Excellent | 0.00 | NO
North Terrace_NT30-Helen Mayo North_Fourth Floor_N417A _ VSR | NT-NT30-06-N417A | NT30-06-N417A-VSR | North Terrace | NT | NT30 | Helen Mayo North | 06 | Fourth Floor | N417A | 99939 | Unusable Spaces | 99939 | Unusable Spaces | 0.61 | VSR | 8 | Non Useable Floor Area Space Group | 840 | Non-usable - Service riser |  | Unknown | 0.00 | NO
North Terrace_NT30-Helen Mayo North_Fourth Floor_N418 _ WC - M | NT-NT30-06-N418 | NT30-06-N418-WC - M | North Terrace | NT | NT30 | Helen Mayo North | 06 | Fourth Floor | N418 | 99939 | Unusable Spaces | 99939 | Unusable Spaces | 12.79 | WC - M | 8 | Non Useable Floor Area Space Group | 821 | Non-usable - Toilets/Amenities - Male |  | Excellent | 0.00 | NO
North Terrace_NT30-Helen Mayo North_Fourth Floor_N418A _ VSR | NT-NT30-06-N418A | NT30-06-N418A-VSR | North Terrace | NT | NT30 | Helen Mayo North | 06 | Fourth Floor | N418A | 99939 | Unusable Spaces | 99939 | Unusable Spaces | 0.83 | VSR | 8 | Non Useable Floor Area Space Group | 840 | Non-usable - Service riser |  | Unknown | 0.00 | NO
North Terrace_NT30-Helen Mayo North_Fourth Floor_N419 _ WC - U - Access (RH) | NT-NT30-06-N419 | NT30-06-N419-WC - U - Access (RH) | North Terrace | NT | NT30 | Helen Mayo North | 06 | Fourth Floor | N419 | 99939 | Unusable Spaces | 99939 | Unusable Spaces | 7.92 | WC - U - Access (RH) | 8 | Non Useable Floor Area Space Group | 818 | Non-usable - Toilets/Amenities - Unisex Accessible |  | Excellent | 0.00 | NO
North Terrace_NT30-Helen Mayo North_Fourth Floor_N420 _ Cleaners | NT-NT30-06-N420 | NT30-06-N420-Cleaners | North Terrace | NT | NT30 | Helen Mayo North | 06 | Fourth Floor | N420 | 99939 | Unusable Spaces | 99939 | Unusable Spaces | 3.46 | Cleaners | 8 | Non Useable Floor Area Space Group | 806 | Non-usable - Cleaners room |  | Excellent | 0.00 | NO
North Terrace_NT30-Helen Mayo North_Fourth Floor_N421 _ Speech Space 5 (Fibre Optics) | NT-NT30-06-N421 | NT30-06-N421-Speech Space 5 (Fibre Optics) | North Terrace | NT | NT30 | Helen Mayo North | 06 | Fourth Floor | N421 | 393 | Allied Health Administration | 393 | School of Allied Health Practice and Science | 55.14 | Speech Space 5 (Fibre Optics) | 3 | Specialist Teaching or Research Space Group | 317 | Spec Teaching - Occ Therapy Space Undergrad/Postgraduate |  | Excellent | 18,281.67 | NO
North Terrace_NT30-Helen Mayo North_Fourth Floor_N421A _ VSR | NT-NT30-06-N421A | NT30-06-N421A-VSR | North Terrace | NT | NT30 | Helen Mayo North | 06 | Fourth Floor | N421A | 99939 | Unusable Spaces | 99939 | Unusable Spaces | 0.78 | VSR | 8 | Non Useable Floor Area Space Group | 840 | Non-usable - Service riser |  | Unknown | 0.00 | NO
North Terrace_NT30-Helen Mayo North_Fourth Floor_N422 _ A/L - Speech Space 2 (Voice) | NT-NT30-06-N422 | NT30-06-N422-A/L - Speech Space 2 (Voice) | North Terrace | NT | NT30 | Helen Mayo North | 06 | Fourth Floor | N422 | 99939 | Unusable Spaces | 99939 | Unusable Spaces | 5.25 | A/L - Speech Space 2 (Voice) | 8 | Non Useable Floor Area Space Group | 805 | Non-usable - Circulation space |  | Excellent | 0.00 | NO
North Terrace_NT30-Helen Mayo North_Fourth Floor_N423 _ Speech Space 2 (Voice) | NT-NT30-06-N423 | NT30-06-N423-Speech Space 2 (Voice) | North Terrace | NT | NT30 | Helen Mayo North | 06 | Fourth Floor | N423 | 393 | Allied Health Administration | 393 | School of Allied Health Practice and Science | 16.24 | Speech Space 2 (Voice) | 3 | Specialist Teaching or Research Space Group | 317 | Spec Teaching - Occ Therapy Space Undergrad/Postgraduate |  | Excellent | 5,384.37 | NO
North Terrace_NT30-Helen Mayo North_Fourth Floor_N424 _ Speech Space 1 | NT-NT30-06-N424 | NT30-06-N424-Speech Space 1 | North Terrace | NT | NT30 | Helen Mayo North | 06 | Fourth Floor | N424 | 393 | Allied Health Administration | 393 | School of Allied Health Practice and Science | 71.75 | Speech Space 1 | 3 | Specialist Teaching or Research Space Group | 317 | Spec Teaching - Occ Therapy Space Undergrad/Postgraduate |  | Excellent | 23,788.72 | NO
North Terrace_NT30-Helen Mayo North_Fourth Floor_N425 _ Speech Space 1 | NT-NT30-06-N425 | NT30-06-N425-Speech Space 1 | North Terrace | NT | NT30 | Helen Mayo North | 06 | Fourth Floor | N425 | 393 | Allied Health Administration | 393 | School of Allied Health Practice and Science | 74 | Speech Space 1 | 3 | Specialist Teaching or Research Space Group | 317 | Spec Teaching - Occ Therapy Space Undergrad/Postgraduate |  | Excellent | 24,534.70 | NO
North Terrace_NT30-Helen Mayo North_Fifth Floor_N501 _ Corr. | NT-NT30-07-N501 | NT30-07-N501-Corr. | North Terrace | NT | NT30 | Helen Mayo North | 07 | Fifth Floor | N501 | 99939 | Unusable Spaces | 99939 | Unusable Spaces | 15.65 | Corr. | 8 | Non Useable Floor Area Space Group | 805 | Non-usable - Circulation space |  | Unknown | 0.00 | NO
North Terrace_NT30-Helen Mayo North_Fifth Floor_N501A _ Corr. | NT-NT30-07-N501A | NT30-07-N501A-Corr. | North Terrace | NT | NT30 | Helen Mayo North | 07 | Fifth Floor | N501A | 99939 | Unusable Spaces | 99939 | Unusable Spaces | 96.61 | Corr. | 8 | Non Useable Floor Area Space Group | 805 | Non-usable - Circulation space |  | Unknown | 0.00 | NO
North Terrace_NT30-Helen Mayo North_Fifth Floor_N501B _ Corr. | NT-NT30-07-N501B | NT30-07-N501B-Corr. | North Terrace | NT | NT30 | Helen Mayo North | 07 | Fifth Floor | N501B | 99939 | Unusable Spaces | 99939 | Unusable Spaces | 11.56 | Corr. | 8 | Non Useable Floor Area Space Group | 805 | Non-usable - Circulation space |  | Unknown | 0.00 | NO
North Terrace_NT30-Helen Mayo North_Fifth Floor_N501C _ Cleaners | NT-NT30-07-N501C | NT30-07-N501C-Cleaners | North Terrace | NT | NT30 | Helen Mayo North | 07 | Fifth Floor | N501C | 99939 | Unusable Spaces | 99939 | Unusable Spaces | 3.12 | Cleaners | 8 | Non Useable Floor Area Space Group | 806 | Non-usable - Cleaners room |  | Unknown | 0.00 | NO
North Terrace_NT30-Helen Mayo North_Fifth Floor_N501D _ DB | NT-NT30-07-N501D | NT30-07-N501D-DB | North Terrace | NT | NT30 | Helen Mayo North | 07 | Fifth Floor | N501D | 99939 | Unusable Spaces | 99939 | Unusable Spaces | 0.84 | DB | 8 | Non Useable Floor Area Space Group | 840 | Non-usable - Service riser |  | Unknown | 0.00 | NO
North Terrace_NT30-Helen Mayo North_Fifth Floor_N501E _ Corr. | NT-NT30-07-N501E | NT30-07-N501E-Corr. | North Terrace | NT | NT30 | Helen Mayo North | 07 | Fifth Floor | N501E | 99939 | Unusable Spaces | 99939 | Unusable Spaces | 19.13 | Corr. | 8 | Non Useable Floor Area Space Group | 805 | Non-usable - Circulation space |  | Unknown | 0.00 | NO
North Terrace_NT30-Helen Mayo North_Fifth Floor_N501F _ Corr. | NT-NT30-07-N501F | NT30-07-N501F-Corr. | North Terrace | NT | NT30 | Helen Mayo North | 07 | Fifth Floor | N501F | 99939 | Unusable Spaces | 99939 | Unusable Spaces | 27.71 | Corr. | 8 | Non Useable Floor Area Space Group | 805 | Non-usable - Circulation space |  | Unknown | 0.00 | NO
North Terrace_NT30-Helen Mayo North_Fifth Floor_N501G _ DB | NT-NT30-07-N501G | NT30-07-N501G-DB | North Terrace | NT | NT30 | Helen Mayo North | 07 | Fifth Floor | N501G | 99939 | Unusable Spaces | 99939 | Unusable Spaces | 0.84 | DB | 8 | Non Useable Floor Area Space Group | 815 | Non-usable - Switch room |  | Unknown | 0.00 | NO
North Terrace_NT30-Helen Mayo North_Fifth Floor_N501H _ Telecom | NT-NT30-07-N501H | NT30-07-N501H-Telecom | North Terrace | NT | NT30 | Helen Mayo North | 07 | Fifth Floor | N501H | 99939 | Unusable Spaces | 99939 | Unusable Spaces | 0.44 | Telecom | 8 | Non Useable Floor Area Space Group | 840 | Non-usable - Service riser |  | Unknown | 0.00 | NO
North Terrace_NT30-Helen Mayo North_Fifth Floor_N501J _ Corr. | NT-NT30-07-N501J | NT30-07-N501J-Corr. | North Terrace | NT | NT30 | Helen Mayo North | 07 | Fifth Floor | N501J | 99939 | Unusable Spaces | 99939 | Unusable Spaces | 14 | Corr. | 8 | Non Useable Floor Area Space Group | 805 | Non-usable - Circulation space |  | Unknown | 0.00 | NO
North Terrace_NT30-Helen Mayo North_Fifth Floor_N501T _ Telecom | NT-NT30-07-N501T | NT30-07-N501T-Telecom | North Terrace | NT | NT30 | Helen Mayo North | 07 | Fifth Floor | N501T | 99939 | Unusable Spaces | 99939 | Unusable Spaces | 0.44 | Telecom | 8 | Non Useable Floor Area Space Group | 840 | Non-usable - Service riser |  | Unknown | 0.00 | NO
North Terrace_NT30-Helen Mayo North_Fifth Floor_N502 _ Store | NT-NT30-07-N502 | NT30-07-N502-Store | North Terrace | NT | NT30 | Helen Mayo North | 07 | Fifth Floor | N502 | 99987 | Vacant - Decant Space | 859 | Infrastructure | 5.54 | Store | 4 | Ancillary Area Space Group | 419 | Ancillary Area - Store Room - Generic |  | Adequate | 826.75 | NO
North Terrace_NT30-Helen Mayo North_Fifth Floor_N502D _ Lift | NT-NT30-07-N502D | NT30-07-N502D-Lift | North Terrace | NT | NT30 | Helen Mayo North | 07 | Fifth Floor | N502D | 99939 | Unusable Spaces | 99939 | Unusable Spaces | 4.6 | Lift | 8 | Non Useable Floor Area Space Group | 838 | Non-usable - Lift |  | Unknown | 0.00 | NO
North Terrace_NT30-Helen Mayo North_Fifth Floor_N502E _ Lift | NT-NT30-07-N502E | NT30-07-N502E-Lift | North Terrace | NT | NT30 | Helen Mayo North | 07 | Fifth Floor | N502E | 99939 | Unusable Spaces | 99939 | Unusable Spaces | 4.6 | Lift | 8 | Non Useable Floor Area Space Group | 838 | Non-usable - Lift |  | Unknown | 0.00 | NO
North Terrace_NT30-Helen Mayo North_Fifth Floor_N503 _ Stair | NT-NT30-07-N503 | NT30-07-N503-Stair | North Terrace | NT | NT30 | Helen Mayo North | 07 | Fifth Floor | N503 | 99939 | Unusable Spaces | 99939 | Unusable Spaces | 14.78 | Stair | 8 | Non Useable Floor Area Space Group | 805 | Non-usable - Circulation space |  | Unknown | 0.00 | NO
North Terrace_NT30-Helen Mayo North_Fifth Floor_N504 _ Office | NT-NT30-07-N504 | NT30-07-N504-Office | North Terrace | NT | NT30 | Helen Mayo North | 07 | Fifth Floor | N504 | 99987 | Vacant - Decant Space | 859 | Infrastructure | 18.41 | Office | 1 | Office Space Group | 101 | Office - Academic Staff |  | Adequate | 3,122.01 | NO
North Terrace_NT30-Helen Mayo North_Fifth Floor_N505 _ Office | NT-NT30-07-N505 | NT30-07-N505-Office | North Terrace | NT | NT30 | Helen Mayo North | 07 | Fifth Floor | N505 | 99987 | Vacant - Decant Space | 859 | Infrastructure | 18.27 | Office | 1 | Office Space Group | 101 | Office - Academic Staff |  | Adequate | 3,098.27 | NO
North Terrace_NT30-Helen Mayo North_Fifth Floor_N506 _ Office | NT-NT30-07-N506 | NT30-07-N506-Office | North Terrace | NT | NT30 | Helen Mayo North | 07 | Fifth Floor | N506 | 99987 | Vacant - Decant Space | 859 | Infrastructure | 26.04 | Office | 1 | Office Space Group | 101 | Office - Academic Staff |  | Adequate | 4,415.92 | NO
North Terrace_NT30-Helen Mayo North_Fifth Floor_N507 _ VSR | NT-NT30-07-N507 | NT30-07-N507-VSR | North Terrace | NT | NT30 | Helen Mayo North | 07 | Fifth Floor | N507 | 99939 | Unusable Spaces | 99939 | Unusable Spaces | 12.5 | VSR | 8 | Non Useable Floor Area Space Group | 840 | Non-usable - Service riser |  | Unknown | 0.00 | NO
North Terrace_NT30-Helen Mayo North_Fifth Floor_N508 _ Cold Room (RRS) | NT-NT30-07-N508 | NT30-07-N508-Cold Room (RRS) | North Terrace | NT | NT30 | Helen Mayo North | 07 | Fifth Floor | N508 | 99987 | Vacant - Decant Space | 859 | Infrastructure | 7.75 | Cold Room (RRS) | 4 | Ancillary Area Space Group | 405 | Ancillary Area - Constant Temperature/ Freezer/Cold/Warm Rooms |  | Adequate | 1,156.55 | NO
North Terrace_NT30-Helen Mayo North_Fifth Floor_N509 _ Store (RRS) | NT-NT30-07-N509 | NT30-07-N509-Store (RRS) | North Terrace | NT | NT30 | Helen Mayo North | 07 | Fifth Floor | N509 | 99987 | Vacant - Decant Space | 859 | Infrastructure | 14.26 | Store (RRS) | 4 | Ancillary Area Space Group | 418 | Ancillary Area - Dangerous goods storage |  | Adequate | 2,128.05 | NO
North Terrace_NT30-Helen Mayo North_Fifth Floor_N510 _ Balance Room | NT-NT30-07-N510 | NT30-07-N510-Balance Room | North Terrace | NT | NT30 | Helen Mayo North | 07 | Fifth Floor | N510 | 99987 | Vacant - Decant Space | 859 | Infrastructure | 5.15 | Balance Room | 4 | Ancillary Area Space Group | 401 | Ancillary Area - Laboratory Service and Preparation |  | Adequate | 768.55 | NO
North Terrace_NT30-Helen Mayo North_Fifth Floor_N510D _ VSR | NT-NT30-07-N510D | NT30-07-N510D-VSR | North Terrace | NT | NT30 | Helen Mayo North | 07 | Fifth Floor | N510D | 99939 | Unusable Spaces | 99939 | Unusable Spaces | 0.5 | VSR | 8 | Non Useable Floor Area Space Group | 840 | Non-usable - Service riser |  | Unknown | 0.00 | NO
North Terrace_NT30-Helen Mayo North_Fifth Floor_N511 _ Office - Post Grad. | NT-NT30-07-N511 | NT30-07-N511-Office - Post Grad. | North Terrace | NT | NT30 | Helen Mayo North | 07 | Fifth Floor | N511 | 99987 | Vacant - Decant Space | 859 | Infrastructure | 16.72 | Office - Post Grad. | 1 | Office Space Group | 103 | Office - Research Students |  | Adequate | 2,835.41 | NO
North Terrace_NT30-Helen Mayo North_Fifth Floor_N511A _ Office | NT-NT30-07-N511A | NT30-07-N511A-Office | North Terrace | NT | NT30 | Helen Mayo North | 07 | Fifth Floor | N511A | 99987 | Vacant - Decant Space | 859 | Infrastructure | 14.54 | Office | 1 | Office Space Group | 101 | Office - Academic Staff |  | Adequate | 2,465.72 | NO
North Terrace_NT30-Helen Mayo North_Fifth Floor_N511B _ Office | NT-NT30-07-N511B | NT30-07-N511B-Office | North Terrace | NT | NT30 | Helen Mayo North | 07 | Fifth Floor | N511B | 99987 | Vacant - Decant Space | 859 | Infrastructure | 14.54 | Office | 1 | Office Space Group | 101 | Office - Academic Staff |  | Adequate | 2,465.72 | NO
North Terrace_NT30-Helen Mayo North_Fifth Floor_N511C _ Office - Post Grad. | NT-NT30-07-N511C | NT30-07-N511C-Office - Post Grad. | North Terrace | NT | NT30 | Helen Mayo North | 07 | Fifth Floor | N511C | 99987 | Vacant - Decant Space | 859 | Infrastructure | 47.82 | Office - Post Grad. | 1 | Office Space Group | 103 | Office - Research Students |  | Adequate | 8,109.42 | NO
North Terrace_NT30-Helen Mayo North_Fifth Floor_N511D _ VSR | NT-NT30-07-N511D | NT30-07-N511D-VSR | North Terrace | NT | NT30 | Helen Mayo North | 07 | Fifth Floor | N511D | 99939 | Unusable Spaces | 99939 | Unusable Spaces | 0.42 | VSR | 8 | Non Useable Floor Area Space Group | 840 | Non-usable - Service riser |  | Unknown | 0.00 | NO
North Terrace_NT30-Helen Mayo North_Fifth Floor_N511E _ VSR | NT-NT30-07-N511E | NT30-07-N511E-VSR | North Terrace | NT | NT30 | Helen Mayo North | 07 | Fifth Floor | N511E | 99939 | Unusable Spaces | 99939 | Unusable Spaces | 0.26 | VSR | 8 | Non Useable Floor Area Space Group | 840 | Non-usable - Service riser |  | Unknown | 0.00 | NO
North Terrace_NT30-Helen Mayo North_Fifth Floor_N511F _ VSR | NT-NT30-07-N511F | NT30-07-N511F-VSR | North Terrace | NT | NT30 | Helen Mayo North | 07 | Fifth Floor | N511F | 99939 | Unusable Spaces | 99939 | Unusable Spaces | 0.43 | VSR | 8 | Non Useable Floor Area Space Group | 840 | Non-usable - Service riser |  | Unknown | 0.00 | NO
North Terrace_NT30-Helen Mayo North_Fifth Floor_N511G _ VSR | NT-NT30-07-N511G | NT30-07-N511G-VSR | North Terrace | NT | NT30 | Helen Mayo North | 07 | Fifth Floor | N511G | 99939 | Unusable Spaces | 99939 | Unusable Spaces | 0.94 | VSR | 8 | Non Useable Floor Area Space Group | 840 | Non-usable - Service riser |  | Unknown | 0.00 | NO
North Terrace_NT30-Helen Mayo North_Fifth Floor_N511H _ VSR | NT-NT30-07-N511H | NT30-07-N511H-VSR | North Terrace | NT | NT30 | Helen Mayo North | 07 | Fifth Floor | N511H | 99939 | Unusable Spaces | 99939 | Unusable Spaces | 0.38 | VSR | 8 | Non Useable Floor Area Space Group | 840 | Non-usable - Service riser |  | Unknown | 0.00 | NO
North Terrace_NT30-Helen Mayo North_Fifth Floor_N511I _ VSR | NT-NT30-07-N511I | NT30-07-N511I-VSR | North Terrace | NT | NT30 | Helen Mayo North | 07 | Fifth Floor | N511I | 99939 | Unusable Spaces | 99939 | Unusable Spaces | 0.41 | VSR | 8 | Non Useable Floor Area Space Group | 840 | Non-usable - Service riser |  | Unknown | 0.00 | NO
North Terrace_NT30-Helen Mayo North_Fifth Floor_N511J _ VSR | NT-NT30-07-N511J | NT30-07-N511J-VSR | North Terrace | NT | NT30 | Helen Mayo North | 07 | Fifth Floor | N511J | 99939 | Unusable Spaces | 99939 | Unusable Spaces | 0.88 | VSR | 8 | Non Useable Floor Area Space Group | 840 | Non-usable - Service riser |  | Unknown | 0.00 | NO
North Terrace_NT30-Helen Mayo North_Fifth Floor_N512 _ Meals | NT-NT30-07-N512 | NT30-07-N512-Meals | North Terrace | NT | NT30 | Helen Mayo North | 07 | Fifth Floor | N512 | 99987 | Vacant - Decant Space | 859 | Infrastructure | 33.33 | Meals | 6 | General Facility Space Group | 608 | General Facility - Kitchen/Servery/Food Storage |  | Adequate | 6,330.43 | NO
North Terrace_NT30-Helen Mayo North_Fifth Floor_N513 _ Office | NT-NT30-07-N513 | NT30-07-N513-Office | North Terrace | NT | NT30 | Helen Mayo North | 07 | Fifth Floor | N513 | 99987 | Vacant - Decant Space | 859 | Infrastructure | 11.44 | Office | 1 | Office Space Group | 101 | Office - Academic Staff |  | Adequate | 1,940.02 | NO
North Terrace_NT30-Helen Mayo North_Fifth Floor_N513D _ VSR | NT-NT30-07-N513D | NT30-07-N513D-VSR | North Terrace | NT | NT30 | Helen Mayo North | 07 | Fifth Floor | N513D | 99939 | Unusable Spaces | 99939 | Unusable Spaces | 0.36 | VSR | 8 | Non Useable Floor Area Space Group | 840 | Non-usable - Service riser |  | Unknown | 0.00 | NO
North Terrace_NT30-Helen Mayo North_Fifth Floor_N514 _ Laboratory | NT-NT30-07-N514 | NT30-07-N514-Laboratory | North Terrace | NT | NT30 | Helen Mayo North | 07 | Fifth Floor | N514 | 99987 | Vacant - Decant Space | 859 | Infrastructure | 19.1 | Laboratory | 3 | Specialist Teaching or Research Space Group | 300 | Laboratory - Specialist teaching and research - type not defined |  | Adequate | 4,307.90 | NO
North Terrace_NT30-Helen Mayo North_Fifth Floor_N514A _ Office | NT-NT30-07-N514A | NT30-07-N514A-Office | North Terrace | NT | NT30 | Helen Mayo North | 07 | Fifth Floor | N514A | 99987 | Vacant - Decant Space | 859 | Infrastructure | 16.13 | Office | 1 | Office Space Group | 101 | Office - Academic Staff |  | Adequate | 2,735.36 | NO
North Terrace_NT30-Helen Mayo North_Fifth Floor_N514B _ Laboratory | NT-NT30-07-N514B | NT30-07-N514B-Laboratory | North Terrace | NT | NT30 | Helen Mayo North | 07 | Fifth Floor | N514B | 99987 | Vacant - Decant Space | 859 | Infrastructure | 12.6 | Laboratory | 3 | Specialist Teaching or Research Space Group | 300 | Laboratory - Specialist teaching and research - type not defined |  | Adequate | 2,841.86 | NO
North Terrace_NT30-Helen Mayo North_Fifth Floor_N514D _ VSR | NT-NT30-07-N514D | NT30-07-N514D-VSR | North Terrace | NT | NT30 | Helen Mayo North | 07 | Fifth Floor | N514D | 99939 | Unusable Spaces | 99939 | Unusable Spaces | 0.29 | VSR | 8 | Non Useable Floor Area Space Group | 840 | Non-usable - Service riser |  | Unknown | 0.00 | NO
North Terrace_NT30-Helen Mayo North_Fifth Floor_N514E _ VSR | NT-NT30-07-N514E | NT30-07-N514E-VSR | North Terrace | NT | NT30 | Helen Mayo North | 07 | Fifth Floor | N514E | 99939 | Unusable Spaces | 99939 | Unusable Spaces | 1.22 | VSR | 8 | Non Useable Floor Area Space Group | 840 | Non-usable - Service riser |  | Unknown | 0.00 | NO
North Terrace_NT30-Helen Mayo North_Fifth Floor_N514F _ VSR | NT-NT30-07-N514F | NT30-07-N514F-VSR | North Terrace | NT | NT30 | Helen Mayo North | 07 | Fifth Floor | N514F | 99939 | Unusable Spaces | 99939 | Unusable Spaces | 0.91 | VSR | 8 | Non Useable Floor Area Space Group | 840 | Non-usable - Service riser |  | Unknown | 0.00 | NO
North Terrace_NT30-Helen Mayo North_Fifth Floor_N515 _ Office | NT-NT30-07-N515 | NT30-07-N515-Office | North Terrace | NT | NT30 | Helen Mayo North | 07 | Fifth Floor | N515 | 99987 | Vacant - Decant Space | 859 | Infrastructure | 13.2 | Office | 1 | Office Space Group | 101 | Office - Academic Staff |  | Adequate | 2,238.48 | NO
North Terrace_NT30-Helen Mayo North_Fifth Floor_N516 _ Prep. Room | NT-NT30-07-N516 | NT30-07-N516-Prep. Room | North Terrace | NT | NT30 | Helen Mayo North | 07 | Fifth Floor | N516 | 99987 | Vacant - Decant Space | 859 | Infrastructure | 4.08 | Prep. Room | 4 | Ancillary Area Space Group | 401 | Ancillary Area - Laboratory Service and Preparation |  | Adequate | 608.87 | NO
North Terrace_NT30-Helen Mayo North_Fifth Floor_N517 _ Office - Post Grad. | NT-NT30-07-N517 | NT30-07-N517-Office - Post Grad. | North Terrace | NT | NT30 | Helen Mayo North | 07 | Fifth Floor | N517 | 99987 | Vacant - Decant Space | 859 | Infrastructure | 20.18 | Office - Post Grad. | 1 | Office Space Group | 103 | Office - Research Students |  | Adequate | 3,422.17 | NO
North Terrace_NT30-Helen Mayo North_Fifth Floor_N517A _ Office | NT-NT30-07-N517A | NT30-07-N517A-Office | North Terrace | NT | NT30 | Helen Mayo North | 07 | Fifth Floor | N517A | 99987 | Vacant - Decant Space | 859 | Infrastructure | 15.25 | Office | 1 | Office Space Group | 101 | Office - Academic Staff |  | Adequate | 2,586.13 | NO
North Terrace_NT30-Helen Mayo North_Fifth Floor_N517D _ VSR | NT-NT30-07-N517D | NT30-07-N517D-VSR | North Terrace | NT | NT30 | Helen Mayo North | 07 | Fifth Floor | N517D | 99939 | Unusable Spaces | 99939 | Unusable Spaces | 0.68 | VSR | 8 | Non Useable Floor Area Space Group | 840 | Non-usable - Service riser |  | Unknown | 0.00 | NO
North Terrace_NT30-Helen Mayo North_Fifth Floor_N517E _ VSR | NT-NT30-07-N517E | NT30-07-N517E-VSR | North Terrace | NT | NT30 | Helen Mayo North | 07 | Fifth Floor | N517E | 99939 | Unusable Spaces | 99939 | Unusable Spaces | 0.47 | VSR | 8 | Non Useable Floor Area Space Group | 840 | Non-usable - Service riser |  | Unknown | 0.00 | NO
North Terrace_NT30-Helen Mayo North_Fifth Floor_N517F _ VSR | NT-NT30-07-N517F | NT30-07-N517F-VSR | North Terrace | NT | NT30 | Helen Mayo North | 07 | Fifth Floor | N517F | 99939 | Unusable Spaces | 99939 | Unusable Spaces | 0.3 | VSR | 8 | Non Useable Floor Area Space Group | 840 | Non-usable - Service riser |  | Unknown | 0.00 | NO
North Terrace_NT30-Helen Mayo North_Fifth Floor_N518 _ VSR | NT-NT30-07-N518 | NT30-07-N518-VSR | North Terrace | NT | NT30 | Helen Mayo North | 07 | Fifth Floor | N518 | 99939 | Unusable Spaces | 99939 | Unusable Spaces | 12.86 | VSR | 8 | Non Useable Floor Area Space Group | 840 | Non-usable - Service riser |  | Unknown | 0.00 | NO
North Terrace_NT30-Helen Mayo North_Fifth Floor_N519 _ Meeting | NT-NT30-07-N519 | NT30-07-N519-Meeting | North Terrace | NT | NT30 | Helen Mayo North | 07 | Fifth Floor | N519 | 99987 | Vacant - Decant Space | 859 | Infrastructure | 44.6 | Meeting | 6 | General Facility Space Group | 601 | General Facility - Committee/Conference/Meeting room |  | Adequate | 8,470.97 | NO
North Terrace_NT30-Helen Mayo North_Fifth Floor_N520 _ Office | NT-NT30-07-N520 | NT30-07-N520-Office | North Terrace | NT | NT30 | Helen Mayo North | 07 | Fifth Floor | N520 | 99987 | Vacant - Decant Space | 859 | Infrastructure | 18.38 | Office | 1 | Office Space Group | 101 | Office - Academic Staff |  | Adequate | 3,116.92 | NO
North Terrace_NT30-Helen Mayo North_Fifth Floor_N521 _ Stair | NT-NT30-07-N521 | NT30-07-N521-Stair | North Terrace | NT | NT30 | Helen Mayo North | 07 | Fifth Floor | N521 | 99939 | Unusable Spaces | 99939 | Unusable Spaces | 13.84 | Stair | 8 | Non Useable Floor Area Space Group | 805 | Non-usable - Circulation space |  | Unknown | 0.00 | NO
North Terrace_NT30-Helen Mayo North_Fifth Floor_N522 _ Office | NT-NT30-07-N522 | NT30-07-N522-Office | North Terrace | NT | NT30 | Helen Mayo North | 07 | Fifth Floor | N522 | 99987 | Vacant - Decant Space | 859 | Infrastructure | 11.72 | Office | 1 | Office Space Group | 101 | Office - Academic Staff |  | Adequate | 1,987.50 | NO
North Terrace_NT30-Helen Mayo North_Fifth Floor_N522A _ Laboratory | NT-NT30-07-N522A | NT30-07-N522A-Laboratory | North Terrace | NT | NT30 | Helen Mayo North | 07 | Fifth Floor | N522A | 99987 | Vacant - Decant Space | 859 | Infrastructure | 11.57 | Laboratory | 3 | Specialist Teaching or Research Space Group | 312 | Laboratory - Research Only |  | Adequate | 2,609.55 | NO
North Terrace_NT30-Helen Mayo North_Fifth Floor_N522D _ VSR | NT-NT30-07-N522D | NT30-07-N522D-VSR | North Terrace | NT | NT30 | Helen Mayo North | 07 | Fifth Floor | N522D | 99939 | Unusable Spaces | 99939 | Unusable Spaces | 0.13 | VSR | 8 | Non Useable Floor Area Space Group | 840 | Non-usable - Service riser |  | Unknown | 0.00 | NO
North Terrace_NT30-Helen Mayo North_Fifth Floor_N522E _ VSR | NT-NT30-07-N522E | NT30-07-N522E-VSR | North Terrace | NT | NT30 | Helen Mayo North | 07 | Fifth Floor | N522E | 99939 | Unusable Spaces | 99939 | Unusable Spaces | 0.84 | VSR | 8 | Non Useable Floor Area Space Group | 840 | Non-usable - Service riser |  | Unknown | 0.00 | NO
North Terrace_NT30-Helen Mayo North_Fifth Floor_N522F _ VSR | NT-NT30-07-N522F | NT30-07-N522F-VSR | North Terrace | NT | NT30 | Helen Mayo North | 07 | Fifth Floor | N522F | 99939 | Unusable Spaces | 99939 | Unusable Spaces | 0.21 | VSR | 8 | Non Useable Floor Area Space Group | 840 | Non-usable - Service riser |  | Unknown | 0.00 | NO
North Terrace_NT30-Helen Mayo North_Fifth Floor_N523 _ Laboratory (RRS) | NT-NT30-07-N523 | NT30-07-N523-Laboratory (RRS) | North Terrace | NT | NT30 | Helen Mayo North | 07 | Fifth Floor | N523 | 99987 | Vacant - Decant Space | 859 | Infrastructure | 47.08 | Laboratory (RRS) | 3 | Specialist Teaching or Research Space Group | 312 | Laboratory - Research Only |  | Adequate | 10,618.62 | NO
North Terrace_NT30-Helen Mayo North_Fifth Floor_N523D _ VSR | NT-NT30-07-N523D | NT30-07-N523D-VSR | North Terrace | NT | NT30 | Helen Mayo North | 07 | Fifth Floor | N523D | 99939 | Unusable Spaces | 99939 | Unusable Spaces | 0.5 | VSR | 8 | Non Useable Floor Area Space Group | 840 | Non-usable - Service riser |  | Unknown | 0.00 | NO
North Terrace_NT30-Helen Mayo North_Fifth Floor_N523E _ VSR | NT-NT30-07-N523E | NT30-07-N523E-VSR | North Terrace | NT | NT30 | Helen Mayo North | 07 | Fifth Floor | N523E | 99939 | Unusable Spaces | 99939 | Unusable Spaces | 1 | VSR | 8 | Non Useable Floor Area Space Group | 840 | Non-usable - Service riser |  | Unknown | 0.00 | NO
North Terrace_NT30-Helen Mayo North_Fifth Floor_N523F _ VSR | NT-NT30-07-N523F | NT30-07-N523F-VSR | North Terrace | NT | NT30 | Helen Mayo North | 07 | Fifth Floor | N523F | 99939 | Unusable Spaces | 99939 | Unusable Spaces | 0.5 | VSR | 8 | Non Useable Floor Area Space Group | 840 | Non-usable - Service riser |  | Unknown | 0.00 | NO
North Terrace_NT30-Helen Mayo North_Fifth Floor_N523G _ VSR | NT-NT30-07-N523G | NT30-07-N523G-VSR | North Terrace | NT | NT30 | Helen Mayo North | 07 | Fifth Floor | N523G | 99939 | Unusable Spaces | 99939 | Unusable Spaces | 0.3 | VSR | 8 | Non Useable Floor Area Space Group | 840 | Non-usable - Service riser |  | Unknown | 0.00 | NO
North Terrace_NT30-Helen Mayo North_Fifth Floor_N524 _ Animal Room (RRS) | NT-NT30-07-N524 | NT30-07-N524-Animal Room (RRS) | North Terrace | NT | NT30 | Helen Mayo North | 07 | Fifth Floor | N524 | 99987 | Vacant - Decant Space | 859 | Infrastructure | 20.27 | Animal Room (RRS) | 4 | Ancillary Area Space Group | 404 | Ancillary Area - Animal Holding |  | Adequate | 3,024.94 | NO
North Terrace_NT30-Helen Mayo North_Fifth Floor_N524A _ Dark Room | NT-NT30-07-N524A | NT30-07-N524A-Dark Room | North Terrace | NT | NT30 | Helen Mayo North | 07 | Fifth Floor | N524A | 99987 | Vacant - Decant Space | 859 | Infrastructure | 4.35 | Dark Room | 4 | Ancillary Area Space Group | 411 | Ancillary Area - Darkroom |  | Adequate | 649.16 | NO
North Terrace_NT30-Helen Mayo North_Fifth Floor_N524D _ VSR | NT-NT30-07-N524D | NT30-07-N524D-VSR | North Terrace | NT | NT30 | Helen Mayo North | 07 | Fifth Floor | N524D | 99939 | Unusable Spaces | 99939 | Unusable Spaces | 0.8 | VSR | 8 | Non Useable Floor Area Space Group | 840 | Non-usable - Service riser |  | Unknown | 0.00 | NO
North Terrace_NT30-Helen Mayo North_Fifth Floor_N525 _ A/L - F | NT-NT30-07-N525 | NT30-07-N525-A/L - F | North Terrace | NT | NT30 | Helen Mayo North | 07 | Fifth Floor | N525 | 99939 | Unusable Spaces | 99939 | Unusable Spaces | 1.5 | A/L - F | 8 | Non Useable Floor Area Space Group | 820 | Non-usable - Toilets/Amenities - Female |  | Unknown | 0.00 | NO
North Terrace_NT30-Helen Mayo North_Fifth Floor_N525A _ WC - F | NT-NT30-07-N525A | NT30-07-N525A-WC - F | North Terrace | NT | NT30 | Helen Mayo North | 07 | Fifth Floor | N525A | 99939 | Unusable Spaces | 99939 | Unusable Spaces | 9.46 | WC - F | 8 | Non Useable Floor Area Space Group | 820 | Non-usable - Toilets/Amenities - Female |  | Unknown | 0.00 | NO
North Terrace_NT30-Helen Mayo North_Fifth Floor_N525D _ VSR | NT-NT30-07-N525D | NT30-07-N525D-VSR | North Terrace | NT | NT30 | Helen Mayo North | 07 | Fifth Floor | N525D | 99939 | Unusable Spaces | 99939 | Unusable Spaces | 0.3 | VSR | 8 | Non Useable Floor Area Space Group | 840 | Non-usable - Service riser |  | Unknown | 0.00 | NO
North Terrace_NT30-Helen Mayo North_Fifth Floor_N525E _ VSR | NT-NT30-07-N525E | NT30-07-N525E-VSR | North Terrace | NT | NT30 | Helen Mayo North | 07 | Fifth Floor | N525E | 99939 | Unusable Spaces | 99939 | Unusable Spaces | 0.72 | VSR | 8 | Non Useable Floor Area Space Group | 840 | Non-usable - Service riser |  | Unknown | 0.00 | NO
North Terrace_NT30-Helen Mayo North_Fifth Floor_N526 _ A/L - M | NT-NT30-07-N526 | NT30-07-N526-A/L - M | North Terrace | NT | NT30 | Helen Mayo North | 07 | Fifth Floor | N526 | 99939 | Unusable Spaces | 99939 | Unusable Spaces | 1.65 | A/L - M | 8 | Non Useable Floor Area Space Group | 821 | Non-usable - Toilets/Amenities - Male |  | Unknown | 0.00 | NO
North Terrace_NT30-Helen Mayo North_Fifth Floor_N526A _ WC - M | NT-NT30-07-N526A | NT30-07-N526A-WC - M | North Terrace | NT | NT30 | Helen Mayo North | 07 | Fifth Floor | N526A | 99939 | Unusable Spaces | 99939 | Unusable Spaces | 9.63 | WC - M | 8 | Non Useable Floor Area Space Group | 821 | Non-usable - Toilets/Amenities - Male |  | Unknown | 0.00 | NO
North Terrace_NT30-Helen Mayo North_Fifth Floor_N526B _ VSR | NT-NT30-07-N526B | NT30-07-N526B-VSR | North Terrace | NT | NT30 | Helen Mayo North | 07 | Fifth Floor | N526B | 99939 | Unusable Spaces | 99939 | Unusable Spaces | 0.66 | VSR | 8 | Non Useable Floor Area Space Group | 840 | Non-usable - Service riser |  | Unknown | 0.00 | NO
North Terrace_NT30-Helen Mayo North_Fifth Floor_N527 _ Comms | NT-NT30-07-N527 | NT30-07-N527-Comms | North Terrace | NT | NT30 | Helen Mayo North | 07 | Fifth Floor | N527 | 850 | ITDS Branch Central Costs | 869 | Information Technology and Digital Services | 8.1 | Comms | 8 | Non Useable Floor Area Space Group | 812 | Non-usable - Comms/network system/Telephone/PABX |  | Adequate | 0.00 | NO
North Terrace_NT30-Helen Mayo North_Fifth Floor_N528 _ Solvent Laboratory (RRS) | NT-NT30-07-N528 | NT30-07-N528-Solvent Laboratory (RRS) | North Terrace | NT | NT30 | Helen Mayo North | 07 | Fifth Floor | N528 | 99987 | Vacant - Decant Space | 859 | Infrastructure | 20 | Solvent Laboratory (RRS) | 3 | Specialist Teaching or Research Space Group | 312 | Laboratory - Research Only |  | Adequate | 4,510.88 | NO
North Terrace_NT30-Helen Mayo North_Fifth Floor_N528A _ Laboratory | NT-NT30-07-N528A | NT30-07-N528A-Laboratory | North Terrace | NT | NT30 | Helen Mayo North | 07 | Fifth Floor | N528A | 99987 | Vacant - Decant Space | 859 | Infrastructure | 12.18 | Laboratory | 3 | Specialist Teaching or Research Space Group | 300 | Laboratory - Specialist teaching and research - type not defined |  | Adequate | 2,747.13 | NO
North Terrace_NT30-Helen Mayo North_Fifth Floor_N528D _ VSR | NT-NT30-07-N528D | NT30-07-N528D-VSR | North Terrace | NT | NT30 | Helen Mayo North | 07 | Fifth Floor | N528D | 99939 | Unusable Spaces | 99939 | Unusable Spaces | 0.2 | VSR | 8 | Non Useable Floor Area Space Group | 840 | Non-usable - Service riser |  | Unknown | 0.00 | NO
North Terrace_NT30-Helen Mayo North_Fifth Floor_N528E _ VSR | NT-NT30-07-N528E | NT30-07-N528E-VSR | North Terrace | NT | NT30 | Helen Mayo North | 07 | Fifth Floor | N528E | 99939 | Unusable Spaces | 99939 | Unusable Spaces | 0.3 | VSR | 8 | Non Useable Floor Area Space Group | 840 | Non-usable - Service riser |  | Unknown | 0.00 | NO
North Terrace_NT30-Helen Mayo North_Fifth Floor_N529 _ Laboratory (RRS) | NT-NT30-07-N529 | NT30-07-N529-Laboratory (RRS) | North Terrace | NT | NT30 | Helen Mayo North | 07 | Fifth Floor | N529 | 99987 | Vacant - Decant Space | 859 | Infrastructure | 48.54 | Laboratory (RRS) | 3 | Specialist Teaching or Research Space Group | 312 | Laboratory - Research Only |  | Adequate | 10,947.92 | NO
North Terrace_NT30-Helen Mayo North_Fifth Floor_N529A _ Office - Post Grad. | NT-NT30-07-N529A | NT30-07-N529A-Office - Post Grad. | North Terrace | NT | NT30 | Helen Mayo North | 07 | Fifth Floor | N529A | 99987 | Vacant - Decant Space | 859 | Infrastructure | 11.14 | Office - Post Grad. | 1 | Office Space Group | 103 | Office - Research Students |  | Adequate | 1,889.15 | NO
North Terrace_NT30-Helen Mayo North_Fifth Floor_N529D _ VSR | NT-NT30-07-N529D | NT30-07-N529D-VSR | North Terrace | NT | NT30 | Helen Mayo North | 07 | Fifth Floor | N529D | 99939 | Unusable Spaces | 99939 | Unusable Spaces | 0.42 | VSR | 8 | Non Useable Floor Area Space Group | 840 | Non-usable - Service riser |  | Unknown | 0.00 | NO
North Terrace_NT30-Helen Mayo North_Fifth Floor_N529E _ VSR | NT-NT30-07-N529E | NT30-07-N529E-VSR | North Terrace | NT | NT30 | Helen Mayo North | 07 | Fifth Floor | N529E | 99939 | Unusable Spaces | 99939 | Unusable Spaces | 0.42 | VSR | 8 | Non Useable Floor Area Space Group | 840 | Non-usable - Service riser |  | Unknown | 0.00 | NO
North Terrace_NT30-Helen Mayo North_Fifth Floor_N530 _ Machine Room | NT-NT30-07-N530 | NT30-07-N530-Machine Room | North Terrace | NT | NT30 | Helen Mayo North | 07 | Fifth Floor | N530 | 99987 | Vacant - Decant Space | 859 | Infrastructure | 21.31 | Machine Room | 8 | Non Useable Floor Area Space Group | 811 | Non-usable - Plant room other |  | Adequate | 0.00 | NO
North Terrace_NT30-Helen Mayo North_Fifth Floor_N530A _ Cold Room (RRS) | NT-NT30-07-N530A | NT30-07-N530A-Cold Room (RRS) | North Terrace | NT | NT30 | Helen Mayo North | 07 | Fifth Floor | N530A | 99987 | Vacant - Decant Space | 859 | Infrastructure | 9.93 | Cold Room (RRS) | 4 | Ancillary Area Space Group | 405 | Ancillary Area - Constant Temperature/ Freezer/Cold/Warm Rooms |  | Adequate | 1,481.88 | NO
North Terrace_NT30-Helen Mayo North_Fifth Floor_N531 _ Office | NT-NT30-07-N531 | NT30-07-N531-Office | North Terrace | NT | NT30 | Helen Mayo North | 07 | Fifth Floor | N531 | 99987 | Vacant - Decant Space | 859 | Infrastructure | 12.12 | Office | 1 | Office Space Group | 101 | Office - Academic Staff |  | Adequate | 2,055.34 | NO
North Terrace_NT30-Helen Mayo North_Fifth Floor_N531D _ VSR | NT-NT30-07-N531D | NT30-07-N531D-VSR | North Terrace | NT | NT30 | Helen Mayo North | 07 | Fifth Floor | N531D | 99939 | Unusable Spaces | 99939 | Unusable Spaces | 0.17 | VSR | 8 | Non Useable Floor Area Space Group | 840 | Non-usable - Service riser |  | Unknown | 0.00 | NO
North Terrace_NT30-Helen Mayo North_Fifth Floor_N531E _ VSR | NT-NT30-07-N531E | NT30-07-N531E-VSR | North Terrace | NT | NT30 | Helen Mayo North | 07 | Fifth Floor | N531E | 99939 | Unusable Spaces | 99939 | Unusable Spaces | 0.33 | VSR | 8 | Non Useable Floor Area Space Group | 840 | Non-usable - Service riser |  | Unknown | 0.00 | NO
North Terrace_NT30-Helen Mayo North_Fifth Floor_N531F _ VSR | NT-NT30-07-N531F | NT30-07-N531F-VSR | North Terrace | NT | NT30 | Helen Mayo North | 07 | Fifth Floor | N531F | 99939 | Unusable Spaces | 99939 | Unusable Spaces | 0.2 | VSR | 8 | Non Useable Floor Area Space Group | 840 | Non-usable - Service riser |  | Unknown | 0.00 | NO
North Terrace_NT30-Helen Mayo North_Fifth Floor_N531G _ VSR | NT-NT30-07-N531G | NT30-07-N531G-VSR | North Terrace | NT | NT30 | Helen Mayo North | 07 | Fifth Floor | N531G | 99939 | Unusable Spaces | 99939 | Unusable Spaces | 0.25 | VSR | 8 | Non Useable Floor Area Space Group | 840 | Non-usable - Service riser |  | Unknown | 0.00 | NO
North Terrace_NT30-Helen Mayo North_Fifth Floor_N532 _ Laboratory | NT-NT30-07-N532 | NT30-07-N532-Laboratory | North Terrace | NT | NT30 | Helen Mayo North | 07 | Fifth Floor | N532 | 99987 | Vacant - Decant Space | 859 | Infrastructure | 48.68 | Laboratory | 3 | Specialist Teaching or Research Space Group | 312 | Laboratory - Research Only |  | Adequate | 10,979.49 | NO
North Terrace_NT30-Helen Mayo North_Fifth Floor_N532A _ Office | NT-NT30-07-N532A | NT30-07-N532A-Office | North Terrace | NT | NT30 | Helen Mayo North | 07 | Fifth Floor | N532A | 99987 | Vacant - Decant Space | 859 | Infrastructure | 11.97 | Office | 1 | Office Space Group | 101 | Office - Academic Staff |  | Adequate | 2,029.90 | NO
North Terrace_NT30-Helen Mayo North_Fifth Floor_N532D _ VSR | NT-NT30-07-N532D | NT30-07-N532D-VSR | North Terrace | NT | NT30 | Helen Mayo North | 07 | Fifth Floor | N532D | 99939 | Unusable Spaces | 99939 | Unusable Spaces | 0.2 | VSR | 8 | Non Useable Floor Area Space Group | 840 | Non-usable - Service riser |  | Unknown | 0.00 | NO
North Terrace_NT30-Helen Mayo North_Fifth Floor_N532E _ VSR | NT-NT30-07-N532E | NT30-07-N532E-VSR | North Terrace | NT | NT30 | Helen Mayo North | 07 | Fifth Floor | N532E | 99939 | Unusable Spaces | 99939 | Unusable Spaces | 0.3 | VSR | 8 | Non Useable Floor Area Space Group | 840 | Non-usable - Service riser |  | Unknown | 0.00 | NO
North Terrace_NT30-Helen Mayo North_Fifth Floor_N532F _ VSR | NT-NT30-07-N532F | NT30-07-N532F-VSR | North Terrace | NT | NT30 | Helen Mayo North | 07 | Fifth Floor | N532F | 99939 | Unusable Spaces | 99939 | Unusable Spaces | 0.2 | VSR | 8 | Non Useable Floor Area Space Group | 840 | Non-usable - Service riser |  | Unknown | 0.00 | NO
North Terrace_NT30-Helen Mayo North_Fifth Floor_N532G _ VSR | NT-NT30-07-N532G | NT30-07-N532G-VSR | North Terrace | NT | NT30 | Helen Mayo North | 07 | Fifth Floor | N532G | 99939 | Unusable Spaces | 99939 | Unusable Spaces | 0.27 | VSR | 8 | Non Useable Floor Area Space Group | 840 | Non-usable - Service riser |  | Unknown | 0.00 | NO
North Terrace_NT30-Helen Mayo North_Fifth Floor_N532H _ VSR | NT-NT30-07-N532H | NT30-07-N532H-VSR | North Terrace | NT | NT30 | Helen Mayo North | 07 | Fifth Floor | N532H | 99939 | Unusable Spaces | 99939 | Unusable Spaces | 0.2 | VSR | 8 | Non Useable Floor Area Space Group | 840 | Non-usable - Service riser |  | Unknown | 0.00 | NO
North Terrace_NT30-Helen Mayo North_Fifth Floor_N532I _ VSR | NT-NT30-07-N532I | NT30-07-N532I-VSR | North Terrace | NT | NT30 | Helen Mayo North | 07 | Fifth Floor | N532I | 99939 | Unusable Spaces | 99939 | Unusable Spaces | 0.2 | VSR | 8 | Non Useable Floor Area Space Group | 840 | Non-usable - Service riser |  | Unknown | 0.00 | NO
North Terrace_NT30-Helen Mayo North_Fifth Floor_N533 _ Laboratory (RRS) | NT-NT30-07-N533 | NT30-07-N533-Laboratory (RRS) | North Terrace | NT | NT30 | Helen Mayo North | 07 | Fifth Floor | N533 | 99987 | Vacant - Decant Space | 859 | Infrastructure | 48.71 | Laboratory (RRS) | 3 | Specialist Teaching or Research Space Group | 312 | Laboratory - Research Only |  | Adequate | 10,986.26 | NO
North Terrace_NT30-Helen Mayo North_Fifth Floor_N533A _ Office - Post Grad. | NT-NT30-07-N533A | NT30-07-N533A-Office - Post Grad. | North Terrace | NT | NT30 | Helen Mayo North | 07 | Fifth Floor | N533A | 99987 | Vacant - Decant Space | 859 | Infrastructure | 11.32 | Office - Post Grad. | 1 | Office Space Group | 103 | Office - Research Students |  | Adequate | 1,919.67 | NO
North Terrace_NT30-Helen Mayo North_Fifth Floor_N533D _ VSR | NT-NT30-07-N533D | NT30-07-N533D-VSR | North Terrace | NT | NT30 | Helen Mayo North | 07 | Fifth Floor | N533D | 99939 | Unusable Spaces | 99939 | Unusable Spaces | 0.24 | VSR | 8 | Non Useable Floor Area Space Group | 840 | Non-usable - Service riser |  | Unknown | 0.00 | NO
North Terrace_NT30-Helen Mayo North_Fifth Floor_N533E _ VSR | NT-NT30-07-N533E | NT30-07-N533E-VSR | North Terrace | NT | NT30 | Helen Mayo North | 07 | Fifth Floor | N533E | 99939 | Unusable Spaces | 99939 | Unusable Spaces | 0.18 | VSR | 8 | Non Useable Floor Area Space Group | 840 | Non-usable - Service riser |  | Unknown | 0.00 | NO
North Terrace_NT30-Helen Mayo North_Fifth Floor_N533F _ VSR | NT-NT30-07-N533F | NT30-07-N533F-VSR | North Terrace | NT | NT30 | Helen Mayo North | 07 | Fifth Floor | N533F | 99939 | Unusable Spaces | 99939 | Unusable Spaces | 0.35 | VSR | 8 | Non Useable Floor Area Space Group | 840 | Non-usable - Service riser |  | Unknown | 0.00 | NO
North Terrace_NT30-Helen Mayo North_Fifth Floor_N533G _ VSR | NT-NT30-07-N533G | NT30-07-N533G-VSR | North Terrace | NT | NT30 | Helen Mayo North | 07 | Fifth Floor | N533G | 99939 | Unusable Spaces | 99939 | Unusable Spaces | 0.25 | VSR | 8 | Non Useable Floor Area Space Group | 840 | Non-usable - Service riser |  | Unknown | 0.00 | NO
North Terrace_NT30-Helen Mayo North_Fifth Floor_N533H _ VSR | NT-NT30-07-N533H | NT30-07-N533H-VSR | North Terrace | NT | NT30 | Helen Mayo North | 07 | Fifth Floor | N533H | 99939 | Unusable Spaces | 99939 | Unusable Spaces | 0.25 | VSR | 8 | Non Useable Floor Area Space Group | 840 | Non-usable - Service riser |  | Unknown | 0.00 | NO
North Terrace_NT30-Helen Mayo North_Sixth Floor_N600A _ Corr. | NT-NT30-08-N600A | NT30-08-N600A-Corr. | North Terrace | NT | NT30 | Helen Mayo North | 08 | Sixth Floor | N600A | 99939 | Unusable Spaces | 99939 | Unusable Spaces | 24.7 | Corr. | 8 | Non Useable Floor Area Space Group | 805 | Non-usable - Circulation space |  | Excellent | 0.00 | NO
North Terrace_NT30-Helen Mayo North_Sixth Floor_N600B _ Corr. | NT-NT30-08-N600B | NT30-08-N600B-Corr. | North Terrace | NT | NT30 | Helen Mayo North | 08 | Sixth Floor | N600B | 99939 | Unusable Spaces | 99939 | Unusable Spaces | 82.19 | Corr. | 8 | Non Useable Floor Area Space Group | 805 | Non-usable - Circulation space |  | Excellent | 0.00 | NO
North Terrace_NT30-Helen Mayo North_Sixth Floor_N600C _ Corr. | NT-NT30-08-N600C | NT30-08-N600C-Corr. | North Terrace | NT | NT30 | Helen Mayo North | 08 | Sixth Floor | N600C | 99939 | Unusable Spaces | 99939 | Unusable Spaces | 12.43 | Corr. | 8 | Non Useable Floor Area Space Group | 805 | Non-usable - Circulation space |  | Excellent | 0.00 | NO
North Terrace_NT30-Helen Mayo North_Sixth Floor_N600D _ Corr. | NT-NT30-08-N600D | NT30-08-N600D-Corr. | North Terrace | NT | NT30 | Helen Mayo North | 08 | Sixth Floor | N600D | 99939 | Unusable Spaces | 99939 | Unusable Spaces | 23.12 | Corr. | 8 | Non Useable Floor Area Space Group | 805 | Non-usable - Circulation space |  | Excellent | 0.00 | NO
North Terrace_NT30-Helen Mayo North_Sixth Floor_N600E _ Corr. | NT-NT30-08-N600E | NT30-08-N600E-Corr. | North Terrace | NT | NT30 | Helen Mayo North | 08 | Sixth Floor | N600E | 99939 | Unusable Spaces | 99939 | Unusable Spaces | 28.53 | Corr. | 8 | Non Useable Floor Area Space Group | 805 | Non-usable - Circulation space |  | Excellent | 0.00 | NO
North Terrace_NT30-Helen Mayo North_Sixth Floor_N601 _ Meeting | NT-NT30-08-N601 | NT30-08-N601-Meeting | North Terrace | NT | NT30 | Helen Mayo North | 08 | Sixth Floor | N601 | 214 | ECMS Infrastructure | 214 | ECMS Faculty Services | 8.9 | Meeting | 6 | General Facility Space Group | 601 | General Facility - Committee/Conference/Meeting room |  | Excellent | 2,484.88 | NO
North Terrace_NT30-Helen Mayo North_Sixth Floor_N602 _ Stair | NT-NT30-08-N602 | NT30-08-N602-Stair | North Terrace | NT | NT30 | Helen Mayo North | 08 | Sixth Floor | N602 | 99939 | Unusable Spaces | 99939 | Unusable Spaces | 14.78 | Stair | 8 | Non Useable Floor Area Space Group | 805 | Non-usable - Circulation space |  | Unknown | 0.00 | NO
North Terrace_NT30-Helen Mayo North_Sixth Floor_N603 _ Laboratory 1 | NT-NT30-08-N603 | NT30-08-N603-Laboratory 1 | North Terrace | NT | NT30 | Helen Mayo North | 08 | Sixth Floor | N603 | 214 | ECMS Infrastructure | 214 | ECMS Faculty Services | 63.68 | Laboratory 1 | 3 | Specialist Teaching or Research Space Group | 306 | Laboratory - Scientific/Medical/Engineering - WET - Postgraduate/Research |  | Excellent | 21,113.11 | NO
North Terrace_NT30-Helen Mayo North_Sixth Floor_N604 _ Furnace Room | NT-NT30-08-N604 | NT30-08-N604-Furnace Room | North Terrace | NT | NT30 | Helen Mayo North | 08 | Sixth Floor | N604 | 214 | ECMS Infrastructure | 214 | ECMS Faculty Services | 33 | Furnace Room | 3 | Specialist Teaching or Research Space Group | 306 | Laboratory - Scientific/Medical/Engineering - WET - Postgraduate/Research |  | Excellent | 10,941.15 | NO
North Terrace_NT30-Helen Mayo North_Sixth Floor_N605 _ A/L | NT-NT30-08-N605 | NT30-08-N605-A/L | North Terrace | NT | NT30 | Helen Mayo North | 08 | Sixth Floor | N605 | 99939 | Unusable Spaces | 99939 | Unusable Spaces | 3.28 | A/L | 8 | Non Useable Floor Area Space Group | 805 | Non-usable - Circulation space |  | Excellent | 0.00 | NO
North Terrace_NT30-Helen Mayo North_Sixth Floor_N606 _ WC - M | NT-NT30-08-N606 | NT30-08-N606-WC - M | North Terrace | NT | NT30 | Helen Mayo North | 08 | Sixth Floor | N606 | 99939 | Unusable Spaces | 99939 | Unusable Spaces | 13.27 | WC - M | 8 | Non Useable Floor Area Space Group | 821 | Non-usable - Toilets/Amenities - Male |  | Excellent | 0.00 | NO
North Terrace_NT30-Helen Mayo North_Sixth Floor_N607 _ WC - F | NT-NT30-08-N607 | NT30-08-N607-WC - F | North Terrace | NT | NT30 | Helen Mayo North | 08 | Sixth Floor | N607 | 99939 | Unusable Spaces | 99939 | Unusable Spaces | 16.85 | WC - F | 8 | Non Useable Floor Area Space Group | 820 | Non-usable - Toilets/Amenities - Female |  | Excellent | 0.00 | NO
North Terrace_NT30-Helen Mayo North_Sixth Floor_N608 _ Comms | NT-NT30-08-N608 | NT30-08-N608-Comms | North Terrace | NT | NT30 | Helen Mayo North | 08 | Sixth Floor | N608 | 850 | ITDS Branch Central Costs | 869 | Information Technology and Digital Services | 7.68 | Comms | 8 | Non Useable Floor Area Space Group | 812 | Non-usable - Comms/network system/Telephone/PABX |  | Excellent | 0.00 | NO
North Terrace_NT30-Helen Mayo North_Sixth Floor_N608D _ VSR | NT-NT30-08-N608D | NT30-08-N608D-VSR | North Terrace | NT | NT30 | Helen Mayo North | 08 | Sixth Floor | N608D | 99939 | Unusable Spaces | 99939 | Unusable Spaces | 0.43 | VSR | 8 | Non Useable Floor Area Space Group | 840 | Non-usable - Service riser |  | Unknown | 0.00 | NO
North Terrace_NT30-Helen Mayo North_Sixth Floor_N608E _ VSR | NT-NT30-08-N608E | NT30-08-N608E-VSR | North Terrace | NT | NT30 | Helen Mayo North | 08 | Sixth Floor | N608E | 99939 | Unusable Spaces | 99939 | Unusable Spaces | 0.94 | VSR | 8 | Non Useable Floor Area Space Group | 840 | Non-usable - Service riser |  | Unknown | 0.00 | NO
North Terrace_NT30-Helen Mayo North_Sixth Floor_N608F _ VSR | NT-NT30-08-N608F | NT30-08-N608F-VSR | North Terrace | NT | NT30 | Helen Mayo North | 08 | Sixth Floor | N608F | 99939 | Unusable Spaces | 99939 | Unusable Spaces | 0.46 | VSR | 8 | Non Useable Floor Area Space Group | 840 | Non-usable - Service riser |  | Unknown | 0.00 | NO
North Terrace_NT30-Helen Mayo North_Sixth Floor_N609 _ WC - U - Access (RH) | NT-NT30-08-N609 | NT30-08-N609-WC - U - Access (RH) | North Terrace | NT | NT30 | Helen Mayo North | 08 | Sixth Floor | N609 | 99939 | Unusable Spaces | 99939 | Unusable Spaces | 7.47 | WC - U - Access (RH) | 8 | Non Useable Floor Area Space Group | 835 | Non-usable - Toilets/Amenities - Other |  | Excellent | 0.00 | NO
North Terrace_NT30-Helen Mayo North_Sixth Floor_N610 _ Store - Gas Bottle 3 | NT-NT30-08-N610 | NT30-08-N610-Store - Gas Bottle 3 | North Terrace | NT | NT30 | Helen Mayo North | 08 | Sixth Floor | N610 | 214 | ECMS Infrastructure | 214 | ECMS Faculty Services | 4.33 | Store - Gas Bottle 3 | 4 | Ancillary Area Space Group | 418 | Ancillary Area - Dangerous goods storage |  | Excellent | 949.88 | NO
North Terrace_NT30-Helen Mayo North_Sixth Floor_N610D _ VSR | NT-NT30-08-N610D | NT30-08-N610D-VSR | North Terrace | NT | NT30 | Helen Mayo North | 08 | Sixth Floor | N610D | 99939 | Unusable Spaces | 99939 | Unusable Spaces | 0.66 | VSR | 8 | Non Useable Floor Area Space Group | 840 | Non-usable - Service riser |  | Unknown | 0.00 | NO
North Terrace_NT30-Helen Mayo North_Sixth Floor_N610E _ VSR | NT-NT30-08-N610E | NT30-08-N610E-VSR | North Terrace | NT | NT30 | Helen Mayo North | 08 | Sixth Floor | N610E | 99939 | Unusable Spaces | 99939 | Unusable Spaces | 0.88 | VSR | 8 | Non Useable Floor Area Space Group | 840 | Non-usable - Service riser |  | Unknown | 0.00 | NO
North Terrace_NT30-Helen Mayo North_Sixth Floor_N610F _ VSR | NT-NT30-08-N610F | NT30-08-N610F-VSR | North Terrace | NT | NT30 | Helen Mayo North | 08 | Sixth Floor | N610F | 99939 | Unusable Spaces | 99939 | Unusable Spaces | 0.59 | VSR | 8 | Non Useable Floor Area Space Group | 840 | Non-usable - Service riser |  | Unknown | 0.00 | NO
North Terrace_NT30-Helen Mayo North_Sixth Floor_N611 _ Store - Gas Bottle 2 | NT-NT30-08-N611 | NT30-08-N611-Store - Gas Bottle 2 | North Terrace | NT | NT30 | Helen Mayo North | 08 | Sixth Floor | N611 | 214 | ECMS Infrastructure | 214 | ECMS Faculty Services | 4.47 | Store - Gas Bottle 2 | 4 | Ancillary Area Space Group | 418 | Ancillary Area - Dangerous goods storage |  | Excellent | 980.59 | NO
North Terrace_NT30-Helen Mayo North_Sixth Floor_N612 _ Store - Gas Bottle 1 | NT-NT30-08-N612 | NT30-08-N612-Store - Gas Bottle 1 | North Terrace | NT | NT30 | Helen Mayo North | 08 | Sixth Floor | N612 | 214 | ECMS Infrastructure | 214 | ECMS Faculty Services | 4.43 | Store - Gas Bottle 1 | 4 | Ancillary Area Space Group | 418 | Ancillary Area - Dangerous goods storage |  | Excellent | 971.82 | NO
North Terrace_NT30-Helen Mayo North_Sixth Floor_N612D _ VSR | NT-NT30-08-N612D | NT30-08-N612D-VSR | North Terrace | NT | NT30 | Helen Mayo North | 08 | Sixth Floor | N612D | 99939 | Unusable Spaces | 99939 | Unusable Spaces | 0.57 | VSR | 8 | Non Useable Floor Area Space Group | 840 | Non-usable - Service riser |  | Unknown | 0.00 | NO
North Terrace_NT30-Helen Mayo North_Sixth Floor_N612E _ VSR | NT-NT30-08-N612E | NT30-08-N612E-VSR | North Terrace | NT | NT30 | Helen Mayo North | 08 | Sixth Floor | N612E | 99939 | Unusable Spaces | 99939 | Unusable Spaces | 1.03 | VSR | 8 | Non Useable Floor Area Space Group | 840 | Non-usable - Service riser |  | Unknown | 0.00 | NO
North Terrace_NT30-Helen Mayo North_Sixth Floor_N612F _ VSR | NT-NT30-08-N612F | NT30-08-N612F-VSR | North Terrace | NT | NT30 | Helen Mayo North | 08 | Sixth Floor | N612F | 99939 | Unusable Spaces | 99939 | Unusable Spaces | 0.48 | VSR | 8 | Non Useable Floor Area Space Group | 840 | Non-usable - Service riser |  | Unknown | 0.00 | NO
North Terrace_NT30-Helen Mayo North_Sixth Floor_N612G _ VSR | NT-NT30-08-N612G | NT30-08-N612G-VSR | North Terrace | NT | NT30 | Helen Mayo North | 08 | Sixth Floor | N612G | 99939 | Unusable Spaces | 99939 | Unusable Spaces | 1.29 | VSR | 8 | Non Useable Floor Area Space Group | 840 | Non-usable - Service riser |  | Unknown | 0.00 | NO
North Terrace_NT30-Helen Mayo North_Sixth Floor_N613 _ Office - Open Plan | NT-NT30-08-N613 | NT30-08-N613-Office - Open Plan | North Terrace | NT | NT30 | Helen Mayo North | 08 | Sixth Floor | N613 | 214 | ECMS Infrastructure | 214 | ECMS Faculty Services | 25.28 | Office - Open Plan | 1 | Office Space Group | 113 | Open Plan - Research Staff |  | Excellent | 6,301.94 | NO
North Terrace_NT30-Helen Mayo North_Sixth Floor_N613.01 _ Workstation | NT-NT30-08-N613.01 | NT30-08-N613.01-Workstation | North Terrace | NT | NT30 | Helen Mayo North | 08 | Sixth Floor | N613.01 | 214 | ECMS Infrastructure | 214 | ECMS Faculty Services | 2.96 | Workstation | 1 | Office Space Group | 114 | Open Plan - Research Students |  | Excellent | 737.89 | NO
North Terrace_NT30-Helen Mayo North_Sixth Floor_N613.02 _ Workstation | NT-NT30-08-N613.02 | NT30-08-N613.02-Workstation | North Terrace | NT | NT30 | Helen Mayo North | 08 | Sixth Floor | N613.02 | 214 | ECMS Infrastructure | 214 | ECMS Faculty Services | 2.96 | Workstation | 1 | Office Space Group | 114 | Open Plan - Research Students |  | Excellent | 737.89 | NO
North Terrace_NT30-Helen Mayo North_Sixth Floor_N613.03 _ Workstation | NT-NT30-08-N613.03 | NT30-08-N613.03-Workstation | North Terrace | NT | NT30 | Helen Mayo North | 08 | Sixth Floor | N613.03 | 214 | ECMS Infrastructure | 214 | ECMS Faculty Services | 2.96 | Workstation | 1 | Office Space Group | 114 | Open Plan - Research Students |  | Excellent | 737.89 | NO
North Terrace_NT30-Helen Mayo North_Sixth Floor_N613.04 _ Workstation | NT-NT30-08-N613.04 | NT30-08-N613.04-Workstation | North Terrace | NT | NT30 | Helen Mayo North | 08 | Sixth Floor | N613.04 | 214 | ECMS Infrastructure | 214 | ECMS Faculty Services | 2.96 | Workstation | 1 | Office Space Group | 114 | Open Plan - Research Students |  | Excellent | 737.89 | NO
North Terrace_NT30-Helen Mayo North_Sixth Floor_N613.05 _ Workstation | NT-NT30-08-N613.05 | NT30-08-N613.05-Workstation | North Terrace | NT | NT30 | Helen Mayo North | 08 | Sixth Floor | N613.05 | 214 | ECMS Infrastructure | 214 | ECMS Faculty Services | 2.96 | Workstation | 1 | Office Space Group | 114 | Open Plan - Research Students |  | Excellent | 737.89 | NO
North Terrace_NT30-Helen Mayo North_Sixth Floor_N613.06 _ Workstation | NT-NT30-08-N613.06 | NT30-08-N613.06-Workstation | North Terrace | NT | NT30 | Helen Mayo North | 08 | Sixth Floor | N613.06 | 214 | ECMS Infrastructure | 214 | ECMS Faculty Services | 2.96 | Workstation | 1 | Office Space Group | 114 | Open Plan - Research Students |  | Excellent | 737.89 | NO
North Terrace_NT30-Helen Mayo North_Sixth Floor_N613.07 _ Workstation | NT-NT30-08-N613.07 | NT30-08-N613.07-Workstation | North Terrace | NT | NT30 | Helen Mayo North | 08 | Sixth Floor | N613.07 | 214 | ECMS Infrastructure | 214 | ECMS Faculty Services | 2.96 | Workstation | 1 | Office Space Group | 114 | Open Plan - Research Students |  | Excellent | 737.89 | NO
North Terrace_NT30-Helen Mayo North_Sixth Floor_N613.08 _ Workstation | NT-NT30-08-N613.08 | NT30-08-N613.08-Workstation | North Terrace | NT | NT30 | Helen Mayo North | 08 | Sixth Floor | N613.08 | 214 | ECMS Infrastructure | 214 | ECMS Faculty Services | 2.96 | Workstation | 1 | Office Space Group | 114 | Open Plan - Research Students |  | Excellent | 737.89 | NO
North Terrace_NT30-Helen Mayo North_Sixth Floor_N613.09 _ Workstation | NT-NT30-08-N613.09 | NT30-08-N613.09-Workstation | North Terrace | NT | NT30 | Helen Mayo North | 08 | Sixth Floor | N613.09 | 214 | ECMS Infrastructure | 214 | ECMS Faculty Services | 2.96 | Workstation | 1 | Office Space Group | 114 | Open Plan - Research Students |  | Excellent | 737.89 | NO
North Terrace_NT30-Helen Mayo North_Sixth Floor_N613.10 _ Workstation | NT-NT30-08-N613.10 | NT30-08-N613.10-Workstation | North Terrace | NT | NT30 | Helen Mayo North | 08 | Sixth Floor | N613.10 | 214 | ECMS Infrastructure | 214 | ECMS Faculty Services | 2.96 | Workstation | 1 | Office Space Group | 114 | Open Plan - Research Students |  | Excellent | 737.89 | NO
North Terrace_NT30-Helen Mayo North_Sixth Floor_N613.11 _ Workstation | NT-NT30-08-N613.11 | NT30-08-N613.11-Workstation | North Terrace | NT | NT30 | Helen Mayo North | 08 | Sixth Floor | N613.11 | 214 | ECMS Infrastructure | 214 | ECMS Faculty Services | 2.96 | Workstation | 1 | Office Space Group | 114 | Open Plan - Research Students |  | Excellent | 737.89 | NO
North Terrace_NT30-Helen Mayo North_Sixth Floor_N613.12 _ Workstation | NT-NT30-08-N613.12 | NT30-08-N613.12-Workstation | North Terrace | NT | NT30 | Helen Mayo North | 08 | Sixth Floor | N613.12 | 214 | ECMS Infrastructure | 214 | ECMS Faculty Services | 2.96 | Workstation | 1 | Office Space Group | 114 | Open Plan - Research Students |  | Excellent | 737.89 | NO
North Terrace_NT30-Helen Mayo North_Sixth Floor_N613.13 _ Workstation | NT-NT30-08-N613.13 | NT30-08-N613.13-Workstation | North Terrace | NT | NT30 | Helen Mayo North | 08 | Sixth Floor | N613.13 | 214 | ECMS Infrastructure | 214 | ECMS Faculty Services | 3.81 | Workstation | 1 | Office Space Group | 114 | Open Plan - Research Students |  | Excellent | 949.78 | NO
North Terrace_NT30-Helen Mayo North_Sixth Floor_N613.14 _ Workstation | NT-NT30-08-N613.14 | NT30-08-N613.14-Workstation | North Terrace | NT | NT30 | Helen Mayo North | 08 | Sixth Floor | N613.14 | 214 | ECMS Infrastructure | 214 | ECMS Faculty Services | 3.84 | Workstation | 1 | Office Space Group | 114 | Open Plan - Research Students |  | Excellent | 957.26 | NO
North Terrace_NT30-Helen Mayo North_Sixth Floor_N613.15 _ Workstation | NT-NT30-08-N613.15 | NT30-08-N613.15-Workstation | North Terrace | NT | NT30 | Helen Mayo North | 08 | Sixth Floor | N613.15 | 214 | ECMS Infrastructure | 214 | ECMS Faculty Services | 4.12 | Workstation | 1 | Office Space Group | 114 | Open Plan - Research Students |  | Excellent | 1,027.06 | NO
North Terrace_NT30-Helen Mayo North_Sixth Floor_N614 _ Materials Preparation Laboratory | NT-NT30-08-N614 | NT30-08-N614-Materials Preparation Laboratory | North Terrace | NT | NT30 | Helen Mayo North | 08 | Sixth Floor | N614 | 214 | ECMS Infrastructure | 214 | ECMS Faculty Services | 62.42 | Materials Preparation Laboratory | 3 | Specialist Teaching or Research Space Group | 306 | Laboratory - Scientific/Medical/Engineering - WET - Postgraduate/Research |  | Excellent | 20,695.35 | NO
North Terrace_NT30-Helen Mayo North_Sixth Floor_N615 _ Stair | NT-NT30-08-N615 | NT30-08-N615-Stair | North Terrace | NT | NT30 | Helen Mayo North | 08 | Sixth Floor | N615 | 99939 | Unusable Spaces | 99939 | Unusable Spaces | 13.84 | Stair | 8 | Non Useable Floor Area Space Group | 805 | Non-usable - Circulation space |  | Unknown | 0.00 | NO
North Terrace_NT30-Helen Mayo North_Sixth Floor_N616 _ Characterisation Laboratory | NT-NT30-08-N616 | NT30-08-N616-Characterisation Laboratory | North Terrace | NT | NT30 | Helen Mayo North | 08 | Sixth Floor | N616 | 214 | ECMS Infrastructure | 214 | ECMS Faculty Services | 143.06 | Characterisation Laboratory | 3 | Specialist Teaching or Research Space Group | 306 | Laboratory - Scientific/Medical/Engineering - WET - Postgraduate/Research |  | Excellent | 47,431.55 | NO
North Terrace_NT30-Helen Mayo North_Sixth Floor_N616A _ XRD Room | NT-NT30-08-N616A | NT30-08-N616A-XRD Room | North Terrace | NT | NT30 | Helen Mayo North | 08 | Sixth Floor | N616A | 214 | ECMS Infrastructure | 214 | ECMS Faculty Services | 11.21 | XRD Room | 3 | Specialist Teaching or Research Space Group | 306 | Laboratory - Scientific/Medical/Engineering - WET - Postgraduate/Research |  | Excellent | 3,716.68 | NO
North Terrace_NT30-Helen Mayo North_Sixth Floor_N616B _ Oven Room | NT-NT30-08-N616B | NT30-08-N616B-Oven Room | North Terrace | NT | NT30 | Helen Mayo North | 08 | Sixth Floor | N616B | 214 | ECMS Infrastructure | 214 | ECMS Faculty Services | 10.33 | Oven Room | 3 | Specialist Teaching or Research Space Group | 306 | Laboratory - Scientific/Medical/Engineering - WET - Postgraduate/Research |  | Excellent | 3,424.91 | NO
North Terrace_NT30-Helen Mayo North_Sixth Floor_N617 _ Cleaners Store | NT-NT30-08-N617 | NT30-08-N617-Cleaners Store | North Terrace | NT | NT30 | Helen Mayo North | 08 | Sixth Floor | N617 | 99939 | Unusable Spaces | 99939 | Unusable Spaces | 1.64 | Cleaners Store | 8 | Non Useable Floor Area Space Group | 806 | Non-usable - Cleaners room |  | Excellent | 0.00 | NO
North Terrace_NT30-Helen Mayo North_Sixth Floor_N619 _ Breakout | NT-NT30-08-N619 | NT30-08-N619-Breakout | North Terrace | NT | NT30 | Helen Mayo North | 08 | Sixth Floor | N619 | 214 | ECMS Infrastructure | 214 | ECMS Faculty Services | 49.43 | Breakout | 6 | General Facility Space Group | 608 | General Facility - Kitchen/Servery/Food Storage |  | Excellent | 13,800.86 | NO
North Terrace_NT30-Helen Mayo North_Sixth Floor_N620 _ Office - Open Plan | NT-NT30-08-N620 | NT30-08-N620-Office - Open Plan | North Terrace | NT | NT30 | Helen Mayo North | 08 | Sixth Floor | N620 | 214 | ECMS Infrastructure | 214 | ECMS Faculty Services | 49.97 | Office - Open Plan | 1 | Office Space Group | 113 | Open Plan - Research Staff |  | Excellent | 12,456.81 | NO
North Terrace_NT30-Helen Mayo North_Sixth Floor_N620.01 _ Workstation | NT-NT30-08-N620.01 | NT30-08-N620.01-Workstation | North Terrace | NT | NT30 | Helen Mayo North | 08 | Sixth Floor | N620.01 | 214 | ECMS Infrastructure | 214 | ECMS Faculty Services | 3.19 | Workstation | 1 | Office Space Group | 114 | Open Plan - Research Students |  | Excellent | 795.22 | NO
North Terrace_NT30-Helen Mayo North_Sixth Floor_N620.02 _ Workstation | NT-NT30-08-N620.02 | NT30-08-N620.02-Workstation | North Terrace | NT | NT30 | Helen Mayo North | 08 | Sixth Floor | N620.02 | 214 | ECMS Infrastructure | 214 | ECMS Faculty Services | 3.19 | Workstation | 1 | Office Space Group | 114 | Open Plan - Research Students |  | Excellent | 795.22 | NO
North Terrace_NT30-Helen Mayo North_Sixth Floor_N620.03 _ Workstation | NT-NT30-08-N620.03 | NT30-08-N620.03-Workstation | North Terrace | NT | NT30 | Helen Mayo North | 08 | Sixth Floor | N620.03 | 214 | ECMS Infrastructure | 214 | ECMS Faculty Services | 3.19 | Workstation | 1 | Office Space Group | 114 | Open Plan - Research Students |  | Excellent | 795.22 | NO
North Terrace_NT30-Helen Mayo North_Sixth Floor_N620.04 _ Workstation | NT-NT30-08-N620.04 | NT30-08-N620.04-Workstation | North Terrace | NT | NT30 | Helen Mayo North | 08 | Sixth Floor | N620.04 | 214 | ECMS Infrastructure | 214 | ECMS Faculty Services | 3.19 | Workstation | 1 | Office Space Group | 114 | Open Plan - Research Students |  | Excellent | 795.22 | NO
North Terrace_NT30-Helen Mayo North_Sixth Floor_N620.05 _ Workstation | NT-NT30-08-N620.05 | NT30-08-N620.05-Workstation | North Terrace | NT | NT30 | Helen Mayo North | 08 | Sixth Floor | N620.05 | 214 | ECMS Infrastructure | 214 | ECMS Faculty Services | 3.19 | Workstation | 1 | Office Space Group | 114 | Open Plan - Research Students |  | Excellent | 795.22 | NO
North Terrace_NT30-Helen Mayo North_Sixth Floor_N620.06 _ Workstation | NT-NT30-08-N620.06 | NT30-08-N620.06-Workstation | North Terrace | NT | NT30 | Helen Mayo North | 08 | Sixth Floor | N620.06 | 214 | ECMS Infrastructure | 214 | ECMS Faculty Services | 3.19 | Workstation | 1 | Office Space Group | 114 | Open Plan - Research Students |  | Excellent | 795.22 | NO
North Terrace_NT30-Helen Mayo North_Sixth Floor_N620.07 _ Workstation | NT-NT30-08-N620.07 | NT30-08-N620.07-Workstation | North Terrace | NT | NT30 | Helen Mayo North | 08 | Sixth Floor | N620.07 | 214 | ECMS Infrastructure | 214 | ECMS Faculty Services | 3.19 | Workstation | 1 | Office Space Group | 114 | Open Plan - Research Students |  | Excellent | 795.22 | NO
North Terrace_NT30-Helen Mayo North_Sixth Floor_N620.08 _ Workstation | NT-NT30-08-N620.08 | NT30-08-N620.08-Workstation | North Terrace | NT | NT30 | Helen Mayo North | 08 | Sixth Floor | N620.08 | 214 | ECMS Infrastructure | 214 | ECMS Faculty Services | 3.19 | Workstation | 1 | Office Space Group | 114 | Open Plan - Research Students |  | Excellent | 795.22 | NO
North Terrace_NT30-Helen Mayo North_Sixth Floor_N620.09 _ Workstation | NT-NT30-08-N620.09 | NT30-08-N620.09-Workstation | North Terrace | NT | NT30 | Helen Mayo North | 08 | Sixth Floor | N620.09 | 214 | ECMS Infrastructure | 214 | ECMS Faculty Services | 3.19 | Workstation | 1 | Office Space Group | 114 | Open Plan - Research Students |  | Excellent | 795.22 | NO
North Terrace_NT30-Helen Mayo North_Sixth Floor_N620.10 _ Workstation | NT-NT30-08-N620.10 | NT30-08-N620.10-Workstation | North Terrace | NT | NT30 | Helen Mayo North | 08 | Sixth Floor | N620.10 | 214 | ECMS Infrastructure | 214 | ECMS Faculty Services | 3.19 | Workstation | 1 | Office Space Group | 114 | Open Plan - Research Students |  | Excellent | 795.22 | NO
North Terrace_NT30-Helen Mayo North_Sixth Floor_N620.11 _ Workstation | NT-NT30-08-N620.11 | NT30-08-N620.11-Workstation | North Terrace | NT | NT30 | Helen Mayo North | 08 | Sixth Floor | N620.11 | 214 | ECMS Infrastructure | 214 | ECMS Faculty Services | 3.19 | Workstation | 1 | Office Space Group | 114 | Open Plan - Research Students |  | Excellent | 795.22 | NO
North Terrace_NT30-Helen Mayo North_Sixth Floor_N620.12 _ Workstation | NT-NT30-08-N620.12 | NT30-08-N620.12-Workstation | North Terrace | NT | NT30 | Helen Mayo North | 08 | Sixth Floor | N620.12 | 214 | ECMS Infrastructure | 214 | ECMS Faculty Services | 3.19 | Workstation | 1 | Office Space Group | 114 | Open Plan - Research Students |  | Excellent | 795.22 | NO
North Terrace_NT30-Helen Mayo North_Sixth Floor_N620.13 _ Workstation | NT-NT30-08-N620.13 | NT30-08-N620.13-Workstation | North Terrace | NT | NT30 | Helen Mayo North | 08 | Sixth Floor | N620.13 | 214 | ECMS Infrastructure | 214 | ECMS Faculty Services | 3.19 | Workstation | 1 | Office Space Group | 114 | Open Plan - Research Students |  | Excellent | 795.22 | NO
North Terrace_NT30-Helen Mayo North_Sixth Floor_N620.14 _ Workstation | NT-NT30-08-N620.14 | NT30-08-N620.14-Workstation | North Terrace | NT | NT30 | Helen Mayo North | 08 | Sixth Floor | N620.14 | 214 | ECMS Infrastructure | 214 | ECMS Faculty Services | 3.19 | Workstation | 1 | Office Space Group | 114 | Open Plan - Research Students |  | Excellent | 795.22 | NO
North Terrace_NT30-Helen Mayo North_Sixth Floor_N620.15 _ Workstation | NT-NT30-08-N620.15 | NT30-08-N620.15-Workstation | North Terrace | NT | NT30 | Helen Mayo North | 08 | Sixth Floor | N620.15 | 214 | ECMS Infrastructure | 214 | ECMS Faculty Services | 3.19 | Workstation | 1 | Office Space Group | 114 | Open Plan - Research Students |  | Excellent | 795.22 | NO
North Terrace_NT30-Helen Mayo North_Sixth Floor_N620.16 _ Workstation | NT-NT30-08-N620.16 | NT30-08-N620.16-Workstation | North Terrace | NT | NT30 | Helen Mayo North | 08 | Sixth Floor | N620.16 | 214 | ECMS Infrastructure | 214 | ECMS Faculty Services | 3.19 | Workstation | 1 | Office Space Group | 114 | Open Plan - Research Students |  | Excellent | 795.22 | NO
North Terrace_NT30-Helen Mayo North_Sixth Floor_N620.17 _ Workstation | NT-NT30-08-N620.17 | NT30-08-N620.17-Workstation | North Terrace | NT | NT30 | Helen Mayo North | 08 | Sixth Floor | N620.17 | 214 | ECMS Infrastructure | 214 | ECMS Faculty Services | 3.19 | Workstation | 1 | Office Space Group | 114 | Open Plan - Research Students |  | Excellent | 795.22 | NO
North Terrace_NT30-Helen Mayo North_Sixth Floor_N620.18 _ Workstation | NT-NT30-08-N620.18 | NT30-08-N620.18-Workstation | North Terrace | NT | NT30 | Helen Mayo North | 08 | Sixth Floor | N620.18 | 214 | ECMS Infrastructure | 214 | ECMS Faculty Services | 3.19 | Workstation | 1 | Office Space Group | 114 | Open Plan - Research Students |  | Excellent | 795.22 | NO
North Terrace_NT30-Helen Mayo North_Sixth Floor_N620.19 _ Workstation | NT-NT30-08-N620.19 | NT30-08-N620.19-Workstation | North Terrace | NT | NT30 | Helen Mayo North | 08 | Sixth Floor | N620.19 | 214 | ECMS Infrastructure | 214 | ECMS Faculty Services | 3.19 | Workstation | 1 | Office Space Group | 114 | Open Plan - Research Students |  | Excellent | 795.22 | NO
North Terrace_NT30-Helen Mayo North_Sixth Floor_N620.20 _ Workstation | NT-NT30-08-N620.20 | NT30-08-N620.20-Workstation | North Terrace | NT | NT30 | Helen Mayo North | 08 | Sixth Floor | N620.20 | 214 | ECMS Infrastructure | 214 | ECMS Faculty Services | 3.19 | Workstation | 1 | Office Space Group | 114 | Open Plan - Research Students |  | Excellent | 795.22 | NO
North Terrace_NT30-Helen Mayo North_Sixth Floor_N620.21 _ Workstation | NT-NT30-08-N620.21 | NT30-08-N620.21-Workstation | North Terrace | NT | NT30 | Helen Mayo North | 08 | Sixth Floor | N620.21 | 214 | ECMS Infrastructure | 214 | ECMS Faculty Services | 3.19 | Workstation | 1 | Office Space Group | 114 | Open Plan - Research Students |  | Excellent | 795.22 | NO
North Terrace_NT30-Helen Mayo North_Sixth Floor_N620.22 _ Workstation | NT-NT30-08-N620.22 | NT30-08-N620.22-Workstation | North Terrace | NT | NT30 | Helen Mayo North | 08 | Sixth Floor | N620.22 | 214 | ECMS Infrastructure | 214 | ECMS Faculty Services | 3.19 | Workstation | 1 | Office Space Group | 114 | Open Plan - Research Students |  | Excellent | 795.22 | NO
North Terrace_NT30-Helen Mayo North_Sixth Floor_N620.23 _ Workstation | NT-NT30-08-N620.23 | NT30-08-N620.23-Workstation | North Terrace | NT | NT30 | Helen Mayo North | 08 | Sixth Floor | N620.23 | 214 | ECMS Infrastructure | 214 | ECMS Faculty Services | 3.19 | Workstation | 1 | Office Space Group | 114 | Open Plan - Research Students |  | Excellent | 795.22 | NO
North Terrace_NT30-Helen Mayo North_Sixth Floor_N620.24 _ Workstation | NT-NT30-08-N620.24 | NT30-08-N620.24-Workstation | North Terrace | NT | NT30 | Helen Mayo North | 08 | Sixth Floor | N620.24 | 214 | ECMS Infrastructure | 214 | ECMS Faculty Services | 3.19 | Workstation | 1 | Office Space Group | 114 | Open Plan - Research Students |  | Excellent | 795.22 | NO
North Terrace_NT30-Helen Mayo North_Sixth Floor_N620.25 _ Workstation | NT-NT30-08-N620.25 | NT30-08-N620.25-Workstation | North Terrace | NT | NT30 | Helen Mayo North | 08 | Sixth Floor | N620.25 | 214 | ECMS Infrastructure | 214 | ECMS Faculty Services | 3.19 | Workstation | 1 | Office Space Group | 114 | Open Plan - Research Students |  | Excellent | 795.22 | NO
North Terrace_NT30-Helen Mayo North_Sixth Floor_N620.26 _ Workstation | NT-NT30-08-N620.26 | NT30-08-N620.26-Workstation | North Terrace | NT | NT30 | Helen Mayo North | 08 | Sixth Floor | N620.26 | 214 | ECMS Infrastructure | 214 | ECMS Faculty Services | 3.19 | Workstation | 1 | Office Space Group | 114 | Open Plan - Research Students |  | Excellent | 795.22 | NO
North Terrace_NT30-Helen Mayo North_Sixth Floor_N620.27 _ Workstation | NT-NT30-08-N620.27 | NT30-08-N620.27-Workstation | North Terrace | NT | NT30 | Helen Mayo North | 08 | Sixth Floor | N620.27 | 214 | ECMS Infrastructure | 214 | ECMS Faculty Services | 3.19 | Workstation | 1 | Office Space Group | 114 | Open Plan - Research Students |  | Excellent | 795.22 | NO
North Terrace_NT30-Helen Mayo North_Sixth Floor_N620.28 _ Workstation | NT-NT30-08-N620.28 | NT30-08-N620.28-Workstation | North Terrace | NT | NT30 | Helen Mayo North | 08 | Sixth Floor | N620.28 | 214 | ECMS Infrastructure | 214 | ECMS Faculty Services | 3.19 | Workstation | 1 | Office Space Group | 114 | Open Plan - Research Students |  | Excellent | 795.22 | NO
North Terrace_NT30-Helen Mayo North_Sixth Floor_N620.29 _ Workstation | NT-NT30-08-N620.29 | NT30-08-N620.29-Workstation | North Terrace | NT | NT30 | Helen Mayo North | 08 | Sixth Floor | N620.29 | 214 | ECMS Infrastructure | 214 | ECMS Faculty Services | 3.19 | Workstation | 1 | Office Space Group | 114 | Open Plan - Research Students |  | Excellent | 795.22 | NO
North Terrace_NT30-Helen Mayo North_Sixth Floor_N620.30 _ Workstation | NT-NT30-08-N620.30 | NT30-08-N620.30-Workstation | North Terrace | NT | NT30 | Helen Mayo North | 08 | Sixth Floor | N620.30 | 214 | ECMS Infrastructure | 214 | ECMS Faculty Services | 3.19 | Workstation | 1 | Office Space Group | 114 | Open Plan - Research Students |  | Excellent | 795.22 | NO
North Terrace_NT30-Helen Mayo North_Sixth Floor_N620K _ VSR | NT-NT30-08-N620K | NT30-08-N620K-VSR | North Terrace | NT | NT30 | Helen Mayo North | 08 | Sixth Floor | N620K | 99939 | Unusable Spaces | 99939 | Unusable Spaces | 2.36 | VSR | 8 | Non Useable Floor Area Space Group | 840 | Non-usable - Service riser |  | Unknown | 0.00 | NO
North Terrace_NT30-Helen Mayo North_Sixth Floor_N620L _ VSR | NT-NT30-08-N620L | NT30-08-N620L-VSR | North Terrace | NT | NT30 | Helen Mayo North | 08 | Sixth Floor | N620L | 99939 | Unusable Spaces | 99939 | Unusable Spaces | 0.2 | VSR | 8 | Non Useable Floor Area Space Group | 840 | Non-usable - Service riser |  | Unknown | 0.00 | NO
North Terrace_NT30-Helen Mayo North_Sixth Floor_N620M _ VSR | NT-NT30-08-N620M | NT30-08-N620M-VSR | North Terrace | NT | NT30 | Helen Mayo North | 08 | Sixth Floor | N620M | 99939 | Unusable Spaces | 99939 | Unusable Spaces | 0.4 | VSR | 8 | Non Useable Floor Area Space Group | 840 | Non-usable - Service riser |  | Unknown | 0.00 | NO
North Terrace_NT30-Helen Mayo North_Sixth Floor_N620N _ VSR | NT-NT30-08-N620N | NT30-08-N620N-VSR | North Terrace | NT | NT30 | Helen Mayo North | 08 | Sixth Floor | N620N | 99939 | Unusable Spaces | 99939 | Unusable Spaces | 1.07 | VSR | 8 | Non Useable Floor Area Space Group | 840 | Non-usable - Service riser |  | Unknown | 0.00 | NO
North Terrace_NT30-Helen Mayo North_Sixth Floor_N622D _ VSR | NT-NT30-08-N622D | NT30-08-N622D-VSR | North Terrace | NT | NT30 | Helen Mayo North | 08 | Sixth Floor | N622D | 99939 | Unusable Spaces | 99939 | Unusable Spaces | 0.43 | VSR | 8 | Non Useable Floor Area Space Group | 840 | Non-usable - Service riser |  | Unknown | 0.00 | NO
North Terrace_NT30-Helen Mayo North_Sixth Floor_N622E _ VSR | NT-NT30-08-N622E | NT30-08-N622E-VSR | North Terrace | NT | NT30 | Helen Mayo North | 08 | Sixth Floor | N622E | 99939 | Unusable Spaces | 99939 | Unusable Spaces | 1.03 | VSR | 8 | Non Useable Floor Area Space Group | 840 | Non-usable - Service riser |  | Unknown | 0.00 | NO
North Terrace_NT30-Helen Mayo North_Sixth Floor_N622F _ VSR | NT-NT30-08-N622F | NT30-08-N622F-VSR | North Terrace | NT | NT30 | Helen Mayo North | 08 | Sixth Floor | N622F | 99939 | Unusable Spaces | 99939 | Unusable Spaces | 0.56 | VSR | 8 | Non Useable Floor Area Space Group | 840 | Non-usable - Service riser |  | Unknown | 0.00 | NO
North Terrace_NT30-Helen Mayo North_Sixth Floor_N623D _ VSR | NT-NT30-08-N623D | NT30-08-N623D-VSR | North Terrace | NT | NT30 | Helen Mayo North | 08 | Sixth Floor | N623D | 99939 | Unusable Spaces | 99939 | Unusable Spaces | 0.45 | VSR | 8 | Non Useable Floor Area Space Group | 840 | Non-usable - Service riser |  | Unknown | 0.00 | NO
North Terrace_NT30-Helen Mayo North_Sixth Floor_N623E _ VSR | NT-NT30-08-N623E | NT30-08-N623E-VSR | North Terrace | NT | NT30 | Helen Mayo North | 08 | Sixth Floor | N623E | 99939 | Unusable Spaces | 99939 | Unusable Spaces | 0.97 | VSR | 8 | Non Useable Floor Area Space Group | 840 | Non-usable - Service riser |  | Unknown | 0.00 | NO
North Terrace_NT30-Helen Mayo North_Sixth Floor_N623F _ VSR | NT-NT30-08-N623F | NT30-08-N623F-VSR | North Terrace | NT | NT30 | Helen Mayo North | 08 | Sixth Floor | N623F | 99939 | Unusable Spaces | 99939 | Unusable Spaces | 0.45 | VSR | 8 | Non Useable Floor Area Space Group | 840 | Non-usable - Service riser |  | Unknown | 0.00 | NO
North Terrace_NT30-Helen Mayo North_Sixth Floor_N626D _ VSR | NT-NT30-08-N626D | NT30-08-N626D-VSR | North Terrace | NT | NT30 | Helen Mayo North | 08 | Sixth Floor | N626D | 99939 | Unusable Spaces | 99939 | Unusable Spaces | 0.59 | VSR | 8 | Non Useable Floor Area Space Group | 840 | Non-usable - Service riser |  | Unknown | 0.00 | NO
North Terrace_NT30-Helen Mayo North_Sixth Floor_N626E _ VSR | NT-NT30-08-N626E | NT30-08-N626E-VSR | North Terrace | NT | NT30 | Helen Mayo North | 08 | Sixth Floor | N626E | 99939 | Unusable Spaces | 99939 | Unusable Spaces | 0.88 | VSR | 8 | Non Useable Floor Area Space Group | 840 | Non-usable - Service riser |  | Unknown | 0.00 | NO
North Terrace_NT30-Helen Mayo North_Sixth Floor_N626F _ VSR | NT-NT30-08-N626F | NT30-08-N626F-VSR | North Terrace | NT | NT30 | Helen Mayo North | 08 | Sixth Floor | N626F | 99939 | Unusable Spaces | 99939 | Unusable Spaces | 0.5 | VSR | 8 | Non Useable Floor Area Space Group | 840 | Non-usable - Service riser |  | Unknown | 0.00 | NO
North Terrace_NT30-Helen Mayo North_Sixth Floor_N626G _ BMS/CBUS | NT-NT30-08-N626G | NT30-08-N626G-BMS/CBUS | North Terrace | NT | NT30 | Helen Mayo North | 08 | Sixth Floor | N626G | 99939 | Unusable Spaces | 99939 | Unusable Spaces | 0.99 | BMS/CBUS | 8 | Non Useable Floor Area Space Group | 811 | Non-usable - Plant room other |  | Excellent | 0.00 | NO
North Terrace_NT30-Helen Mayo North_Sixth Floor_N627D _ VSR | NT-NT30-08-N627D | NT30-08-N627D-VSR | North Terrace | NT | NT30 | Helen Mayo North | 08 | Sixth Floor | N627D | 99939 | Unusable Spaces | 99939 | Unusable Spaces | 0.2 | VSR | 8 | Non Useable Floor Area Space Group | 840 | Non-usable - Service riser |  | Unknown | 0.00 | NO
North Terrace_NT30-Helen Mayo North_Sixth Floor_N628D _ VSR | NT-NT30-08-N628D | NT30-08-N628D-VSR | North Terrace | NT | NT30 | Helen Mayo North | 08 | Sixth Floor | N628D | 99939 | Unusable Spaces | 99939 | Unusable Spaces | 0.41 | VSR | 8 | Non Useable Floor Area Space Group | 840 | Non-usable - Service riser |  | Unknown | 0.00 | NO
North Terrace_NT30-Helen Mayo North_Sixth Floor_N628E _ VSR | NT-NT30-08-N628E | NT30-08-N628E-VSR | North Terrace | NT | NT30 | Helen Mayo North | 08 | Sixth Floor | N628E | 99939 | Unusable Spaces | 99939 | Unusable Spaces | 0.25 | VSR | 8 | Non Useable Floor Area Space Group | 840 | Non-usable - Service riser |  | Unknown | 0.00 | NO
North Terrace_NT30-Helen Mayo North_Sixth Floor_N630.01 _ Office - Hot Desk | NT-NT30-08-N630.01 | NT30-08-N630.01-Office - Hot Desk | North Terrace | NT | NT30 | Helen Mayo North | 08 | Sixth Floor | N630.01 | 214 | ECMS Infrastructure | 214 | ECMS Faculty Services | 5.22 | Office - Hot Desk | 1 | Office Space Group | 117 | Open Plan - Hot Desk |  | Excellent | 1,301.27 | NO
North Terrace_NT30-Helen Mayo North_Sixth Floor_N631 _ Laboratory 2 | NT-NT30-08-N631 | NT30-08-N631-Laboratory 2 | North Terrace | NT | NT30 | Helen Mayo North | 08 | Sixth Floor | N631 | 214 | ECMS Infrastructure | 214 | ECMS Faculty Services | 119.86 | Laboratory 2 | 3 | Specialist Teaching or Research Space Group | 306 | Laboratory - Scientific/Medical/Engineering - WET - Postgraduate/Research |  | Excellent | 39,739.59 | NO
North Terrace_NT30-Helen Mayo North_Sixth Floor_N632 _ Cool Room | NT-NT30-08-N632 | NT30-08-N632-Cool Room | North Terrace | NT | NT30 | Helen Mayo North | 08 | Sixth Floor | N632 | 214 | ECMS Infrastructure | 214 | ECMS Faculty Services | 7.82 | Cool Room | 3 | Specialist Teaching or Research Space Group | 306 | Laboratory - Scientific/Medical/Engineering - WET - Postgraduate/Research |  | Excellent | 2,592.72 | NO
North Terrace_NT30-Helen Mayo North_Sixth Floor_N650A _ Services - Telecom | NT-NT30-08-N650A | NT30-08-N650A-Services - Telecom | North Terrace | NT | NT30 | Helen Mayo North | 08 | Sixth Floor | N650A | 99939 | Unusable Spaces | 99939 | Unusable Spaces | 0.44 | Services - Telecom | 8 | Non Useable Floor Area Space Group | 812 | Non-usable - Comms/network system/Telephone/PABX |  | Unknown | 0.00 | NO
North Terrace_NT30-Helen Mayo North_Sixth Floor_N650B _ DB - Elec | NT-NT30-08-N650B | NT30-08-N650B-DB - Elec | North Terrace | NT | NT30 | Helen Mayo North | 08 | Sixth Floor | N650B | 99939 | Unusable Spaces | 99939 | Unusable Spaces | 0.84 | DB - Elec | 8 | Non Useable Floor Area Space Group | 840 | Non-usable - Service riser |  | Unknown | 0.00 | NO
North Terrace_NT30-Helen Mayo North_Sixth Floor_N650C _ VSR | NT-NT30-08-N650C | NT30-08-N650C-VSR | North Terrace | NT | NT30 | Helen Mayo North | 08 | Sixth Floor | N650C | 99939 | Unusable Spaces | 99939 | Unusable Spaces | 1.65 | VSR | 8 | Non Useable Floor Area Space Group | 840 | Non-usable - Service riser |  | Unknown | 0.00 | NO
North Terrace_NT30-Helen Mayo North_Sixth Floor_N650D _ Duct | NT-NT30-08-N650D | NT30-08-N650D-Duct | North Terrace | NT | NT30 | Helen Mayo North | 08 | Sixth Floor | N650D | 99939 | Unusable Spaces | 99939 | Unusable Spaces | 10.7 | Duct | 8 | Non Useable Floor Area Space Group | 840 | Non-usable - Service riser |  | Unknown | 0.00 | NO
North Terrace_NT30-Helen Mayo North_Sixth Floor_N651A _ DB - Elec | NT-NT30-08-N651A | NT30-08-N651A-DB - Elec | North Terrace | NT | NT30 | Helen Mayo North | 08 | Sixth Floor | N651A | 99939 | Unusable Spaces | 99939 | Unusable Spaces | 0.84 | DB - Elec | 8 | Non Useable Floor Area Space Group | 840 | Non-usable - Service riser |  | Unknown | 0.00 | NO
North Terrace_NT30-Helen Mayo North_Sixth Floor_N651B _ Services - Telecom | NT-NT30-08-N651B | NT30-08-N651B-Services - Telecom | North Terrace | NT | NT30 | Helen Mayo North | 08 | Sixth Floor | N651B | 99939 | Unusable Spaces | 99939 | Unusable Spaces | 0.44 | Services - Telecom | 8 | Non Useable Floor Area Space Group | 812 | Non-usable - Comms/network system/Telephone/PABX |  | Unknown | 0.00 | NO
North Terrace_NT30-Helen Mayo North_Sixth Floor_N651C _ Duct | NT-NT30-08-N651C | NT30-08-N651C-Duct | North Terrace | NT | NT30 | Helen Mayo North | 08 | Sixth Floor | N651C | 99939 | Unusable Spaces | 99939 | Unusable Spaces | 12.86 | Duct | 8 | Non Useable Floor Area Space Group | 840 | Non-usable - Service riser |  | Unknown | 0.00 | NO
North Terrace_NT30-Helen Mayo North_Plant Room Level_N700 _ Open Plant Area | NT-NT30-09-N700 | NT30-09-N700-Open Plant Area | North Terrace | NT | NT30 | Helen Mayo North | 09 | Plant Room Level | N700 | 99939 | Unusable Spaces | 99939 | Unusable Spaces | 333.43 | Open Plant Area | 8 | Non Useable Floor Area Space Group | 811 | Non-usable - Plant room other |  | Unknown | 0.00 | NO
North Terrace_NT30-Helen Mayo North_Plant Room Level_N701 _ Stair - Lift Motor Room | NT-NT30-09-N701 | NT30-09-N701-Stair - Lift Motor Room | North Terrace | NT | NT30 | Helen Mayo North | 09 | Plant Room Level | N701 | 99939 | Unusable Spaces | 99939 | Unusable Spaces | 15.28 | Stair - Lift Motor Room | 8 | Non Useable Floor Area Space Group | 805 | Non-usable - Circulation space |  | Unknown | 0.00 | NO
North Terrace_NT30-Helen Mayo North_Plant Room Level_N701A _ Lift Motor Room | NT-NT30-09-N701A | NT30-09-N701A-Lift Motor Room | North Terrace | NT | NT30 | Helen Mayo North | 09 | Plant Room Level | N701A | 99939 | Unusable Spaces | 99939 | Unusable Spaces | 20.77 | Lift Motor Room | 8 | Non Useable Floor Area Space Group | 838 | Non-usable - Lift |  | Unknown | 0.00 | NO
North Terrace_NT30-Helen Mayo North_Plant Room Level_N702 _ Plantroom | NT-NT30-09-N702 | NT30-09-N702-Plantroom | North Terrace | NT | NT30 | Helen Mayo North | 09 | Plant Room Level | N702 | 99939 | Unusable Spaces | 99939 | Unusable Spaces | 27.93 | Plantroom | 8 | Non Useable Floor Area Space Group | 811 | Non-usable - Plant room other |  | Unknown | 0.00 | NO
North Terrace_NT30-Helen Mayo North_Plant Room Level_N703 _ Stair | NT-NT30-09-N703 | NT30-09-N703-Stair | North Terrace | NT | NT30 | Helen Mayo North | 09 | Plant Room Level | N703 | 99939 | Unusable Spaces | 99939 | Unusable Spaces | 14.78 | Stair | 8 | Non Useable Floor Area Space Group | 805 | Non-usable - Circulation space |  | Unknown | 0.00 | NO
North Terrace_NT30-Helen Mayo North_Plant Room Level_N704 _ Air Handling Unit | NT-NT30-09-N704 | NT30-09-N704-Air Handling Unit | North Terrace | NT | NT30 | Helen Mayo North | 09 | Plant Room Level | N704 | 99939 | Unusable Spaces | 99939 | Unusable Spaces | 49.05 | Air Handling Unit | 8 | Non Useable Floor Area Space Group | 811 | Non-usable - Plant room other |  | Unknown | 0.00 | NO
North Terrace_NT30-Helen Mayo North_Plant Room Level_N705 _ Air Handling Unit | NT-NT30-09-N705 | NT30-09-N705-Air Handling Unit | North Terrace | NT | NT30 | Helen Mayo North | 09 | Plant Room Level | N705 | 99939 | Unusable Spaces | 99939 | Unusable Spaces | 44.33 | Air Handling Unit | 8 | Non Useable Floor Area Space Group | 811 | Non-usable - Plant room other |  | Unknown | 0.00 | NO
North Terrace_NT30-Helen Mayo North_Plant Room Level_N706 _ Plantroom | NT-NT30-09-N706 | NT30-09-N706-Plantroom | North Terrace | NT | NT30 | Helen Mayo North | 09 | Plant Room Level | N706 | 99939 | Unusable Spaces | 99939 | Unusable Spaces | 25.68 | Plantroom | 8 | Non Useable Floor Area Space Group | 811 | Non-usable - Plant room other |  | Unknown | 0.00 | NO
North Terrace_NT30-Helen Mayo North_Plant Room Level_N707 _ Open Plant | NT-NT30-09-N707 | NT30-09-N707-Open Plant | North Terrace | NT | NT30 | Helen Mayo North | 09 | Plant Room Level | N707 | 99939 | Unusable Spaces | 99939 | Unusable Spaces | 111.81 | Open Plant | 8 | Non Useable Floor Area Space Group | 811 | Non-usable - Plant room other |  | Unknown | 0.00 | NO
North Terrace_NT30-Helen Mayo North_Plant Room Level_N708 _ Stair | NT-NT30-09-N708 | NT30-09-N708-Stair | North Terrace | NT | NT30 | Helen Mayo North | 09 | Plant Room Level | N708 | 99939 | Unusable Spaces | 99939 | Unusable Spaces | 13.78 | Stair | 8 | Non Useable Floor Area Space Group | 805 | Non-usable - Circulation space |  | Unknown | 0.00 | NO
North Terrace_NT31-Helen Mayo South_Basement_SB01 _ Lobby | NT-NT31-01-SB01 | NT31-01-SB01-Lobby | North Terrace | NT | NT31 | Helen Mayo South | 01 | Basement | SB01 | 99939 | Unusable Spaces | 99939 | Unusable Spaces | 47.75 | Lobby | 8 | Non Useable Floor Area Space Group | 805 | Non-usable - Circulation space |  | Unknown | 0.00 | NO
North Terrace_NT31-Helen Mayo South_Basement_SB01A _ Porch | NT-NT31-01-SB01A | NT31-01-SB01A-Porch | North Terrace | NT | NT31 | Helen Mayo South | 01 | Basement | SB01A | 99939 | Unusable Spaces | 99939 | Unusable Spaces | 7.59 | Porch | 8 | Non Useable Floor Area Space Group | 805 | Non-usable - Circulation space |  | Unknown | 0.00 | NO
North Terrace_NT31-Helen Mayo South_Basement_SB01B _ Lift | NT-NT31-01-SB01B | NT31-01-SB01B-Lift | North Terrace | NT | NT31 | Helen Mayo South | 01 | Basement | SB01B | 99939 | Unusable Spaces | 99939 | Unusable Spaces | 12.29 | Lift | 8 | Non Useable Floor Area Space Group | 838 | Non-usable - Lift |  | Unknown | 0.00 | NO
North Terrace_NT31-Helen Mayo South_Basement_SB02 _ Dissection Room | NT-NT31-01-SB02 | NT31-01-SB02-Dissection Room | North Terrace | NT | NT31 | Helen Mayo South | 01 | Basement | SB02 | 384 | Medicine | 384 | Adelaide Medical School | 328.99 | Dissection Room | 3 | Specialist Teaching or Research Space Group | 300 | Laboratory - Specialist teaching and research - type not defined |  | Good | 92,752.25 | NO
North Terrace_NT31-Helen Mayo South_Basement_SB03 _ Stair | NT-NT31-01-SB03 | NT31-01-SB03-Stair | North Terrace | NT | NT31 | Helen Mayo South | 01 | Basement | SB03 | 99939 | Unusable Spaces | 99939 | Unusable Spaces | 5.43 | Stair | 8 | Non Useable Floor Area Space Group | 805 | Non-usable - Circulation space |  | Unknown | 0.00 | NO
North Terrace_NT31-Helen Mayo South_Basement_SB04 _ Plantroom 1 | NT-NT31-01-SB04 | NT31-01-SB04-Plantroom 1 | North Terrace | NT | NT31 | Helen Mayo South | 01 | Basement | SB04 | 99939 | Unusable Spaces | 99939 | Unusable Spaces | 7.55 | Plantroom 1 | 8 | Non Useable Floor Area Space Group | 811 | Non-usable - Plant room other |  | Unknown | 0.00 | NO
North Terrace_NT31-Helen Mayo South_Basement_SB05 _ Plantroom 2 | NT-NT31-01-SB05 | NT31-01-SB05-Plantroom 2 | North Terrace | NT | NT31 | Helen Mayo South | 01 | Basement | SB05 | 99939 | Unusable Spaces | 99939 | Unusable Spaces | 4.84 | Plantroom 2 | 8 | Non Useable Floor Area Space Group | 811 | Non-usable - Plant room other |  | Unknown | 0.00 | NO
North Terrace_NT31-Helen Mayo South_Basement_SB06 _ Plantroom 3 | NT-NT31-01-SB06 | NT31-01-SB06-Plantroom 3 | North Terrace | NT | NT31 | Helen Mayo South | 01 | Basement | SB06 | 99939 | Unusable Spaces | 99939 | Unusable Spaces | 20.84 | Plantroom 3 | 8 | Non Useable Floor Area Space Group | 811 | Non-usable - Plant room other |  | Unknown | 0.00 | NO
North Terrace_NT31-Helen Mayo South_Basement_SB07 _ AV Store | NT-NT31-01-SB07 | NT31-01-SB07-AV Store | North Terrace | NT | NT31 | Helen Mayo South | 01 | Basement | SB07 | 850 | ITDS Branch Central Costs | 869 | Information Technology and Digital Services | 4.31 | AV Store | 4 | Ancillary Area Space Group | 419 | Ancillary Area - Store Room - Generic |  | Good | 803.99 | NO
North Terrace_NT31-Helen Mayo South_Basement_SB08 _ Store | NT-NT31-01-SB08 | NT31-01-SB08-Store | North Terrace | NT | NT31 | Helen Mayo South | 01 | Basement | SB08 | 384 | Medicine | 384 | Adelaide Medical School | 1.27 | Store | 4 | Ancillary Area Space Group | 419 | Ancillary Area - Store Room - Generic |  | Good | 236.91 | NO
North Terrace_NT31-Helen Mayo South_Basement_SB09 _ Service Duct | NT-NT31-01-SB09 | NT31-01-SB09-Service Duct | North Terrace | NT | NT31 | Helen Mayo South | 01 | Basement | SB09 | 99939 | Unusable Spaces | 99939 | Unusable Spaces | 14.56 | Service Duct | 8 | Non Useable Floor Area Space Group | 840 | Non-usable - Service riser |  | Unknown | 0.00 | NO
North Terrace_NT31-Helen Mayo South_Basement_SB09A _ VSR | NT-NT31-01-SB09A | NT31-01-SB09A-VSR | North Terrace | NT | NT31 | Helen Mayo South | 01 | Basement | SB09A | 99939 | Unusable Spaces | 99939 | Unusable Spaces | 18.67 | VSR | 8 | Non Useable Floor Area Space Group | 840 | Non-usable - Service riser |  | Unknown | 0.00 | NO
North Terrace_NT31-Helen Mayo South_Ground Floor_SG00 _ Entry - external | NT-NT31-02-SG00 | NT31-02-SG00-Entry - external | North Terrace | NT | NT31 | Helen Mayo South | 02 | Ground Floor | SG00 | 99939 | Unusable Spaces | 99939 | Unusable Spaces | 13.15 | Entry - external | 8 | Non Useable Floor Area Space Group | 805 | Non-usable - Circulation space |  | Unknown | 0.00 | NO
North Terrace_NT31-Helen Mayo South_Ground Floor_SG01 _ Entrance | NT-NT31-02-SG01 | NT31-02-SG01-Entrance | North Terrace | NT | NT31 | Helen Mayo South | 02 | Ground Floor | SG01 | 99939 | Unusable Spaces | 99939 | Unusable Spaces | 5.7 | Entrance | 8 | Non Useable Floor Area Space Group | 805 | Non-usable - Circulation space |  | Excellent | 0.00 | NO
North Terrace_NT31-Helen Mayo South_Ground Floor_SG01A _ Corr. | NT-NT31-02-SG01A | NT31-02-SG01A-Corr. | North Terrace | NT | NT31 | Helen Mayo South | 02 | Ground Floor | SG01A | 99939 | Unusable Spaces | 99939 | Unusable Spaces | 18.76 | Corr. | 8 | Non Useable Floor Area Space Group | 805 | Non-usable - Circulation space |  | Excellent | 0.00 | NO
North Terrace_NT31-Helen Mayo South_Ground Floor_SG01B _ Lift Lobby | NT-NT31-02-SG01B | NT31-02-SG01B-Lift Lobby | North Terrace | NT | NT31 | Helen Mayo South | 02 | Ground Floor | SG01B | 99939 | Unusable Spaces | 99939 | Unusable Spaces | 32.6 | Lift Lobby | 8 | Non Useable Floor Area Space Group | 805 | Non-usable - Circulation space |  | Excellent | 0.00 | NO
North Terrace_NT31-Helen Mayo South_Ground Floor_SG01C _ Corr. | NT-NT31-02-SG01C | NT31-02-SG01C-Corr. | North Terrace | NT | NT31 | Helen Mayo South | 02 | Ground Floor | SG01C | 99939 | Unusable Spaces | 99939 | Unusable Spaces | 25.15 | Corr. | 8 | Non Useable Floor Area Space Group | 805 | Non-usable - Circulation space |  | Excellent | 0.00 | NO
North Terrace_NT31-Helen Mayo South_Ground Floor_SG01D _ Corr. | NT-NT31-02-SG01D | NT31-02-SG01D-Corr. | North Terrace | NT | NT31 | Helen Mayo South | 02 | Ground Floor | SG01D | 99939 | Unusable Spaces | 99939 | Unusable Spaces | 60.24 | Corr. | 8 | Non Useable Floor Area Space Group | 805 | Non-usable - Circulation space |  | Excellent | 0.00 | NO
North Terrace_NT31-Helen Mayo South_Ground Floor_SG01E _ Corr. | NT-NT31-02-SG01E | NT31-02-SG01E-Corr. | North Terrace | NT | NT31 | Helen Mayo South | 02 | Ground Floor | SG01E | 99939 | Unusable Spaces | 99939 | Unusable Spaces | 14.32 | Corr. | 8 | Non Useable Floor Area Space Group | 805 | Non-usable - Circulation space |  | Excellent | 0.00 | NO
North Terrace_NT31-Helen Mayo South_Ground Floor_SG01F _ Corr. | NT-NT31-02-SG01F | NT31-02-SG01F-Corr. | North Terrace | NT | NT31 | Helen Mayo South | 02 | Ground Floor | SG01F | 99939 | Unusable Spaces | 99939 | Unusable Spaces | 25.11 | Corr. | 8 | Non Useable Floor Area Space Group | 805 | Non-usable - Circulation space |  | Excellent | 0.00 | NO
North Terrace_NT31-Helen Mayo South_Ground Floor_SG01H _ Goods Delivery | NT-NT31-02-SG01H | NT31-02-SG01H-Goods Delivery | North Terrace | NT | NT31 | Helen Mayo South | 02 | Ground Floor | SG01H | 99939 | Unusable Spaces | 99939 | Unusable Spaces | 32.49 | Goods Delivery | 8 | Non Useable Floor Area Space Group | 805 | Non-usable - Circulation space |  | Excellent | 0.00 | NO
North Terrace_NT31-Helen Mayo South_Ground Floor_SG02 _ Common Room - Student | NT-NT31-02-SG02 | NT31-02-SG02-Common Room - Student | North Terrace | NT | NT31 | Helen Mayo South | 02 | Ground Floor | SG02 | 384 | Medicine | 384 | Adelaide Medical School | 84.46 | Common Room - Student | 6 | General Facility Space Group | 604 | General Facility - Common Room General Access |  | Adequate | 16,041.66 | NO
North Terrace_NT31-Helen Mayo South_Ground Floor_SG03 _ Switchroom | NT-NT31-02-SG03 | NT31-02-SG03-Switchroom | North Terrace | NT | NT31 | Helen Mayo South | 02 | Ground Floor | SG03 | 99939 | Unusable Spaces | 99939 | Unusable Spaces | 7.58 | Switchroom | 8 | Non Useable Floor Area Space Group | 815 | Non-usable - Switch room |  | Unknown | 0.00 | NO
North Terrace_NT31-Helen Mayo South_Ground Floor_SG04 _ Store | NT-NT31-02-SG04 | NT31-02-SG04-Store | North Terrace | NT | NT31 | Helen Mayo South | 02 | Ground Floor | SG04 | 99956 | Faculty of Health & Medical Sciences - Shared Space | 340 | Health & Medical Sciences Faculty Office | 38.32 | Store | 4 | Ancillary Area Space Group | 419 | Ancillary Area - Store Room - Generic |  | Adequate | 5,718.58 | NO
North Terrace_NT31-Helen Mayo South_Ground Floor_SG04B _ VSR | NT-NT31-02-SG04B | NT31-02-SG04B-VSR | North Terrace | NT | NT31 | Helen Mayo South | 02 | Ground Floor | SG04B | 99939 | Unusable Spaces | 99939 | Unusable Spaces | 0.51 | VSR | 8 | Non Useable Floor Area Space Group | 840 | Non-usable - Service riser |  | Unknown | 0.00 | NO
North Terrace_NT31-Helen Mayo South_Ground Floor_SG05 _ DB | NT-NT31-02-SG05 | NT31-02-SG05-DB | North Terrace | NT | NT31 | Helen Mayo South | 02 | Ground Floor | SG05 | 99939 | Unusable Spaces | 99939 | Unusable Spaces | 3.06 | DB | 8 | Non Useable Floor Area Space Group | 815 | Non-usable - Switch room |  | Unknown | 0.00 | NO
North Terrace_NT31-Helen Mayo South_Ground Floor_SG06 _ Lift | NT-NT31-02-SG06 | NT31-02-SG06-Lift | North Terrace | NT | NT31 | Helen Mayo South | 02 | Ground Floor | SG06 | 99939 | Unusable Spaces | 99939 | Unusable Spaces | 5.63 | Lift | 8 | Non Useable Floor Area Space Group | 838 | Non-usable - Lift |  | Unknown | 0.00 | NO
North Terrace_NT31-Helen Mayo South_Ground Floor_SG07 _ Lift | NT-NT31-02-SG07 | NT31-02-SG07-Lift | North Terrace | NT | NT31 | Helen Mayo South | 02 | Ground Floor | SG07 | 99939 | Unusable Spaces | 99939 | Unusable Spaces | 6.72 | Lift | 8 | Non Useable Floor Area Space Group | 838 | Non-usable - Lift |  | Unknown | 0.00 | NO
North Terrace_NT31-Helen Mayo South_Ground Floor_SG08 _ Corr. | NT-NT31-02-SG08 | NT31-02-SG08-Corr. | North Terrace | NT | NT31 | Helen Mayo South | 02 | Ground Floor | SG08 | 99939 | Unusable Spaces | 99939 | Unusable Spaces | 21.19 | Corr. | 8 | Non Useable Floor Area Space Group | 805 | Non-usable - Circulation space |  | Unknown | 0.00 | NO
North Terrace_NT31-Helen Mayo South_Ground Floor_SG08A _ Stair | NT-NT31-02-SG08A | NT31-02-SG08A-Stair | North Terrace | NT | NT31 | Helen Mayo South | 02 | Ground Floor | SG08A | 99939 | Unusable Spaces | 99939 | Unusable Spaces | 4.82 | Stair | 8 | Non Useable Floor Area Space Group | 805 | Non-usable - Circulation space |  | Unknown | 0.00 | NO
North Terrace_NT31-Helen Mayo South_Ground Floor_SG09 _ Comms | NT-NT31-02-SG09 | NT31-02-SG09-Comms | North Terrace | NT | NT31 | Helen Mayo South | 02 | Ground Floor | SG09 | 850 | ITDS Branch Central Costs | 869 | Information Technology and Digital Services | 5.29 | Comms | 8 | Non Useable Floor Area Space Group | 812 | Non-usable - Comms/network system/Telephone/PABX |  | Adequate | 0.00 | NO
North Terrace_NT31-Helen Mayo South_Ground Floor_SG09A _ VSR - Steam Pipe | NT-NT31-02-SG09A | NT31-02-SG09A-VSR - Steam Pipe | North Terrace | NT | NT31 | Helen Mayo South | 02 | Ground Floor | SG09A | 99939 | Unusable Spaces | 99939 | Unusable Spaces | 0.78 | VSR - Steam Pipe | 8 | Non Useable Floor Area Space Group | 840 | Non-usable - Service riser |  | Unknown | 0.00 | NO
North Terrace_NT31-Helen Mayo South_Ground Floor_SG10 _ A/L - MS Prep. | NT-NT31-02-SG10 | NT31-02-SG10-A/L - MS Prep. | North Terrace | NT | NT31 | Helen Mayo South | 02 | Ground Floor | SG10 | 99939 | Unusable Spaces | 99939 | Unusable Spaces | 3.17 | A/L - MS Prep. | 8 | Non Useable Floor Area Space Group | 805 | Non-usable - Circulation space |  | Excellent | 0.00 | NO
North Terrace_NT31-Helen Mayo South_Ground Floor_SG11 _ Museum Specimen Prep. | NT-NT31-02-SG11 | NT31-02-SG11-Museum Specimen Prep. | North Terrace | NT | NT31 | Helen Mayo South | 02 | Ground Floor | SG11 | 384 | Medicine | 384 | Adelaide Medical School | 35.97 | Museum Specimen Prep. | 4 | Ancillary Area Space Group | 406 | Ancillary Area - Display Area/ Museum/ Research Collection |  | Adequate | 5,367.89 | NO
North Terrace_NT31-Helen Mayo South_Ground Floor_SG12 _ WC - F | NT-NT31-02-SG12 | NT31-02-SG12-WC - F | North Terrace | NT | NT31 | Helen Mayo South | 02 | Ground Floor | SG12 | 99939 | Unusable Spaces | 99939 | Unusable Spaces | 38.87 | WC - F | 8 | Non Useable Floor Area Space Group | 820 | Non-usable - Toilets/Amenities - Female |  | Excellent | 0.00 | NO
North Terrace_NT31-Helen Mayo South_Ground Floor_SG13 _ WC - M | NT-NT31-02-SG13 | NT31-02-SG13-WC - M | North Terrace | NT | NT31 | Helen Mayo South | 02 | Ground Floor | SG13 | 99939 | Unusable Spaces | 99939 | Unusable Spaces | 29.32 | WC - M | 8 | Non Useable Floor Area Space Group | 821 | Non-usable - Toilets/Amenities - Male |  | Excellent | 0.00 | NO
North Terrace_NT31-Helen Mayo South_Ground Floor_SG13E _ VSR | NT-NT31-02-SG13E | NT31-02-SG13E-VSR | North Terrace | NT | NT31 | Helen Mayo South | 02 | Ground Floor | SG13E | 99939 | Unusable Spaces | 99939 | Unusable Spaces | 0.26 | VSR | 8 | Non Useable Floor Area Space Group | 840 | Non-usable - Service riser |  | Unknown | 0.00 | NO
North Terrace_NT31-Helen Mayo South_Ground Floor_SG13F _ VSR | NT-NT31-02-SG13F | NT31-02-SG13F-VSR | North Terrace | NT | NT31 | Helen Mayo South | 02 | Ground Floor | SG13F | 99939 | Unusable Spaces | 99939 | Unusable Spaces | 0.21 | VSR | 8 | Non Useable Floor Area Space Group | 840 | Non-usable - Service riser |  | Unknown | 0.00 | NO
North Terrace_NT31-Helen Mayo South_Ground Floor_SG13G _ VSR | NT-NT31-02-SG13G | NT31-02-SG13G-VSR | North Terrace | NT | NT31 | Helen Mayo South | 02 | Ground Floor | SG13G | 99939 | Unusable Spaces | 99939 | Unusable Spaces | 0.63 | VSR | 8 | Non Useable Floor Area Space Group | 840 | Non-usable - Service riser |  | Unknown | 0.00 | NO
North Terrace_NT31-Helen Mayo South_Ground Floor_SG14 _ A/L | NT-NT31-02-SG14 | NT31-02-SG14-A/L | North Terrace | NT | NT31 | Helen Mayo South | 02 | Ground Floor | SG14 | 99939 | Unusable Spaces | 99939 | Unusable Spaces | 3.43 | A/L | 8 | Non Useable Floor Area Space Group | 805 | Non-usable - Circulation space |  | Excellent | 0.00 | NO
North Terrace_NT31-Helen Mayo South_Ground Floor_SG15 _ WC - U - ACC | NT-NT31-02-SG15 | NT31-02-SG15-WC - U - ACC | North Terrace | NT | NT31 | Helen Mayo South | 02 | Ground Floor | SG15 | 99939 | Unusable Spaces | 99939 | Unusable Spaces | 6.18 | WC - U - ACC | 8 | Non Useable Floor Area Space Group | 818 | Non-usable - Toilets/Amenities - Unisex Accessible |  | Adequate | 0.00 | NO
North Terrace_NT31-Helen Mayo South_Ground Floor_SG16 _ Cleaner | NT-NT31-02-SG16 | NT31-02-SG16-Cleaner | North Terrace | NT | NT31 | Helen Mayo South | 02 | Ground Floor | SG16 | 99939 | Unusable Spaces | 99939 | Unusable Spaces | 4.12 | Cleaner | 8 | Non Useable Floor Area Space Group | 806 | Non-usable - Cleaners room |  | Adequate | 0.00 | NO
North Terrace_NT31-Helen Mayo South_Ground Floor_SG17 _ Breakout | NT-NT31-02-SG17 | NT31-02-SG17-Breakout | North Terrace | NT | NT31 | Helen Mayo South | 02 | Ground Floor | SG17 | 99950 | Hub and study spaces (ex-DVCA) | 952 | Corporate Services Division Admin | 54.08 | Breakout | 6 | General Facility Space Group | 606 | General Facility - Common Room Student access |  | Excellent | 15,099.14 | NO
North Terrace_NT31-Helen Mayo South_Ground Floor_SG19 _ Stair | NT-NT31-02-SG19 | NT31-02-SG19-Stair | North Terrace | NT | NT31 | Helen Mayo South | 02 | Ground Floor | SG19 | 99939 | Unusable Spaces | 99939 | Unusable Spaces | 16.6 | Stair | 8 | Non Useable Floor Area Space Group | 805 | Non-usable - Circulation space |  | Unknown | 0.00 | NO
North Terrace_NT31-Helen Mayo South_Ground Floor_SG19A _ WC - M | NT-NT31-02-SG19A | NT31-02-SG19A-WC - M | North Terrace | NT | NT31 | Helen Mayo South | 02 | Ground Floor | SG19A | 99939 | Unusable Spaces | 99939 | Unusable Spaces | 7.04 | WC - M | 8 | Non Useable Floor Area Space Group | 821 | Non-usable - Toilets/Amenities - Male |  | Unknown | 0.00 | NO
North Terrace_NT31-Helen Mayo South_Ground Floor_SG20 _ "Hone + Stirling" Teaching Space | NT-NT31-02-SG20 | NT31-02-SG20-"Hone + Stirling" Teaching Space | North Terrace | NT | NT31 | Helen Mayo South | 02 | Ground Floor | SG20 | 99998 | Central Common Teaching Areas (In Use) | 952 | Corporate Services Division Admin | 320.32 | "Hone + Stirling" Teaching Space | 2 | Teaching Space Group | 202 | Lecture Theatre (> 100 seats) |  | Excellent | 97,418.48 | NO
North Terrace_NT31-Helen Mayo South_Ground Floor_SG20A _ Services - Lighting | NT-NT31-02-SG20A | NT31-02-SG20A-Services - Lighting | North Terrace | NT | NT31 | Helen Mayo South | 02 | Ground Floor | SG20A | 99939 | Unusable Spaces | 99939 | Unusable Spaces | 0.86 | Services - Lighting | 8 | Non Useable Floor Area Space Group | 840 | Non-usable - Service riser |  | Excellent | 0.00 | NO
North Terrace_NT31-Helen Mayo South_Ground Floor_SG20B _ Services - Audio Visual | NT-NT31-02-SG20B | NT31-02-SG20B-Services - Audio Visual | North Terrace | NT | NT31 | Helen Mayo South | 02 | Ground Floor | SG20B | 99939 | Unusable Spaces | 99939 | Unusable Spaces | 0.86 | Services - Audio Visual | 8 | Non Useable Floor Area Space Group | 840 | Non-usable - Service riser |  | Excellent | 0.00 | NO
North Terrace_NT31-Helen Mayo South_Ground Floor_SG20C _ circ. | NT-NT31-02-SG20C | NT31-02-SG20C-circ. | North Terrace | NT | NT31 | Helen Mayo South | 02 | Ground Floor | SG20C | 99998 | Central Common Teaching Areas (In Use) | 952 | Corporate Services Division Admin | 9.47 | circ. | 8 | Non Useable Floor Area Space Group | 805 | Non-usable - Circulation space |  | Excellent | 0.00 | NO
North Terrace_NT31-Helen Mayo South_Ground Floor_SG20D _ circ. | NT-NT31-02-SG20D | NT31-02-SG20D-circ. | North Terrace | NT | NT31 | Helen Mayo South | 02 | Ground Floor | SG20D | 99998 | Central Common Teaching Areas (In Use) | 952 | Corporate Services Division Admin | 13.33 | circ. | 8 | Non Useable Floor Area Space Group | 805 | Non-usable - Circulation space |  | Excellent | 0.00 | NO
North Terrace_NT31-Helen Mayo South_Ground Floor_SG20E _ VSR | NT-NT31-02-SG20E | NT31-02-SG20E-VSR | North Terrace | NT | NT31 | Helen Mayo South | 02 | Ground Floor | SG20E | 99939 | Unusable Spaces | 99939 | Unusable Spaces | 1.91 | VSR | 8 | Non Useable Floor Area Space Group | 840 | Non-usable - Service riser |  | Unknown | 0.00 | NO
North Terrace_NT31-Helen Mayo South_Ground Floor_SG20F _ circ. | NT-NT31-02-SG20F | NT31-02-SG20F-circ. | North Terrace | NT | NT31 | Helen Mayo South | 02 | Ground Floor | SG20F | 99998 | Central Common Teaching Areas (In Use) | 952 | Corporate Services Division Admin | 6.85 | circ. | 8 | Non Useable Floor Area Space Group | 805 | Non-usable - Circulation space |  | Excellent | 0.00 | NO
North Terrace_NT31-Helen Mayo South_Ground Floor_SG22 _ Lift | NT-NT31-02-SG22 | NT31-02-SG22-Lift | North Terrace | NT | NT31 | Helen Mayo South | 02 | Ground Floor | SG22 | 99939 | Unusable Spaces | 99939 | Unusable Spaces | 5.5 | Lift | 8 | Non Useable Floor Area Space Group | 838 | Non-usable - Lift |  | Unknown | 0.00 | NO
North Terrace_NT31-Helen Mayo South_Ground Floor_SG23 _ Plantroom | NT-NT31-02-SG23 | NT31-02-SG23-Plantroom | North Terrace | NT | NT31 | Helen Mayo South | 02 | Ground Floor | SG23 | 99939 | Unusable Spaces | 99939 | Unusable Spaces | 17.15 | Plantroom | 8 | Non Useable Floor Area Space Group | 811 | Non-usable - Plant room other |  | Unknown | 0.00 | NO
North Terrace_NT31-Helen Mayo South_Ground Floor_SG24 _ Entry - Museum | NT-NT31-02-SG24 | NT31-02-SG24-Entry - Museum | North Terrace | NT | NT31 | Helen Mayo South | 02 | Ground Floor | SG24 | 99939 | Unusable Spaces | 99939 | Unusable Spaces | 7.73 | Entry - Museum | 8 | Non Useable Floor Area Space Group | 805 | Non-usable - Circulation space |  | Excellent | 0.00 | NO
North Terrace_NT31-Helen Mayo South_Ground Floor_SG25 _ "Vernon Roberts Museum" | NT-NT31-02-SG25 | NT31-02-SG25-"Vernon Roberts Museum" | North Terrace | NT | NT31 | Helen Mayo South | 02 | Ground Floor | SG25 | 384 | Medicine | 384 | Adelaide Medical School | 103.51 | "Vernon Roberts Museum" | 2 | Teaching Space Group | 200 | Teaching - Specific Type Not Defined |  | Excellent | 31,480.35 | NO
North Terrace_NT31-Helen Mayo South_Ground Floor_SG25A _ Museum Display | NT-NT31-02-SG25A | NT31-02-SG25A-Museum Display | North Terrace | NT | NT31 | Helen Mayo South | 02 | Ground Floor | SG25A | 384 | Medicine | 384 | Adelaide Medical School | 2.03 | Museum Display | 4 | Ancillary Area Space Group | 406 | Ancillary Area - Display Area/ Museum/ Research Collection |  | Excellent | 445.32 | NO
North Terrace_NT31-Helen Mayo South_Ground Floor_SG25B _ Museum Display | NT-NT31-02-SG25B | NT31-02-SG25B-Museum Display | North Terrace | NT | NT31 | Helen Mayo South | 02 | Ground Floor | SG25B | 384 | Medicine | 384 | Adelaide Medical School | 1.33 | Museum Display | 4 | Ancillary Area Space Group | 406 | Ancillary Area - Display Area/ Museum/ Research Collection |  | Excellent | 291.76 | NO
North Terrace_NT31-Helen Mayo South_Ground Floor_SG26 _ Secure / Sensitive Storage | NT-NT31-02-SG26 | NT31-02-SG26-Secure / Sensitive Storage | North Terrace | NT | NT31 | Helen Mayo South | 02 | Ground Floor | SG26 | 384 | Medicine | 384 | Adelaide Medical School | 6.63 | Secure / Sensitive Storage | 4 | Ancillary Area Space Group | 419 | Ancillary Area - Store Room - Generic |  | Excellent | 1,454.43 | NO
North Terrace_NT31-Helen Mayo South_Ground Floor_SG27 _ Store / Layout Room | NT-NT31-02-SG27 | NT31-02-SG27-Store / Layout Room | North Terrace | NT | NT31 | Helen Mayo South | 02 | Ground Floor | SG27 | 384 | Medicine | 384 | Adelaide Medical School | 10.59 | Store / Layout Room | 4 | Ancillary Area Space Group | 419 | Ancillary Area - Store Room - Generic |  | Excellent | 2,323.14 | NO
North Terrace_NT31-Helen Mayo South_Ground Floor_SG28 _ Retail - Store | NT-NT31-02-SG28 | NT31-02-SG28-Retail - Store | North Terrace | NT | NT31 | Helen Mayo South | 02 | Ground Floor | SG28 | 384 | Medicine | 384 | Adelaide Medical School | 25.58 | Retail - Store | 4 | Ancillary Area Space Group | 419 | Ancillary Area - Store Room - Generic |  | Excellent | 5,611.52 | NO
North Terrace_NT31-Helen Mayo South_Ground Floor_SG29 _ Store - General | NT-NT31-02-SG29 | NT31-02-SG29-Store - General | North Terrace | NT | NT31 | Helen Mayo South | 02 | Ground Floor | SG29 | 384 | Medicine | 384 | Adelaide Medical School | 12.94 | Store - General | 4 | Ancillary Area Space Group | 419 | Ancillary Area - Store Room - Generic |  | Excellent | 2,838.67 | NO
North Terrace_NT31-Helen Mayo South_Ground Floor_SG29A _ VSR | NT-NT31-02-SG29A | NT31-02-SG29A-VSR | North Terrace | NT | NT31 | Helen Mayo South | 02 | Ground Floor | SG29A | 99939 | Unusable Spaces | 99939 | Unusable Spaces | 0.89 | VSR | 8 | Non Useable Floor Area Space Group | 840 | Non-usable - Service riser |  | Unknown | 0.00 | NO
North Terrace_NT31-Helen Mayo South_Ground Floor_SG2G _ Vending Machine - Cold Drink | NT-NT31-02-SG2G | NT31-02-SG2G-Vending Machine - Cold Drink | North Terrace | NT | NT31 | Helen Mayo South | 02 | Ground Floor | SG2G | 99994 | Uni of Adelaide Student Union Association | 859 | Infrastructure | 2.25 | Vending Machine - Cold Drink | 6 | General Facility Space Group | 611 | General Facility - Commercial/Business/Retail Facilities |  | Adequate | 427.35 | NO
North Terrace_NT31-Helen Mayo South_Ground Floor_SG2H _ Vending Machine - Snack | NT-NT31-02-SG2H | NT31-02-SG2H-Vending Machine - Snack | North Terrace | NT | NT31 | Helen Mayo South | 02 | Ground Floor | SG2H | 99994 | Uni of Adelaide Student Union Association | 859 | Infrastructure | 1.5 | Vending Machine - Snack | 6 | General Facility Space Group | 611 | General Facility - Commercial/Business/Retail Facilities |  | Adequate | 284.90 | NO
North Terrace_NT31-Helen Mayo South_Ground Floor_SG30 _ Nitorgen Dewer Room | NT-NT31-02-SG30 | NT31-02-SG30-Nitorgen Dewer Room | North Terrace | NT | NT31 | Helen Mayo South | 02 | Ground Floor | SG30 | 384 | Medicine | 384 | Adelaide Medical School | 13.85 | Nitorgen Dewer Room | 4 | Ancillary Area Space Group | 418 | Ancillary Area - Dangerous goods storage |  | Excellent | 3,038.29 | NO
North Terrace_NT31-Helen Mayo South_Ground Floor_SG31 _ Corr. | NT-NT31-02-SG31 | NT31-02-SG31-Corr. | North Terrace | NT | NT31 | Helen Mayo South | 02 | Ground Floor | SG31 | 99939 | Unusable Spaces | 99939 | Unusable Spaces | 10.56 | Corr. | 8 | Non Useable Floor Area Space Group | 805 | Non-usable - Circulation space |  | Excellent | 0.00 | NO
North Terrace_NT31-Helen Mayo South_Ground Floor_SG32 _ Sorting and Distribution | NT-NT31-02-SG32 | NT31-02-SG32-Sorting and Distribution | North Terrace | NT | NT31 | Helen Mayo South | 02 | Ground Floor | SG32 | 384 | Medicine | 384 | Adelaide Medical School | 17.84 | Sorting and Distribution | 4 | Ancillary Area Space Group | 408 | Ancillary Area - Mail Room/ Goods Receipt/Despatch |  | Excellent | 3,913.59 | NO
North Terrace_NT31-Helen Mayo South_Ground Floor_SG33 _ Store - Clean Bins | NT-NT31-02-SG33 | NT31-02-SG33-Store - Clean Bins | North Terrace | NT | NT31 | Helen Mayo South | 02 | Ground Floor | SG33 | 384 | Medicine | 384 | Adelaide Medical School | 26.36 | Store - Clean Bins | 4 | Ancillary Area Space Group | 419 | Ancillary Area - Store Room - Generic |  | Excellent | 5,782.63 | NO
North Terrace_NT31-Helen Mayo South_Ground Floor_SG34 _ Store - Animal House Food | NT-NT31-02-SG34 | NT31-02-SG34-Store - Animal House Food | North Terrace | NT | NT31 | Helen Mayo South | 02 | Ground Floor | SG34 | 715 | Laboratory Animal Services | 715 | Laboratory Animal Services | 46.31 | Store - Animal House Food | 4 | Ancillary Area Space Group | 419 | Ancillary Area - Store Room - Generic |  | Excellent | 10,159.09 | NO
North Terrace_NT31-Helen Mayo South_Ground Floor_SG35 _ Store - Waste | NT-NT31-02-SG35 | NT31-02-SG35-Store - Waste | North Terrace | NT | NT31 | Helen Mayo South | 02 | Ground Floor | SG35 | 384 | Medicine | 384 | Adelaide Medical School | 34.74 | Store - Waste | 4 | Ancillary Area Space Group | 419 | Ancillary Area - Store Room - Generic |  | Excellent | 7,620.96 | NO
North Terrace_NT31-Helen Mayo South_Ground Floor_SG36 _ Lift Shaft | NT-NT31-02-SG36 | NT31-02-SG36-Lift Shaft | North Terrace | NT | NT31 | Helen Mayo South | 02 | Ground Floor | SG36 | 99939 | Unusable Spaces | 99939 | Unusable Spaces | 8.21 | Lift Shaft | 8 | Non Useable Floor Area Space Group | 838 | Non-usable - Lift |  | Unknown | 0.00 | NO
North Terrace_NT31-Helen Mayo South_First Floor_S101 _ Stair | NT-NT31-03-S101 | NT31-03-S101-Stair | North Terrace | NT | NT31 | Helen Mayo South | 03 | First Floor | S101 | 99939 | Unusable Spaces | 99939 | Unusable Spaces | 20.09 | Stair | 8 | Non Useable Floor Area Space Group | 805 | Non-usable - Circulation space |  | Unknown | 0.00 | NO
North Terrace_NT31-Helen Mayo South_First Floor_S101A _ Corr. | NT-NT31-03-S101A | NT31-03-S101A-Corr. | North Terrace | NT | NT31 | Helen Mayo South | 03 | First Floor | S101A | 99939 | Unusable Spaces | 99939 | Unusable Spaces | 15.53 | Corr. | 8 | Non Useable Floor Area Space Group | 805 | Non-usable - Circulation space |  | Unknown | 0.00 | NO
North Terrace_NT31-Helen Mayo South_First Floor_S101B _ Corr. | NT-NT31-03-S101B | NT31-03-S101B-Corr. | North Terrace | NT | NT31 | Helen Mayo South | 03 | First Floor | S101B | 99956 | Faculty of Health & Medical Sciences - Shared Space | 340 | Health & Medical Sciences Faculty Office | 48.57 | Corr. | 8 | Non Useable Floor Area Space Group | 805 | Non-usable - Circulation space |  | Good | 0.00 | NO
North Terrace_NT31-Helen Mayo South_First Floor_S101C _ Corr. | NT-NT31-03-S101C | NT31-03-S101C-Corr. | North Terrace | NT | NT31 | Helen Mayo South | 03 | First Floor | S101C | 99956 | Faculty of Health & Medical Sciences - Shared Space | 340 | Health & Medical Sciences Faculty Office | 11.54 | Corr. | 8 | Non Useable Floor Area Space Group | 805 | Non-usable - Circulation space |  | Good | 0.00 | NO
North Terrace_NT31-Helen Mayo South_First Floor_S101D _ Corr. | NT-NT31-03-S101D | NT31-03-S101D-Corr. | North Terrace | NT | NT31 | Helen Mayo South | 03 | First Floor | S101D | 99956 | Faculty of Health & Medical Sciences - Shared Space | 340 | Health & Medical Sciences Faculty Office | 10.38 | Corr. | 8 | Non Useable Floor Area Space Group | 805 | Non-usable - Circulation space |  | Good | 0.00 | NO
North Terrace_NT31-Helen Mayo South_First Floor_S101E _ Corr. | NT-NT31-03-S101E | NT31-03-S101E-Corr. | North Terrace | NT | NT31 | Helen Mayo South | 03 | First Floor | S101E | 99956 | Faculty of Health & Medical Sciences - Shared Space | 340 | Health & Medical Sciences Faculty Office | 44.8 | Corr. | 8 | Non Useable Floor Area Space Group | 805 | Non-usable - Circulation space |  | Good | 0.00 | NO
North Terrace_NT31-Helen Mayo South_First Floor_S101F _ VSR | NT-NT31-03-S101F | NT31-03-S101F-VSR | North Terrace | NT | NT31 | Helen Mayo South | 03 | First Floor | S101F | 99939 | Unusable Spaces | 99939 | Unusable Spaces | 0.31 | VSR | 8 | Non Useable Floor Area Space Group | 840 | Non-usable - Service riser |  | Unknown | 0.00 | NO
North Terrace_NT31-Helen Mayo South_First Floor_S101G _ VSR | NT-NT31-03-S101G | NT31-03-S101G-VSR | North Terrace | NT | NT31 | Helen Mayo South | 03 | First Floor | S101G | 99939 | Unusable Spaces | 99939 | Unusable Spaces | 0.36 | VSR | 8 | Non Useable Floor Area Space Group | 840 | Non-usable - Service riser |  | Unknown | 0.00 | NO
North Terrace_NT31-Helen Mayo South_First Floor_S101H _ VSR | NT-NT31-03-S101H | NT31-03-S101H-VSR | North Terrace | NT | NT31 | Helen Mayo South | 03 | First Floor | S101H | 99939 | Unusable Spaces | 99939 | Unusable Spaces | 0.35 | VSR | 8 | Non Useable Floor Area Space Group | 840 | Non-usable - Service riser |  | Unknown | 0.00 | NO
North Terrace_NT31-Helen Mayo South_First Floor_S101I _ VSR | NT-NT31-03-S101I | NT31-03-S101I-VSR | North Terrace | NT | NT31 | Helen Mayo South | 03 | First Floor | S101I | 99939 | Unusable Spaces | 99939 | Unusable Spaces | 0.13 | VSR | 8 | Non Useable Floor Area Space Group | 840 | Non-usable - Service riser |  | Unknown | 0.00 | NO
North Terrace_NT31-Helen Mayo South_First Floor_S102 _ Cleaner | NT-NT31-03-S102 | NT31-03-S102-Cleaner | North Terrace | NT | NT31 | Helen Mayo South | 03 | First Floor | S102 | 99939 | Unusable Spaces | 99939 | Unusable Spaces | 5.07 | Cleaner | 8 | Non Useable Floor Area Space Group | 806 | Non-usable - Cleaners room |  | Adequate | 0.00 | NO
North Terrace_NT31-Helen Mayo South_First Floor_S103 _ Lift Lobby | NT-NT31-03-S103 | NT31-03-S103-Lift Lobby | North Terrace | NT | NT31 | Helen Mayo South | 03 | First Floor | S103 | 99939 | Unusable Spaces | 99939 | Unusable Spaces | 22.69 | Lift Lobby | 8 | Non Useable Floor Area Space Group | 805 | Non-usable - Circulation space |  | Unknown | 0.00 | NO
North Terrace_NT31-Helen Mayo South_First Floor_S103A _ DB | NT-NT31-03-S103A | NT31-03-S103A-DB | North Terrace | NT | NT31 | Helen Mayo South | 03 | First Floor | S103A | 99939 | Unusable Spaces | 99939 | Unusable Spaces | 3.06 | DB | 8 | Non Useable Floor Area Space Group | 815 | Non-usable - Switch room |  | Unknown | 0.00 | NO
North Terrace_NT31-Helen Mayo South_First Floor_S103B _ Corr. | NT-NT31-03-S103B | NT31-03-S103B-Corr. | North Terrace | NT | NT31 | Helen Mayo South | 03 | First Floor | S103B | 99939 | Unusable Spaces | 99939 | Unusable Spaces | 66.9 | Corr. | 8 | Non Useable Floor Area Space Group | 805 | Non-usable - Circulation space |  | Good | 0.00 | NO
North Terrace_NT31-Helen Mayo South_First Floor_S103C _ VSR - Steam Pipe | NT-NT31-03-S103C | NT31-03-S103C-VSR - Steam Pipe | North Terrace | NT | NT31 | Helen Mayo South | 03 | First Floor | S103C | 99939 | Unusable Spaces | 99939 | Unusable Spaces | 3.82 | VSR - Steam Pipe | 8 | Non Useable Floor Area Space Group | 840 | Non-usable - Service riser |  | Adequate | 0.00 | NO
North Terrace_NT31-Helen Mayo South_First Floor_S103E _ Corr. | NT-NT31-03-S103E | NT31-03-S103E-Corr. | North Terrace | NT | NT31 | Helen Mayo South | 03 | First Floor | S103E | 99939 | Unusable Spaces | 99939 | Unusable Spaces | 35.28 | Corr. | 8 | Non Useable Floor Area Space Group | 805 | Non-usable - Circulation space |  | Excellent | 0.00 | NO
North Terrace_NT31-Helen Mayo South_First Floor_S104 _ Passage | NT-NT31-03-S104 | NT31-03-S104-Passage | North Terrace | NT | NT31 | Helen Mayo South | 03 | First Floor | S104 | 99939 | Unusable Spaces | 99939 | Unusable Spaces | 4.67 | Passage | 8 | Non Useable Floor Area Space Group | 805 | Non-usable - Circulation space |  | Unknown | 0.00 | NO
North Terrace_NT31-Helen Mayo South_First Floor_S104A _ Comms | NT-NT31-03-S104A | NT31-03-S104A-Comms | North Terrace | NT | NT31 | Helen Mayo South | 03 | First Floor | S104A | 850 | ITDS Branch Central Costs | 869 | Information Technology and Digital Services | 13.64 | Comms | 8 | Non Useable Floor Area Space Group | 812 | Non-usable - Comms/network system/Telephone/PABX |  | Excellent | 0.00 | NO
North Terrace_NT31-Helen Mayo South_First Floor_S104B _ Store | NT-NT31-03-S104B | NT31-03-S104B-Store | North Terrace | NT | NT31 | Helen Mayo South | 03 | First Floor | S104B | 99956 | Faculty of Health & Medical Sciences - Shared Space | 340 | Health & Medical Sciences Faculty Office | 30.05 | Store | 4 | Ancillary Area Space Group | 419 | Ancillary Area - Store Room - Generic |  | Good | 5,605.54 | NO
North Terrace_NT31-Helen Mayo South_First Floor_S105 _ A/L | NT-NT31-03-S105 | NT31-03-S105-A/L | North Terrace | NT | NT31 | Helen Mayo South | 03 | First Floor | S105 | 99939 | Unusable Spaces | 99939 | Unusable Spaces | 8.95 | A/L | 8 | Non Useable Floor Area Space Group | 822 | Non-usable - Toilets/Amenities - Unisex |  | Adequate | 0.00 | NO
North Terrace_NT31-Helen Mayo South_First Floor_S105A _ Cleaner | NT-NT31-03-S105A | NT31-03-S105A-Cleaner | North Terrace | NT | NT31 | Helen Mayo South | 03 | First Floor | S105A | 99939 | Unusable Spaces | 99939 | Unusable Spaces | 1.5 | Cleaner | 8 | Non Useable Floor Area Space Group | 806 | Non-usable - Cleaners room |  | Unknown | 0.00 | NO
North Terrace_NT31-Helen Mayo South_First Floor_S105B _ WC / Shower - F | NT-NT31-03-S105B | NT31-03-S105B-WC / Shower - F | North Terrace | NT | NT31 | Helen Mayo South | 03 | First Floor | S105B | 99939 | Unusable Spaces | 99939 | Unusable Spaces | 13.01 | WC / Shower - F | 8 | Non Useable Floor Area Space Group | 820 | Non-usable - Toilets/Amenities - Female |  | Adequate | 0.00 | NO
North Terrace_NT31-Helen Mayo South_First Floor_S105E _ VSR | NT-NT31-03-S105E | NT31-03-S105E-VSR | North Terrace | NT | NT31 | Helen Mayo South | 03 | First Floor | S105E | 99939 | Unusable Spaces | 99939 | Unusable Spaces | 1.71 | VSR | 8 | Non Useable Floor Area Space Group | 840 | Non-usable - Service riser |  | Unknown | 0.00 | NO
North Terrace_NT31-Helen Mayo South_First Floor_S106 _ Lab - Computer - MAC | NT-NT31-03-S106 | NT31-03-S106-Lab - Computer - MAC | North Terrace | NT | NT31 | Helen Mayo South | 03 | First Floor | S106 | 110 | Administration Office (ABLE) | 110 | ABLE (Arts, Bus, Law & Econ) Faculty Office | 102.15 | Lab - Computer - MAC | 3 | Specialist Teaching or Research Space Group | 310 | Laboratory - Computing - Open Access |  | Excellent | 33,867.84 | NO
North Terrace_NT31-Helen Mayo South_First Floor_S107 _ Stair | NT-NT31-03-S107 | NT31-03-S107-Stair | North Terrace | NT | NT31 | Helen Mayo South | 03 | First Floor | S107 | 99939 | Unusable Spaces | 99939 | Unusable Spaces | 21.39 | Stair | 8 | Non Useable Floor Area Space Group | 805 | Non-usable - Circulation space |  | Unknown | 0.00 | NO
North Terrace_NT31-Helen Mayo South_First Floor_S108 _ VSR - Steam Pipe | NT-NT31-03-S108 | NT31-03-S108-VSR - Steam Pipe | North Terrace | NT | NT31 | Helen Mayo South | 03 | First Floor | S108 | 99939 | Unusable Spaces | 99939 | Unusable Spaces | 6.92 | VSR - Steam Pipe | 8 | Non Useable Floor Area Space Group | 840 | Non-usable - Service riser |  | Unknown | 0.00 | NO
North Terrace_NT31-Helen Mayo South_First Floor_S108D _ VSR | NT-NT31-03-S108D | NT31-03-S108D-VSR | North Terrace | NT | NT31 | Helen Mayo South | 03 | First Floor | S108D | 99939 | Unusable Spaces | 99939 | Unusable Spaces | 0.28 | VSR | 8 | Non Useable Floor Area Space Group | 840 | Non-usable - Service riser |  | Unknown | 0.00 | NO
North Terrace_NT31-Helen Mayo South_First Floor_S109A _ Cubicle 1 | NT-NT31-03-S109A | NT31-03-S109A-Cubicle 1 | North Terrace | NT | NT31 | Helen Mayo South | 03 | First Floor | S109A | 99956 | Faculty of Health & Medical Sciences - Shared Space | 340 | Health & Medical Sciences Faculty Office | 15.96 | Cubicle 1 | 3 | Specialist Teaching or Research Space Group | 314 | Clinical Areas Teaching Space - Undergraduate/Postgraduate |  | Good | 4,499.61 | NO
North Terrace_NT31-Helen Mayo South_First Floor_S109B _ Cubicle 2 | NT-NT31-03-S109B | NT31-03-S109B-Cubicle 2 | North Terrace | NT | NT31 | Helen Mayo South | 03 | First Floor | S109B | 99956 | Faculty of Health & Medical Sciences - Shared Space | 340 | Health & Medical Sciences Faculty Office | 15.73 | Cubicle 2 | 3 | Specialist Teaching or Research Space Group | 314 | Clinical Areas Teaching Space - Undergraduate/Postgraduate |  | Good | 4,434.76 | NO
North Terrace_NT31-Helen Mayo South_First Floor_S109C _ Cubicle 3 | NT-NT31-03-S109C | NT31-03-S109C-Cubicle 3 | North Terrace | NT | NT31 | Helen Mayo South | 03 | First Floor | S109C | 99956 | Faculty of Health & Medical Sciences - Shared Space | 340 | Health & Medical Sciences Faculty Office | 16.03 | Cubicle 3 | 3 | Specialist Teaching or Research Space Group | 314 | Clinical Areas Teaching Space - Undergraduate/Postgraduate |  | Good | 4,519.34 | NO
North Terrace_NT31-Helen Mayo South_First Floor_S109D _ Cubicle 4 | NT-NT31-03-S109D | NT31-03-S109D-Cubicle 4 | North Terrace | NT | NT31 | Helen Mayo South | 03 | First Floor | S109D | 99956 | Faculty of Health & Medical Sciences - Shared Space | 340 | Health & Medical Sciences Faculty Office | 15.92 | Cubicle 4 | 3 | Specialist Teaching or Research Space Group | 314 | Clinical Areas Teaching Space - Undergraduate/Postgraduate |  | Good | 4,488.33 | NO
North Terrace_NT31-Helen Mayo South_First Floor_S109E _ Cubicle 5 | NT-NT31-03-S109E | NT31-03-S109E-Cubicle 5 | North Terrace | NT | NT31 | Helen Mayo South | 03 | First Floor | S109E | 99956 | Faculty of Health & Medical Sciences - Shared Space | 340 | Health & Medical Sciences Faculty Office | 15.84 | Cubicle 5 | 3 | Specialist Teaching or Research Space Group | 314 | Clinical Areas Teaching Space - Undergraduate/Postgraduate |  | Good | 4,465.78 | NO
North Terrace_NT31-Helen Mayo South_First Floor_S110 _ Shower / Change - U | NT-NT31-03-S110 | NT31-03-S110-Shower / Change - U | North Terrace | NT | NT31 | Helen Mayo South | 03 | First Floor | S110 | 99956 | Faculty of Health & Medical Sciences - Shared Space | 340 | Health & Medical Sciences Faculty Office | 6.64 | Shower / Change - U | 1 | Office Space Group | 101 | Office - Academic Staff |  | Good | 1,407.53 | NO
North Terrace_NT31-Helen Mayo South_First Floor_S110A _ Store | NT-NT31-03-S110A | NT31-03-S110A-Store | North Terrace | NT | NT31 | Helen Mayo South | 03 | First Floor | S110A | 99956 | Faculty of Health & Medical Sciences - Shared Space | 340 | Health & Medical Sciences Faculty Office | 10.92 | Store | 4 | Ancillary Area Space Group | 419 | Ancillary Area - Store Room - Generic |  | Good | 2,037.02 | NO
North Terrace_NT31-Helen Mayo South_First Floor_S110B _ VSR | NT-NT31-03-S110B | NT31-03-S110B-VSR | North Terrace | NT | NT31 | Helen Mayo South | 03 | First Floor | S110B | 99939 | Unusable Spaces | 99939 | Unusable Spaces | 0.11 | VSR | 8 | Non Useable Floor Area Space Group | 840 | Non-usable - Service riser |  | Unknown | 0.00 | NO
North Terrace_NT31-Helen Mayo South_First Floor_S111 _ Office | NT-NT31-03-S111 | NT31-03-S111-Office | North Terrace | NT | NT31 | Helen Mayo South | 03 | First Floor | S111 | 99956 | Faculty of Health & Medical Sciences - Shared Space | 340 | Health & Medical Sciences Faculty Office | 13.95 | Office | 1 | Office Space Group | 101 | Office - Academic Staff |  | Good | 2,957.09 | NO
North Terrace_NT31-Helen Mayo South_First Floor_S111A _ Debriefing Room | NT-NT31-03-S111A | NT31-03-S111A-Debriefing Room | North Terrace | NT | NT31 | Helen Mayo South | 03 | First Floor | S111A | 99956 | Faculty of Health & Medical Sciences - Shared Space | 340 | Health & Medical Sciences Faculty Office | 22.03 | Debriefing Room | 3 | Specialist Teaching or Research Space Group | 300 | Laboratory - Specialist teaching and research - type not defined |  | Good | 6,210.92 | NO
North Terrace_NT31-Helen Mayo South_First Floor_S111B _ Debriefing Room | NT-NT31-03-S111B | NT31-03-S111B-Debriefing Room | North Terrace | NT | NT31 | Helen Mayo South | 03 | First Floor | S111B | 99956 | Faculty of Health & Medical Sciences - Shared Space | 340 | Health & Medical Sciences Faculty Office | 22.03 | Debriefing Room | 3 | Specialist Teaching or Research Space Group | 300 | Laboratory - Specialist teaching and research - type not defined |  | Good | 6,210.92 | NO
North Terrace_NT31-Helen Mayo South_First Floor_S111C _ Med | NT-NT31-03-S111C | NT31-03-S111C-Med | North Terrace | NT | NT31 | Helen Mayo South | 03 | First Floor | S111C | 99956 | Faculty of Health & Medical Sciences - Shared Space | 340 | Health & Medical Sciences Faculty Office | 12.15 | Med | 4 | Ancillary Area Space Group | 419 | Ancillary Area - Store Room - Generic |  | Good | 2,266.47 | NO
North Terrace_NT31-Helen Mayo South_First Floor_S112 _ Reception | NT-NT31-03-S112 | NT31-03-S112-Reception | North Terrace | NT | NT31 | Helen Mayo South | 03 | First Floor | S112 | 99956 | Faculty of Health & Medical Sciences - Shared Space | 340 | Health & Medical Sciences Faculty Office | 13.95 | Reception | 1 | Office Space Group | 118 | Open Plan - Reception Area |  | Good | 2,957.09 | NO
North Terrace_NT31-Helen Mayo South_First Floor_S113 _ Med | NT-NT31-03-S113 | NT31-03-S113-Med | North Terrace | NT | NT31 | Helen Mayo South | 03 | First Floor | S113 | 99956 | Faculty of Health & Medical Sciences - Shared Space | 340 | Health & Medical Sciences Faculty Office | 13.04 | Med | 4 | Ancillary Area Space Group | 419 | Ancillary Area - Store Room - Generic |  | Good | 2,432.49 | NO
North Terrace_NT31-Helen Mayo South_First Floor_S114 _ Shower / Change - U | NT-NT31-03-S114 | NT31-03-S114-Shower / Change - U | North Terrace | NT | NT31 | Helen Mayo South | 03 | First Floor | S114 | 99956 | Faculty of Health & Medical Sciences - Shared Space | 340 | Health & Medical Sciences Faculty Office | 6.61 | Shower / Change - U | 1 | Office Space Group | 101 | Office - Academic Staff |  | Good | 1,401.17 | NO
North Terrace_NT31-Helen Mayo South_First Floor_S115A _ Cubicle 6 | NT-NT31-03-S115A | NT31-03-S115A-Cubicle 6 | North Terrace | NT | NT31 | Helen Mayo South | 03 | First Floor | S115A | 99956 | Faculty of Health & Medical Sciences - Shared Space | 340 | Health & Medical Sciences Faculty Office | 15.83 | Cubicle 6 | 3 | Specialist Teaching or Research Space Group | 314 | Clinical Areas Teaching Space - Undergraduate/Postgraduate |  | Good | 4,462.96 | NO
North Terrace_NT31-Helen Mayo South_First Floor_S115B _ Cubicle 7 | NT-NT31-03-S115B | NT31-03-S115B-Cubicle 7 | North Terrace | NT | NT31 | Helen Mayo South | 03 | First Floor | S115B | 99956 | Faculty of Health & Medical Sciences - Shared Space | 340 | Health & Medical Sciences Faculty Office | 15.79 | Cubicle 7 | 3 | Specialist Teaching or Research Space Group | 314 | Clinical Areas Teaching Space - Undergraduate/Postgraduate |  | Good | 4,451.68 | NO
North Terrace_NT31-Helen Mayo South_First Floor_S115C _ Cubicle 8 | NT-NT31-03-S115C | NT31-03-S115C-Cubicle 8 | North Terrace | NT | NT31 | Helen Mayo South | 03 | First Floor | S115C | 99956 | Faculty of Health & Medical Sciences - Shared Space | 340 | Health & Medical Sciences Faculty Office | 16.02 | Cubicle 8 | 3 | Specialist Teaching or Research Space Group | 314 | Clinical Areas Teaching Space - Undergraduate/Postgraduate |  | Good | 4,516.52 | NO
North Terrace_NT31-Helen Mayo South_First Floor_S115D _ Cubicle 9 | NT-NT31-03-S115D | NT31-03-S115D-Cubicle 9 | North Terrace | NT | NT31 | Helen Mayo South | 03 | First Floor | S115D | 99956 | Faculty of Health & Medical Sciences - Shared Space | 340 | Health & Medical Sciences Faculty Office | 15.74 | Cubicle 9 | 3 | Specialist Teaching or Research Space Group | 314 | Clinical Areas Teaching Space - Undergraduate/Postgraduate |  | Good | 4,437.58 | NO
North Terrace_NT31-Helen Mayo South_First Floor_S115E _ Cubicle 10 | NT-NT31-03-S115E | NT31-03-S115E-Cubicle 10 | North Terrace | NT | NT31 | Helen Mayo South | 03 | First Floor | S115E | 99956 | Faculty of Health & Medical Sciences - Shared Space | 340 | Health & Medical Sciences Faculty Office | 15.95 | Cubicle 10 | 3 | Specialist Teaching or Research Space Group | 314 | Clinical Areas Teaching Space - Undergraduate/Postgraduate |  | Good | 4,496.79 | NO
North Terrace_NT31-Helen Mayo South_First Floor_S115F _ VSR | NT-NT31-03-S115F | NT31-03-S115F-VSR | North Terrace | NT | NT31 | Helen Mayo South | 03 | First Floor | S115F | 99939 | Unusable Spaces | 99939 | Unusable Spaces | 0.06 | VSR | 8 | Non Useable Floor Area Space Group | 840 | Non-usable - Service riser |  | Unknown | 0.00 | NO
North Terrace_NT31-Helen Mayo South_First Floor_S115G _ VSR | NT-NT31-03-S115G | NT31-03-S115G-VSR | North Terrace | NT | NT31 | Helen Mayo South | 03 | First Floor | S115G | 99939 | Unusable Spaces | 99939 | Unusable Spaces | 0.08 | VSR | 8 | Non Useable Floor Area Space Group | 840 | Non-usable - Service riser |  | Unknown | 0.00 | NO
North Terrace_NT31-Helen Mayo South_First Floor_S116 _ Immersion Room | NT-NT31-03-S116 | NT31-03-S116-Immersion Room | North Terrace | NT | NT31 | Helen Mayo South | 03 | First Floor | S116 | 99956 | Faculty of Health & Medical Sciences - Shared Space | 340 | Health & Medical Sciences Faculty Office | 44 | Immersion Room | 3 | Specialist Teaching or Research Space Group | 313 | Audio Visual Teaching space - Undergraduate/Postgraduate |  | Excellent | 14,588.20 | NO
North Terrace_NT31-Helen Mayo South_First Floor_S116A _ Entry | NT-NT31-03-S116A | NT31-03-S116A-Entry | North Terrace | NT | NT31 | Helen Mayo South | 03 | First Floor | S116A | 99939 | Unusable Spaces | 99939 | Unusable Spaces | 6.31 | Entry | 8 | Non Useable Floor Area Space Group | 805 | Non-usable - Circulation space |  | Excellent | 0.00 | NO
North Terrace_NT31-Helen Mayo South_First Floor_S116B _ Services Room | NT-NT31-03-S116B | NT31-03-S116B-Services Room | North Terrace | NT | NT31 | Helen Mayo South | 03 | First Floor | S116B | 99939 | Unusable Spaces | 99939 | Unusable Spaces | 18.09 | Services Room | 8 | Non Useable Floor Area Space Group | 815 | Non-usable - Switch room |  | Excellent | 0.00 | NO
North Terrace_NT31-Helen Mayo South_First Floor_S116C _ Store | NT-NT31-03-S116C | NT31-03-S116C-Store | North Terrace | NT | NT31 | Helen Mayo South | 03 | First Floor | S116C | 99956 | Faculty of Health & Medical Sciences - Shared Space | 340 | Health & Medical Sciences Faculty Office | 1.79 | Store | 4 | Ancillary Area Space Group | 419 | Ancillary Area - Store Room - Generic |  | Excellent | 392.67 | NO
North Terrace_NT31-Helen Mayo South_First Floor_S117 _ Store | NT-NT31-03-S117 | NT31-03-S117-Store | North Terrace | NT | NT31 | Helen Mayo South | 03 | First Floor | S117 | 99956 | Faculty of Health & Medical Sciences - Shared Space | 340 | Health & Medical Sciences Faculty Office | 3.19 | Store | 4 | Ancillary Area Space Group | 419 | Ancillary Area - Store Room - Generic |  | Excellent | 699.79 | NO
North Terrace_NT31-Helen Mayo South_First Floor_S118 _ Lab - Computer - PC | NT-NT31-03-S118 | NT31-03-S118-Lab - Computer - PC | North Terrace | NT | NT31 | Helen Mayo South | 03 | First Floor | S118 | 110 | Administration Office (ABLE) | 110 | ABLE (Arts, Bus, Law & Econ) Faculty Office | 105.5 | Lab - Computer - PC | 3 | Specialist Teaching or Research Space Group | 310 | Laboratory - Computing - Open Access |  | Excellent | 34,978.53 | NO
North Terrace_NT31-Helen Mayo South_First Floor_S124 _ Comms | NT-NT31-03-S124 | NT31-03-S124-Comms | North Terrace | NT | NT31 | Helen Mayo South | 03 | First Floor | S124 | 850 | ITDS Branch Central Costs | 869 | Information Technology and Digital Services | 8.86 | Comms | 8 | Non Useable Floor Area Space Group | 812 | Non-usable - Comms/network system/Telephone/PABX |  | Adequate | 0.00 | NO
North Terrace_NT31-Helen Mayo South_First Floor_S124A _ WC - M | NT-NT31-03-S124A | NT31-03-S124A-WC - M | North Terrace | NT | NT31 | Helen Mayo South | 03 | First Floor | S124A | 99939 | Unusable Spaces | 99939 | Unusable Spaces | 10.1 | WC - M | 8 | Non Useable Floor Area Space Group | 821 | Non-usable - Toilets/Amenities - Male |  | Adequate | 0.00 | NO
North Terrace_NT31-Helen Mayo South_First Floor_S124B _ Corr. | NT-NT31-03-S124B | NT31-03-S124B-Corr. | North Terrace | NT | NT31 | Helen Mayo South | 03 | First Floor | S124B | 99939 | Unusable Spaces | 99939 | Unusable Spaces | 5.49 | Corr. | 8 | Non Useable Floor Area Space Group | 805 | Non-usable - Circulation space |  | Unknown | 0.00 | NO
North Terrace_NT31-Helen Mayo South_First Floor_S125 _ Store | NT-NT31-03-S125 | NT31-03-S125-Store | North Terrace | NT | NT31 | Helen Mayo South | 03 | First Floor | S125 | 393 | Allied Health Administration | 393 | School of Allied Health Practice and Science | 83.3 | Store | 4 | Ancillary Area Space Group | 419 | Ancillary Area - Store Room - Generic |  | Good | 15,538.81 | NO
North Terrace_NT31-Helen Mayo South_First Floor_S126 _ Computer Suite | NT-NT31-03-S126 | NT31-03-S126-Computer Suite | North Terrace | NT | NT31 | Helen Mayo South | 03 | First Floor | S126 | 99998 | Central Common Teaching Areas (In Use) | 952 | Corporate Services Division Admin | 110.64 | Computer Suite | 3 | Specialist Teaching or Research Space Group | 310 | Laboratory - Computing - Open Access |  | Excellent | 36,682.70 | NO
North Terrace_NT31-Helen Mayo South_First Floor_S126E _ Lift Shaft | NT-NT31-03-S126E | NT31-03-S126E-Lift Shaft | North Terrace | NT | NT31 | Helen Mayo South | 03 | First Floor | S126E | 99939 | Unusable Spaces | 99939 | Unusable Spaces | 7.82 | Lift Shaft | 8 | Non Useable Floor Area Space Group | 838 | Non-usable - Lift |  | Unknown | 0.00 | NO
North Terrace_NT31-Helen Mayo South_First Floor_S126G _ VSR | NT-NT31-03-S126G | NT31-03-S126G-VSR | North Terrace | NT | NT31 | Helen Mayo South | 03 | First Floor | S126G | 99939 | Unusable Spaces | 99939 | Unusable Spaces | 0.31 | VSR | 8 | Non Useable Floor Area Space Group | 840 | Non-usable - Service riser |  | Unknown | 0.00 | NO
North Terrace_NT31-Helen Mayo South_First Floor_S126H _ VSR | NT-NT31-03-S126H | NT31-03-S126H-VSR | North Terrace | NT | NT31 | Helen Mayo South | 03 | First Floor | S126H | 99939 | Unusable Spaces | 99939 | Unusable Spaces | 0.55 | VSR | 8 | Non Useable Floor Area Space Group | 840 | Non-usable - Service riser |  | Unknown | 0.00 | NO
North Terrace_NT31-Helen Mayo South_First Floor_S127 _ Computer Suite | NT-NT31-03-S127 | NT31-03-S127-Computer Suite | North Terrace | NT | NT31 | Helen Mayo South | 03 | First Floor | S127 | 99998 | Central Common Teaching Areas (In Use) | 952 | Corporate Services Division Admin | 119.81 | Computer Suite | 3 | Specialist Teaching or Research Space Group | 310 | Laboratory - Computing - Open Access |  | Excellent | 39,723.01 | NO
North Terrace_NT31-Helen Mayo South_First Floor_S128 _ Tutorial | NT-NT31-03-S128 | NT31-03-S128-Tutorial | North Terrace | NT | NT31 | Helen Mayo South | 03 | First Floor | S128 | 99998 | Central Common Teaching Areas (In Use) | 952 | Corporate Services Division Admin | 38.32 | Tutorial | 2 | Teaching Space Group | 206 | Lecture/Seminar/Tutorial/Class Room (<30) Flat Floor | INFORMAL-PRIM-S | Excellent | 11,654.21 | NO
North Terrace_NT31-Helen Mayo South_Second Floor_S201 _ Lift Lobby | NT-NT31-04-S201 | NT31-04-S201-Lift Lobby | North Terrace | NT | NT31 | Helen Mayo South | 04 | Second Floor | S201 | 99939 | Unusable Spaces | 99939 | Unusable Spaces | 30.11 | Lift Lobby | 8 | Non Useable Floor Area Space Group | 805 | Non-usable - Circulation space |  | Adequate | 0.00 | NO
North Terrace_NT31-Helen Mayo South_Second Floor_S201A _ Corr. | NT-NT31-04-S201A | NT31-04-S201A-Corr. | North Terrace | NT | NT31 | Helen Mayo South | 04 | Second Floor | S201A | 99939 | Unusable Spaces | 99939 | Unusable Spaces | 49.55 | Corr. | 8 | Non Useable Floor Area Space Group | 805 | Non-usable - Circulation space |  | Adequate | 0.00 | NO
North Terrace_NT31-Helen Mayo South_Second Floor_S201B _ Corr. | NT-NT31-04-S201B | NT31-04-S201B-Corr. | North Terrace | NT | NT31 | Helen Mayo South | 04 | Second Floor | S201B | 99939 | Unusable Spaces | 99939 | Unusable Spaces | 24.43 | Corr. | 8 | Non Useable Floor Area Space Group | 805 | Non-usable - Circulation space |  | Adequate | 0.00 | NO
North Terrace_NT31-Helen Mayo South_Second Floor_S201C _ Corr. | NT-NT31-04-S201C | NT31-04-S201C-Corr. | North Terrace | NT | NT31 | Helen Mayo South | 04 | Second Floor | S201C | 99939 | Unusable Spaces | 99939 | Unusable Spaces | 56.08 | Corr. | 8 | Non Useable Floor Area Space Group | 805 | Non-usable - Circulation space |  | Adequate | 0.00 | NO
North Terrace_NT31-Helen Mayo South_Second Floor_S202 _ DB | NT-NT31-04-S202 | NT31-04-S202-DB | North Terrace | NT | NT31 | Helen Mayo South | 04 | Second Floor | S202 | 99939 | Unusable Spaces | 99939 | Unusable Spaces | 3.06 | DB | 8 | Non Useable Floor Area Space Group | 815 | Non-usable - Switch room |  | Unknown | 0.00 | NO
North Terrace_NT31-Helen Mayo South_Second Floor_S203 _ Stair | NT-NT31-04-S203 | NT31-04-S203-Stair | North Terrace | NT | NT31 | Helen Mayo South | 04 | Second Floor | S203 | 99939 | Unusable Spaces | 99939 | Unusable Spaces | 20.09 | Stair | 8 | Non Useable Floor Area Space Group | 805 | Non-usable - Circulation space |  | Unknown | 0.00 | NO
North Terrace_NT31-Helen Mayo South_Second Floor_S203A _ Plantroom | NT-NT31-04-S203A | NT31-04-S203A-Plantroom | North Terrace | NT | NT31 | Helen Mayo South | 04 | Second Floor | S203A | 99939 | Unusable Spaces | 99939 | Unusable Spaces | 5.2 | Plantroom | 8 | Non Useable Floor Area Space Group | 815 | Non-usable - Switch room |  | Unknown | 0.00 | NO
North Terrace_NT31-Helen Mayo South_Second Floor_S204 _ VSR | NT-NT31-04-S204 | NT31-04-S204-VSR | North Terrace | NT | NT31 | Helen Mayo South | 04 | Second Floor | S204 | 99939 | Unusable Spaces | 99939 | Unusable Spaces | 1.77 | VSR | 8 | Non Useable Floor Area Space Group | 840 | Non-usable - Service riser |  | Unknown | 0.00 | NO
North Terrace_NT31-Helen Mayo South_Second Floor_S205 _ Store | NT-NT31-04-S205 | NT31-04-S205-Store | North Terrace | NT | NT31 | Helen Mayo South | 04 | Second Floor | S205 | 384 | Medicine | 384 | Adelaide Medical School | 29.6 | Store | 4 | Ancillary Area Space Group | 419 | Ancillary Area - Store Room - Generic |  | Good | 5,521.59 | NO
North Terrace_NT31-Helen Mayo South_Second Floor_S205A _ Cleaners | NT-NT31-04-S205A | NT31-04-S205A-Cleaners | North Terrace | NT | NT31 | Helen Mayo South | 04 | Second Floor | S205A | 99939 | Unusable Spaces | 99939 | Unusable Spaces | 8 | Cleaners | 8 | Non Useable Floor Area Space Group | 806 | Non-usable - Cleaners room |  | Good | 0.00 | NO
North Terrace_NT31-Helen Mayo South_Second Floor_S206 _ Cold Room [PC2-Cert] | NT-NT31-04-S206 | NT31-04-S206-Cold Room [PC2-Cert] | North Terrace | NT | NT31 | Helen Mayo South | 04 | Second Floor | S206 | 384 | Medicine | 384 | Adelaide Medical School | 9.47 | Cold Room [PC2-Cert] | 4 | Ancillary Area Space Group | 405 | Ancillary Area - Constant Temperature/ Freezer/Cold/Warm Rooms | RATED - PC2 | Excellent | 2,077.45 | NO
North Terrace_NT31-Helen Mayo South_Second Floor_S207 _ Laboratory - Wet | NT-NT31-04-S207 | NT31-04-S207-Laboratory - Wet | North Terrace | NT | NT31 | Helen Mayo South | 04 | Second Floor | S207 | 384 | Medicine | 384 | Adelaide Medical School | 45.5 | Laboratory - Wet | 3 | Specialist Teaching or Research Space Group | 306 | Laboratory - Scientific/Medical/Engineering - WET - Postgraduate/Research |  | Excellent | 15,085.53 | NO
North Terrace_NT31-Helen Mayo South_Second Floor_S208 _ Cell Culture | NT-NT31-04-S208 | NT31-04-S208-Cell Culture | North Terrace | NT | NT31 | Helen Mayo South | 04 | Second Floor | S208 | 384 | Medicine | 384 | Adelaide Medical School | 38.71 | Cell Culture | 3 | Specialist Teaching or Research Space Group | 306 | Laboratory - Scientific/Medical/Engineering - WET - Postgraduate/Research |  | Excellent | 12,834.30 | NO
North Terrace_NT31-Helen Mayo South_Second Floor_S209 _ Laboratory | NT-NT31-04-S209 | NT31-04-S209-Laboratory | North Terrace | NT | NT31 | Helen Mayo South | 04 | Second Floor | S209 | 384 | Medicine | 384 | Adelaide Medical School | 46.44 | Laboratory | 3 | Specialist Teaching or Research Space Group | 306 | Laboratory - Scientific/Medical/Engineering - WET - Postgraduate/Research |  | Excellent | 15,397.18 | NO
North Terrace_NT31-Helen Mayo South_Second Floor_S209D _ VSR | NT-NT31-04-S209D | NT31-04-S209D-VSR | North Terrace | NT | NT31 | Helen Mayo South | 04 | Second Floor | S209D | 99939 | Unusable Spaces | 99939 | Unusable Spaces | 0.28 | VSR | 8 | Non Useable Floor Area Space Group | 840 | Non-usable - Service riser |  | Unknown | 0.00 | NO
North Terrace_NT31-Helen Mayo South_Second Floor_S210 _ Corr. | NT-NT31-04-S210 | NT31-04-S210-Corr. | North Terrace | NT | NT31 | Helen Mayo South | 04 | Second Floor | S210 | 99939 | Unusable Spaces | 99939 | Unusable Spaces | 20.57 | Corr. | 8 | Non Useable Floor Area Space Group | 805 | Non-usable - Circulation space |  | Unknown | 0.00 | NO
North Terrace_NT31-Helen Mayo South_Second Floor_S210A _ Cleaners | NT-NT31-04-S210A | NT31-04-S210A-Cleaners | North Terrace | NT | NT31 | Helen Mayo South | 04 | Second Floor | S210A | 99939 | Unusable Spaces | 99939 | Unusable Spaces | 6.92 | Cleaners | 8 | Non Useable Floor Area Space Group | 806 | Non-usable - Cleaners room |  | Adequate | 0.00 | NO
North Terrace_NT31-Helen Mayo South_Second Floor_S211A _ Teaching Laboratory | NT-NT31-04-S211A | NT31-04-S211A-Teaching Laboratory | North Terrace | NT | NT31 | Helen Mayo South | 04 | Second Floor | S211A | 99956 | Faculty of Health & Medical Sciences - Shared Space | 340 | Health & Medical Sciences Faculty Office | 186.18 | Teaching Laboratory | 4 | Ancillary Area Space Group | 419 | Ancillary Area - Store Room - Generic |  | Good | 34,730.08 | NO
North Terrace_NT31-Helen Mayo South_Second Floor_S211B _ Teaching Laboratory | NT-NT31-04-S211B | NT31-04-S211B-Teaching Laboratory | North Terrace | NT | NT31 | Helen Mayo South | 04 | Second Floor | S211B | 99956 | Faculty of Health & Medical Sciences - Shared Space | 340 | Health & Medical Sciences Faculty Office | 185 | Teaching Laboratory | 4 | Ancillary Area Space Group | 419 | Ancillary Area - Store Room - Generic |  | Good | 34,509.97 | NO
North Terrace_NT31-Helen Mayo South_Second Floor_S212 _ Teaching Laboratory Store | NT-NT31-04-S212 | NT31-04-S212-Teaching Laboratory Store | North Terrace | NT | NT31 | Helen Mayo South | 04 | Second Floor | S212 | 99956 | Faculty of Health & Medical Sciences - Shared Space | 340 | Health & Medical Sciences Faculty Office | 20.44 | Teaching Laboratory Store | 4 | Ancillary Area Space Group | 401 | Ancillary Area - Laboratory Service and Preparation |  | Adequate | 3,050.31 | NO
North Terrace_NT31-Helen Mayo South_Second Floor_S212D _ VSR | NT-NT31-04-S212D | NT31-04-S212D-VSR | North Terrace | NT | NT31 | Helen Mayo South | 04 | Second Floor | S212D | 99939 | Unusable Spaces | 99939 | Unusable Spaces | 0.29 | VSR | 8 | Non Useable Floor Area Space Group | 840 | Non-usable - Service riser |  | Unknown | 0.00 | NO
North Terrace_NT31-Helen Mayo South_Second Floor_S213 _ Teaching Laboratory Store | NT-NT31-04-S213 | NT31-04-S213-Teaching Laboratory Store | North Terrace | NT | NT31 | Helen Mayo South | 04 | Second Floor | S213 | 99956 | Faculty of Health & Medical Sciences - Shared Space | 340 | Health & Medical Sciences Faculty Office | 14.5 | Teaching Laboratory Store | 4 | Ancillary Area Space Group | 401 | Ancillary Area - Laboratory Service and Preparation |  | Adequate | 2,163.87 | NO
North Terrace_NT31-Helen Mayo South_Second Floor_S214 _ Office | NT-NT31-04-S214 | NT31-04-S214-Office | North Terrace | NT | NT31 | Helen Mayo South | 04 | Second Floor | S214 | 99956 | Faculty of Health & Medical Sciences - Shared Space | 340 | Health & Medical Sciences Faculty Office | 6.53 | Office | 1 | Office Space Group | 100 | Office - Specific type not defined |  | Adequate | 1,107.37 | NO
North Terrace_NT31-Helen Mayo South_Second Floor_S215 _ Teaching Laboratory Store / Prep | NT-NT31-04-S215 | NT31-04-S215-Teaching Laboratory Store / Prep | North Terrace | NT | NT31 | Helen Mayo South | 04 | Second Floor | S215 | 99956 | Faculty of Health & Medical Sciences - Shared Space | 340 | Health & Medical Sciences Faculty Office | 20.57 | Teaching Laboratory Store / Prep | 4 | Ancillary Area Space Group | 401 | Ancillary Area - Laboratory Service and Preparation |  | Adequate | 3,069.71 | NO
North Terrace_NT31-Helen Mayo South_Second Floor_S216 _ A/L [PC2- Cert/S] | NT-NT31-04-S216 | NT31-04-S216-A/L [PC2- Cert/S] | North Terrace | NT | NT31 | Helen Mayo South | 04 | Second Floor | S216 | 384 | Medicine | 384 | Adelaide Medical School | 4.55 | A/L [PC2- Cert/S] | 3 | Specialist Teaching or Research Space Group | 303 | Laboratory - Scientific PC2/PC3/PC4 | RATED - PC2 | Good | 1,282.78 | NO
North Terrace_NT31-Helen Mayo South_Second Floor_S217 _ Laboratory [PC2-Cert] | NT-NT31-04-S217 | NT31-04-S217-Laboratory [PC2-Cert] | North Terrace | NT | NT31 | Helen Mayo South | 04 | Second Floor | S217 | 384 | Medicine | 384 | Adelaide Medical School | 123.16 | Laboratory [PC2-Cert] | 3 | Specialist Teaching or Research Space Group | 303 | Laboratory - Scientific PC2/PC3/PC4 | RATED - PC2 | Good | 34,722.54 | NO
North Terrace_NT31-Helen Mayo South_Second Floor_S218 _ Media Prep - Embryology - PC2 | NT-NT31-04-S218 | NT31-04-S218-Media Prep - Embryology - PC2 | North Terrace | NT | NT31 | Helen Mayo South | 04 | Second Floor | S218 | 384 | Medicine | 384 | Adelaide Medical School | 19.84 | Media Prep - Embryology - PC2 | 3 | Specialist Teaching or Research Space Group | 303 | Laboratory - Scientific PC2/PC3/PC4 | RATED - PC2 | Good | 5,593.50 | NO
North Terrace_NT31-Helen Mayo South_Second Floor_S219 _ Media Prep - PC2 | NT-NT31-04-S219 | NT31-04-S219-Media Prep - PC2 | North Terrace | NT | NT31 | Helen Mayo South | 04 | Second Floor | S219 | 384 | Medicine | 384 | Adelaide Medical School | 13.18 | Media Prep - PC2 | 3 | Specialist Teaching or Research Space Group | 303 | Laboratory - Scientific PC2/PC3/PC4 | RATED - PC2 | Good | 3,715.84 | NO
North Terrace_NT31-Helen Mayo South_Second Floor_S220 _ Transgenic Room - PC2 | NT-NT31-04-S220 | NT31-04-S220-Transgenic Room - PC2 | North Terrace | NT | NT31 | Helen Mayo South | 04 | Second Floor | S220 | 384 | Medicine | 384 | Adelaide Medical School | 9.24 | Transgenic Room - PC2 | 3 | Specialist Teaching or Research Space Group | 303 | Laboratory - Scientific PC2/PC3/PC4 | RATED - PC2 | Good | 2,605.04 | NO
North Terrace_NT31-Helen Mayo South_Second Floor_S221 _ IVF / VET Manufact - PC2 | NT-NT31-04-S221 | NT31-04-S221-IVF / VET Manufact - PC2 | North Terrace | NT | NT31 | Helen Mayo South | 04 | Second Floor | S221 | 384 | Medicine | 384 | Adelaide Medical School | 9.03 | IVF / VET Manufact - PC2 | 3 | Specialist Teaching or Research Space Group | 303 | Laboratory - Scientific PC2/PC3/PC4 | RATED - PC2 | Good | 2,545.83 | NO
North Terrace_NT31-Helen Mayo South_Second Floor_S222 _ Write Up | NT-NT31-04-S222 | NT31-04-S222-Write Up | North Terrace | NT | NT31 | Helen Mayo South | 04 | Second Floor | S222 | 384 | Medicine | 384 | Adelaide Medical School | 8.84 | Write Up | 1 | Office Space Group | 102 | Office - Research Staff |  | Good | 1,873.88 | NO
North Terrace_NT31-Helen Mayo South_Second Floor_S223 _ Write Up | NT-NT31-04-S223 | NT31-04-S223-Write Up | North Terrace | NT | NT31 | Helen Mayo South | 04 | Second Floor | S223 | 384 | Medicine | 384 | Adelaide Medical School | 8.2 | Write Up | 1 | Office Space Group | 102 | Office - Research Staff |  | Good | 1,738.22 | NO
North Terrace_NT31-Helen Mayo South_Second Floor_S224 _ Cell Culture - PC2 | NT-NT31-04-S224 | NT31-04-S224-Cell Culture - PC2 | North Terrace | NT | NT31 | Helen Mayo South | 04 | Second Floor | S224 | 384 | Medicine | 384 | Adelaide Medical School | 11.29 | Cell Culture - PC2 | 3 | Specialist Teaching or Research Space Group | 303 | Laboratory - Scientific PC2/PC3/PC4 | RATED - PC2 | Good | 3,182.99 | NO
North Terrace_NT31-Helen Mayo South_Second Floor_S225 _ A/L [PC2- Cert/S] | NT-NT31-04-S225 | NT31-04-S225-A/L [PC2- Cert/S] | North Terrace | NT | NT31 | Helen Mayo South | 04 | Second Floor | S225 | 99939 | Unusable Spaces | 99939 | Unusable Spaces | 10.57 | A/L [PC2- Cert/S] | 3 | Specialist Teaching or Research Space Group | 303 | Laboratory - Scientific PC2/PC3/PC4 | RATED - PC2 | Good | 2,980.00 | NO
North Terrace_NT31-Helen Mayo South_Second Floor_S226 _ Culture Prep Room - PC2 | NT-NT31-04-S226 | NT31-04-S226-Culture Prep Room - PC2 | North Terrace | NT | NT31 | Helen Mayo South | 04 | Second Floor | S226 | 384 | Medicine | 384 | Adelaide Medical School | 23.59 | Culture Prep Room - PC2 | 3 | Specialist Teaching or Research Space Group | 301 | Laboratory - Scientific/Medical/Engineering - WET - Undergraduate | RATED - PC2 | Good | 6,650.74 | NO
North Terrace_NT31-Helen Mayo South_Second Floor_S227 _ Laboratory - Optics - PC2 | NT-NT31-04-S227 | NT31-04-S227-Laboratory - Optics - PC2 | North Terrace | NT | NT31 | Helen Mayo South | 04 | Second Floor | S227 | 384 | Medicine | 384 | Adelaide Medical School | 25.97 | Laboratory - Optics - PC2 | 3 | Specialist Teaching or Research Space Group | 301 | Laboratory - Scientific/Medical/Engineering - WET - Undergraduate | RATED - PC2 | Good | 7,321.73 | NO
North Terrace_NT31-Helen Mayo South_Second Floor_S228 _ WC - U - Access (LH) | NT-NT31-04-S228 | NT31-04-S228-WC - U - Access (LH) | North Terrace | NT | NT31 | Helen Mayo South | 04 | Second Floor | S228 | 99939 | Unusable Spaces | 99939 | Unusable Spaces | 6.33 | WC - U - Access (LH) | 8 | Non Useable Floor Area Space Group | 818 | Non-usable - Toilets/Amenities - Unisex Accessible |  | Good | 0.00 | NO
North Terrace_NT31-Helen Mayo South_Second Floor_S228A _ VSR | NT-NT31-04-S228A | NT31-04-S228A-VSR | North Terrace | NT | NT31 | Helen Mayo South | 04 | Second Floor | S228A | 99939 | Unusable Spaces | 99939 | Unusable Spaces | 0.29 | VSR | 8 | Non Useable Floor Area Space Group | 840 | Non-usable - Service riser |  | Unknown | 0.00 | NO
North Terrace_NT31-Helen Mayo South_Second Floor_S229 _ Corr. | NT-NT31-04-S229 | NT31-04-S229-Corr. | North Terrace | NT | NT31 | Helen Mayo South | 04 | Second Floor | S229 | 99939 | Unusable Spaces | 99939 | Unusable Spaces | 21.58 | Corr. | 8 | Non Useable Floor Area Space Group | 805 | Non-usable - Circulation space |  | Excellent | 0.00 | NO
North Terrace_NT31-Helen Mayo South_Second Floor_S230 _ Office | NT-NT31-04-S230 | NT31-04-S230-Office | North Terrace | NT | NT31 | Helen Mayo South | 04 | Second Floor | S230 | 384 | Medicine | 384 | Adelaide Medical School | 14.99 | Office | 1 | Office Space Group | 101 | Office - Academic Staff |  | Excellent | 3,736.79 | NO
North Terrace_NT31-Helen Mayo South_Second Floor_S231 _ Plantroom | NT-NT31-04-S231 | NT31-04-S231-Plantroom | North Terrace | NT | NT31 | Helen Mayo South | 04 | Second Floor | S231 | 99939 | Unusable Spaces | 99939 | Unusable Spaces | 13.07 | Plantroom | 8 | Non Useable Floor Area Space Group | 811 | Non-usable - Plant room other |  | Unknown | 0.00 | NO
North Terrace_NT31-Helen Mayo South_Second Floor_S232 _ Office | NT-NT31-04-S232 | NT31-04-S232-Office | North Terrace | NT | NT31 | Helen Mayo South | 04 | Second Floor | S232 | 384 | Medicine | 384 | Adelaide Medical School | 13.27 | Office | 1 | Office Space Group | 101 | Office - Academic Staff |  | Excellent | 3,308.02 | NO
North Terrace_NT31-Helen Mayo South_Second Floor_S233 _ Office | NT-NT31-04-S233 | NT31-04-S233-Office | North Terrace | NT | NT31 | Helen Mayo South | 04 | Second Floor | S233 | 384 | Medicine | 384 | Adelaide Medical School | 11.27 | Office | 1 | Office Space Group | 101 | Office - Academic Staff |  | Excellent | 2,809.45 | NO
North Terrace_NT31-Helen Mayo South_Second Floor_S234 _ Office | NT-NT31-04-S234 | NT31-04-S234-Office | North Terrace | NT | NT31 | Helen Mayo South | 04 | Second Floor | S234 | 384 | Medicine | 384 | Adelaide Medical School | 12.28 | Office | 1 | Office Space Group | 101 | Office - Academic Staff |  | Excellent | 3,061.23 | NO
North Terrace_NT31-Helen Mayo South_Second Floor_S235 _ Office - E Learning | NT-NT31-04-S235 | NT31-04-S235-Office - E Learning | North Terrace | NT | NT31 | Helen Mayo South | 04 | Second Floor | S235 | 384 | Medicine | 384 | Adelaide Medical School | 9.33 | Office - E Learning | 1 | Office Space Group | 119 | Informal Work Space |  | Excellent | 2,325.84 | NO
North Terrace_NT31-Helen Mayo South_Second Floor_S236 _ Meeting | NT-NT31-04-S236 | NT31-04-S236-Meeting | North Terrace | NT | NT31 | Helen Mayo South | 04 | Second Floor | S236 | 384 | Medicine | 384 | Adelaide Medical School | 11.81 | Meeting | 6 | General Facility Space Group | 601 | General Facility - Committee/Conference/Meeting room |  | Excellent | 3,297.35 | NO
North Terrace_NT31-Helen Mayo South_Second Floor_S237 _ Staff Kitchen | NT-NT31-04-S237 | NT31-04-S237-Staff Kitchen | North Terrace | NT | NT31 | Helen Mayo South | 04 | Second Floor | S237 | 384 | Medicine | 384 | Adelaide Medical School | 6.22 | Staff Kitchen | 6 | General Facility Space Group | 608 | General Facility - Kitchen/Servery/Food Storage |  | Excellent | 1,736.62 | NO
North Terrace_NT31-Helen Mayo South_Second Floor_S238 _ Open Plan - circ | NT-NT31-04-S238 | NT31-04-S238-Open Plan - circ | North Terrace | NT | NT31 | Helen Mayo South | 04 | Second Floor | S238 | 384 | Medicine | 384 | Adelaide Medical School | 25.64 | Open Plan - circ | 1 | Office Space Group | 111 | Open Plan - Specific type not defined |  | Excellent | 6,391.69 | NO
North Terrace_NT31-Helen Mayo South_Second Floor_S238.01 _ Workstation | NT-NT31-04-S238.01 | NT31-04-S238.01-Workstation | North Terrace | NT | NT31 | Helen Mayo South | 04 | Second Floor | S238.01 | 384 | Medicine | 384 | Adelaide Medical School | 3.03 | Workstation | 1 | Office Space Group | 113 | Open Plan - Research Staff |  | Excellent | 755.34 | NO
North Terrace_NT31-Helen Mayo South_Second Floor_S238.02 _ Workstation | NT-NT31-04-S238.02 | NT31-04-S238.02-Workstation | North Terrace | NT | NT31 | Helen Mayo South | 04 | Second Floor | S238.02 | 384 | Medicine | 384 | Adelaide Medical School | 3.04 | Workstation | 1 | Office Space Group | 113 | Open Plan - Research Staff |  | Excellent | 757.83 | NO
North Terrace_NT31-Helen Mayo South_Second Floor_S238.03 _ Workstation | NT-NT31-04-S238.03 | NT31-04-S238.03-Workstation | North Terrace | NT | NT31 | Helen Mayo South | 04 | Second Floor | S238.03 | 384 | Medicine | 384 | Adelaide Medical School | 2.93 | Workstation | 1 | Office Space Group | 113 | Open Plan - Research Staff |  | Excellent | 730.41 | NO
North Terrace_NT31-Helen Mayo South_Second Floor_S238.04 _ Workstation | NT-NT31-04-S238.04 | NT31-04-S238.04-Workstation | North Terrace | NT | NT31 | Helen Mayo South | 04 | Second Floor | S238.04 | 384 | Medicine | 384 | Adelaide Medical School | 2.91 | Workstation | 1 | Office Space Group | 113 | Open Plan - Research Staff |  | Excellent | 725.42 | NO
North Terrace_NT31-Helen Mayo South_Second Floor_S238.05 _ Workstation | NT-NT31-04-S238.05 | NT31-04-S238.05-Workstation | North Terrace | NT | NT31 | Helen Mayo South | 04 | Second Floor | S238.05 | 384 | Medicine | 384 | Adelaide Medical School | 3.06 | Workstation | 1 | Office Space Group | 113 | Open Plan - Research Staff |  | Excellent | 762.81 | NO
North Terrace_NT31-Helen Mayo South_Second Floor_S238.06 _ Workstation | NT-NT31-04-S238.06 | NT31-04-S238.06-Workstation | North Terrace | NT | NT31 | Helen Mayo South | 04 | Second Floor | S238.06 | 384 | Medicine | 384 | Adelaide Medical School | 3.08 | Workstation | 1 | Office Space Group | 113 | Open Plan - Research Staff |  | Excellent | 767.80 | NO
North Terrace_NT31-Helen Mayo South_Second Floor_S238.07 _ Workstation | NT-NT31-04-S238.07 | NT31-04-S238.07-Workstation | North Terrace | NT | NT31 | Helen Mayo South | 04 | Second Floor | S238.07 | 384 | Medicine | 384 | Adelaide Medical School | 2.97 | Workstation | 1 | Office Space Group | 113 | Open Plan - Research Staff |  | Excellent | 740.38 | NO
North Terrace_NT31-Helen Mayo South_Second Floor_S238.08 _ Workstation | NT-NT31-04-S238.08 | NT31-04-S238.08-Workstation | North Terrace | NT | NT31 | Helen Mayo South | 04 | Second Floor | S238.08 | 384 | Medicine | 384 | Adelaide Medical School | 3.06 | Workstation | 1 | Office Space Group | 113 | Open Plan - Research Staff |  | Excellent | 762.81 | NO
North Terrace_NT31-Helen Mayo South_Second Floor_S238.09 _ Workstation | NT-NT31-04-S238.09 | NT31-04-S238.09-Workstation | North Terrace | NT | NT31 | Helen Mayo South | 04 | Second Floor | S238.09 | 384 | Medicine | 384 | Adelaide Medical School | 3.09 | Workstation | 1 | Office Space Group | 113 | Open Plan - Research Staff |  | Excellent | 770.29 | NO
North Terrace_NT31-Helen Mayo South_Second Floor_S238.10 _ Workstation | NT-NT31-04-S238.10 | NT31-04-S238.10-Workstation | North Terrace | NT | NT31 | Helen Mayo South | 04 | Second Floor | S238.10 | 384 | Medicine | 384 | Adelaide Medical School | 3.1 | Workstation | 1 | Office Space Group | 113 | Open Plan - Research Staff |  | Excellent | 772.79 | NO
North Terrace_NT31-Helen Mayo South_Second Floor_S238.11 _ Workstation | NT-NT31-04-S238.11 | NT31-04-S238.11-Workstation | North Terrace | NT | NT31 | Helen Mayo South | 04 | Second Floor | S238.11 | 384 | Medicine | 384 | Adelaide Medical School | 3.07 | Workstation | 1 | Office Space Group | 113 | Open Plan - Research Staff |  | Excellent | 765.31 | NO
North Terrace_NT31-Helen Mayo South_Second Floor_S238.12 _ Workstation | NT-NT31-04-S238.12 | NT31-04-S238.12-Workstation | North Terrace | NT | NT31 | Helen Mayo South | 04 | Second Floor | S238.12 | 384 | Medicine | 384 | Adelaide Medical School | 3.12 | Workstation | 1 | Office Space Group | 113 | Open Plan - Research Staff |  | Excellent | 777.77 | NO
North Terrace_NT31-Helen Mayo South_Second Floor_S238.13 _ Workstation | NT-NT31-04-S238.13 | NT31-04-S238.13-Workstation | North Terrace | NT | NT31 | Helen Mayo South | 04 | Second Floor | S238.13 | 384 | Medicine | 384 | Adelaide Medical School | 3.12 | Workstation | 1 | Office Space Group | 113 | Open Plan - Research Staff |  | Excellent | 777.77 | NO
North Terrace_NT31-Helen Mayo South_Second Floor_S238.14 _ Workstation | NT-NT31-04-S238.14 | NT31-04-S238.14-Workstation | North Terrace | NT | NT31 | Helen Mayo South | 04 | Second Floor | S238.14 | 384 | Medicine | 384 | Adelaide Medical School | 3.08 | Workstation | 1 | Office Space Group | 113 | Open Plan - Research Staff |  | Excellent | 767.80 | NO
North Terrace_NT31-Helen Mayo South_Second Floor_S238.15 _ Workstation | NT-NT31-04-S238.15 | NT31-04-S238.15-Workstation | North Terrace | NT | NT31 | Helen Mayo South | 04 | Second Floor | S238.15 | 384 | Medicine | 384 | Adelaide Medical School | 3.09 | Workstation | 1 | Office Space Group | 113 | Open Plan - Research Staff |  | Excellent | 770.29 | NO
North Terrace_NT31-Helen Mayo South_Second Floor_S238.16 _ Workstation | NT-NT31-04-S238.16 | NT31-04-S238.16-Workstation | North Terrace | NT | NT31 | Helen Mayo South | 04 | Second Floor | S238.16 | 384 | Medicine | 384 | Adelaide Medical School | 3.07 | Workstation | 1 | Office Space Group | 113 | Open Plan - Research Staff |  | Excellent | 765.31 | NO
North Terrace_NT31-Helen Mayo South_Second Floor_S238.17 _ Workstation | NT-NT31-04-S238.17 | NT31-04-S238.17-Workstation | North Terrace | NT | NT31 | Helen Mayo South | 04 | Second Floor | S238.17 | 384 | Medicine | 384 | Adelaide Medical School | 3.07 | Workstation | 1 | Office Space Group | 113 | Open Plan - Research Staff |  | Excellent | 765.31 | NO
North Terrace_NT31-Helen Mayo South_Second Floor_S238.18 _ Workstation | NT-NT31-04-S238.18 | NT31-04-S238.18-Workstation | North Terrace | NT | NT31 | Helen Mayo South | 04 | Second Floor | S238.18 | 384 | Medicine | 384 | Adelaide Medical School | 2.97 | Workstation | 1 | Office Space Group | 113 | Open Plan - Research Staff |  | Excellent | 740.38 | NO
North Terrace_NT31-Helen Mayo South_Second Floor_S238.19 _ Workstation | NT-NT31-04-S238.19 | NT31-04-S238.19-Workstation | North Terrace | NT | NT31 | Helen Mayo South | 04 | Second Floor | S238.19 | 384 | Medicine | 384 | Adelaide Medical School | 3.07 | Workstation | 1 | Office Space Group | 113 | Open Plan - Research Staff |  | Excellent | 765.31 | NO
North Terrace_NT31-Helen Mayo South_Second Floor_S238.20 _ Workstation | NT-NT31-04-S238.20 | NT31-04-S238.20-Workstation | North Terrace | NT | NT31 | Helen Mayo South | 04 | Second Floor | S238.20 | 384 | Medicine | 384 | Adelaide Medical School | 3.02 | Workstation | 1 | Office Space Group | 113 | Open Plan - Research Staff |  | Excellent | 752.84 | NO
North Terrace_NT31-Helen Mayo South_Second Floor_S238A _ Utilities | NT-NT31-04-S238A | NT31-04-S238A-Utilities | North Terrace | NT | NT31 | Helen Mayo South | 04 | Second Floor | S238A | 384 | Medicine | 384 | Adelaide Medical School | 4.08 | Utilities | 6 | General Facility Space Group | 603 | General Facility - Resource room |  | Excellent | 1,139.14 | NO
North Terrace_NT31-Helen Mayo South_Second Floor_S239 _ Meeting | NT-NT31-04-S239 | NT31-04-S239-Meeting | North Terrace | NT | NT31 | Helen Mayo South | 04 | Second Floor | S239 | 384 | Medicine | 384 | Adelaide Medical School | 11.37 | Meeting | 6 | General Facility Space Group | 601 | General Facility - Committee/Conference/Meeting room |  | Excellent | 3,174.50 | NO
North Terrace_NT31-Helen Mayo South_Second Floor_S240 _ BioBank Freezers | NT-NT31-04-S240 | NT31-04-S240-BioBank Freezers | North Terrace | NT | NT31 | Helen Mayo South | 04 | Second Floor | S240 | 384 | Medicine | 384 | Adelaide Medical School | 25.92 | BioBank Freezers | 4 | Ancillary Area Space Group | 405 | Ancillary Area - Constant Temperature/ Freezer/Cold/Warm Rooms |  | Good | 4,835.13 | NO
North Terrace_NT31-Helen Mayo South_Second Floor_S250A _ VSR | NT-NT31-04-S250A | NT31-04-S250A-VSR | North Terrace | NT | NT31 | Helen Mayo South | 04 | Second Floor | S250A | 99939 | Unusable Spaces | 99939 | Unusable Spaces | 1.13 | VSR | 8 | Non Useable Floor Area Space Group | 840 | Non-usable - Service riser |  | Unknown | 0.00 | NO
North Terrace_NT31-Helen Mayo South_Third Floor_S301 _ Lift Foyer | NT-NT31-05-S301 | NT31-05-S301-Lift Foyer | North Terrace | NT | NT31 | Helen Mayo South | 05 | Third Floor | S301 | 99939 | Unusable Spaces | 99939 | Unusable Spaces | 22.86 | Lift Foyer | 8 | Non Useable Floor Area Space Group | 805 | Non-usable - Circulation space |  | Adequate | 0.00 | NO
North Terrace_NT31-Helen Mayo South_Third Floor_S301A _ Corr. | NT-NT31-05-S301A | NT31-05-S301A-Corr. | North Terrace | NT | NT31 | Helen Mayo South | 05 | Third Floor | S301A | 99939 | Unusable Spaces | 99939 | Unusable Spaces | 34.4 | Corr. | 8 | Non Useable Floor Area Space Group | 805 | Non-usable - Circulation space |  | Adequate | 0.00 | NO
North Terrace_NT31-Helen Mayo South_Third Floor_S301B _ Corr. | NT-NT31-05-S301B | NT31-05-S301B-Corr. | North Terrace | NT | NT31 | Helen Mayo South | 05 | Third Floor | S301B | 99939 | Unusable Spaces | 99939 | Unusable Spaces | 28.48 | Corr. | 8 | Non Useable Floor Area Space Group | 805 | Non-usable - Circulation space |  | Adequate | 0.00 | NO
North Terrace_NT31-Helen Mayo South_Third Floor_S301C _ Corr. | NT-NT31-05-S301C | NT31-05-S301C-Corr. | North Terrace | NT | NT31 | Helen Mayo South | 05 | Third Floor | S301C | 99939 | Unusable Spaces | 99939 | Unusable Spaces | 41.29 | Corr. | 8 | Non Useable Floor Area Space Group | 805 | Non-usable - Circulation space |  | Adequate | 0.00 | NO
North Terrace_NT31-Helen Mayo South_Third Floor_S301D _ Corr. | NT-NT31-05-S301D | NT31-05-S301D-Corr. | North Terrace | NT | NT31 | Helen Mayo South | 05 | Third Floor | S301D | 99939 | Unusable Spaces | 99939 | Unusable Spaces | 30.73 | Corr. | 8 | Non Useable Floor Area Space Group | 805 | Non-usable - Circulation space |  | Excellent | 0.00 | NO
North Terrace_NT31-Helen Mayo South_Third Floor_S301E _ Corr. | NT-NT31-05-S301E | NT31-05-S301E-Corr. | North Terrace | NT | NT31 | Helen Mayo South | 05 | Third Floor | S301E | 99939 | Unusable Spaces | 99939 | Unusable Spaces | 63.92 | Corr. | 8 | Non Useable Floor Area Space Group | 805 | Non-usable - Circulation space |  | Adequate | 0.00 | NO
North Terrace_NT31-Helen Mayo South_Third Floor_S301F _ Corr. | NT-NT31-05-S301F | NT31-05-S301F-Corr. | North Terrace | NT | NT31 | Helen Mayo South | 05 | Third Floor | S301F | 99939 | Unusable Spaces | 99939 | Unusable Spaces | 7.86 | Corr. | 8 | Non Useable Floor Area Space Group | 805 | Non-usable - Circulation space |  | Adequate | 0.00 | NO
North Terrace_NT31-Helen Mayo South_Third Floor_S302 _ DB | NT-NT31-05-S302 | NT31-05-S302-DB | North Terrace | NT | NT31 | Helen Mayo South | 05 | Third Floor | S302 | 99939 | Unusable Spaces | 99939 | Unusable Spaces | 3.06 | DB | 8 | Non Useable Floor Area Space Group | 840 | Non-usable - Service riser |  | Unknown | 0.00 | NO